000020098 | TRANSFORMER,CURRENT | POST TYPE;OUTDOOR;GIF 36-38;IL 36/70 200 KV;4 CORES,1200/800/600/5 AMP, 1200/800/600/5 AMP,1000/1 AMP,1000/1 AMP ;S/N 04/10402107,S/N 04/10402108,S/N | POWERENG |  | 36 KV GIF 36/38 | STRATEGIC SPARE
000020099 | TRANSFORMER,CURRENT | POST TYPE;OUTDOOR;GIF 36-68;IL 36/70 200 KV;4 CORES,1200/800/600/5 AMP,1200/ 800/600/5 AMP,1000/1 AMP,1000/1 AMP; S/N 04/10402104,S/N 04/10402105,S/N | POWERENG |  | 36 KV GIF 36/38 | STRATEGIC SPARE
000020100 | TRANSFORMER,CURRENT | POST TYPE;OUTDOOR;GIF 36-38;IL 36/70 200 KV;3 CORES,1200/800/600/5 AMP,1200/ 800/600/5 AMP,1600/1200/500/5 AMP;S/N 04/10402113,S/N 04/10402114,S/N | POWERENG |  | 36 KV GIF 36-38 | STRATEGIC SPARE
000020102 | TRANSFORMER,CURRENT | POST TYPE;OUTDOOR;TYPE 06/36/203; 800 AMP;3 CORES,400/600/800/1 AMP,400/ 600/800/1 AMP,1200/1600/1 AMP;S/N 25443/ 1;SEQEB 50356;ITEM 9; | ABB | ABB FAN PTY LTD | GIF 36-58 | CURRENT
000020103 | TRANSFORMER,CURRENT | POST TYPE;OUTDOOR;06/36/203;800 AMP; 3 CORES,400/600/800/1 AMP,400/600/800/ 1 AMP,1200/1600/1 AMP;S/N 25446/1;SEQEB 50135;ITEM 10; | ABB | ABB FAN PTY LTD | 06/36/203 | STRATEGIC SPARE
000020117 | TAPE,INSULATION,ELECTRICAL | RAYSULATE ETHYLENE-PROPYLENE POLYMER; HEAT SHRINKABLE;36 KV HV BUSBAR TAPE; 50 MM W;10 M LG; | RAYCHEM | RAYCHEM (AUSTRALIA) PTY LTD | HVBT-14-A | CURRENT
000020116 | ARRESTER,ELECTRICAL SURGE | GAPLESS,METAL OXIDE;12 KV;10 KA;INSUL M12 MTG & EARTH DISCONNECTOR; U/W CCT;POLYMER HOUSED; Class A; C/W 500 MM X 16 SQ MM LINE LEAD & LUG; | SIEMENS | SIEMENS LTD | 3EK41201CK4ZQ97R51P12P31 | CURRENT
000020116 | ARRESTER,ELECTRICAL SURGE | GAPLESS,METAL OXIDE;12 KV;10 KA;INSUL M12 MTG & EARTH DISCONNECTOR; U/W CCT;POLYMER HOUSED; Class A; C/W 500 MM X 16 SQ MM LINE LEAD & LUG; | BRITECH | BRI-TECH PTY LTD | OB12-100EN | CURRENT
000020116 | ARRESTER,ELECTRICAL SURGE | GAPLESS,METAL OXIDE;12 KV;10 KA;INSUL M12 MTG & EARTH DISCONNECTOR; U/W CCT;POLYMER HOUSED; Class A; C/W 500 MM X 16 SQ MM LINE LEAD & LUG; | MVTECH | MV TECHNOLOGY SOLUTIONS P/L | S3EK4120-1CK4-ZQ97R51R59P12P31 | CURRENT
000020116 | ARRESTER,ELECTRICAL SURGE | GAPLESS,METAL OXIDE;12 KV;10 KA;INSUL M12 MTG & EARTH DISCONNECTOR; U/W CCT;POLYMER HOUSED; Class A; C/W 500 MM X 16 SQ MM LINE LEAD & LUG; | ACCULEC | ACCULEC PTY LTD - E18524 | OB12A-100EQ | CURRENT
000020121 | CAPACITOR UNIT. | 7.45 KV;800 KVAR;SINGLE PHASE;45.8MF; 107.4 AMP CONT @ 50 HZ;NON PCB IMPREGNANT;POLYPROPYLENE FILM DIELECTRIC;INTERNALLY FUSED;2 BUSHINGS | ABB | ABB FAN PTY LTD | CHDB 162 | MAINTENANCE STOCK
000020084 | CROSSARM,METAL | STEEL;GALV;89 X 89 X 5 SHS;940 MM LG HORIZONTAL,1995 MM LG VERT;1 KN WORKING LOAD;U/W LOAD BREAK SWITCH SC19920 WHEN POLE TOP MTD;PACK OF 1, | MEFCO | MEFCO AUSTRALIA PTY LTD SUNSHINE VIC | 20084 | PHASING
000020133 | RELAY,OVERCURRENT AND EARTH FAULT | SEL 351-6;1 AMP PHASE;1 AMP NEUTRAL; 110 V DC AUX;110 V DC LOGIC INPUTS; FIRMWARE V6; HORIZONTAL RACK MTG; | SEL | SCHWEITZER ENGINEERING LABORATORIES INC. | 035160H4513XX1 | PHASING
000020134 | SWITCH,ROTARY | 2 POSN;12 POLE;STANDARD-NON STANDARD; | KRAUSNMR | KRAUS & NAIMER (MANUFACTURER) | CAD12 AU323R-600E | PURCHASE AS REQUIRED
000020115 | BRACKET,MOUNTING | FOR FRONT MTD;11 KV SURGE ARRESTER ON GAINBASE,SC16630;PACK OF 1,PACK WEIGHT 1.5 KG; | HAYMAN | HAYMANS INDUSTRIES PTY LTD | 20115 | CURRENT
000020115 | BRACKET,MOUNTING | FOR FRONT MTD;11 KV SURGE ARRESTER ON GAINBASE,SC16630;PACK OF 1,PACK WEIGHT 1.5 KG; | MEFCO | MEFCO AUSTRALIA PTY LTD SUNSHINE VIC | 20115 | CURRENT
000020088 | BRACKET,MOUNTING | FOR OUTER PHASE;11 KV SURGE ARRESTER ON TRIDENT CROSSARM,SC20082;PACK OF 1, PACK WEIGHT 1.6 KG | HAYMAN | HAYMANS INDUSTRIES PTY LTD | 20088 | CURRENT
000020088 | BRACKET,MOUNTING | FOR OUTER PHASE;11 KV SURGE ARRESTER ON TRIDENT CROSSARM,SC20082;PACK OF 1, PACK WEIGHT 1.6 KG | MEFCO | MEFCO AUSTRALIA PTY LTD SUNSHINE VIC | 20088 | CURRENT
000020087 | BRACKET,MOUNTING | FOR MID PHASE;11 KV SURGE ARRESTER ON TRIDENT CROSSARM,SC20082;PACK OF 1, PACK WEIGHT 1.2 KG; | HAYMAN | HAYMANS INDUSTRIES PTY LTD | 20087 | CURRENT
000020087 | BRACKET,MOUNTING | FOR MID PHASE;11 KV SURGE ARRESTER ON TRIDENT CROSSARM,SC20082;PACK OF 1, PACK WEIGHT 1.2 KG; | MEFCO | MEFCO AUSTRALIA PTY LTD SUNSHINE VIC | 20087 | CURRENT
000020086 | BRACKET,MOUNTING | FOR REAR MOUNTED;11 KV SURGE ARRESTER ON GAINBASE,SC16630;PACK OF 1,PACK WEIGHT 1.5 KG; | HAYMAN | HAYMANS INDUSTRIES PTY LTD | 20086 | CURRENT
000020086 | BRACKET,MOUNTING | FOR REAR MOUNTED;11 KV SURGE ARRESTER ON GAINBASE,SC16630;PACK OF 1,PACK WEIGHT 1.5 KG; | MEFCO | MEFCO AUSTRALIA PTY LTD SUNSHINE VIC | 20086 | CURRENT
000020085 | BRACKET,MOUNTING | STEEL;GALV;89 MM X 89 MM X 6 MM SHS; 850 MM LG;1 KN MAX WORKING LOAD;U/W LOAD BREAK SWITCH SC23483 WHEN MID POLE MTD;PACK OF 1,PACK WEIGHT 16 KG; | HAYMAN | HAYMANS INDUSTRIES PTY LTD | 20085 | CURRENT
000020085 | BRACKET,MOUNTING | STEEL;GALV;89 MM X 89 MM X 6 MM SHS; 850 MM LG;1 KN MAX WORKING LOAD;U/W LOAD BREAK SWITCH SC23483 WHEN MID POLE MTD;PACK OF 1,PACK WEIGHT 16 KG; | MEFCO | MEFCO AUSTRALIA PTY LTD SUNSHINE VIC | 20085 | CURRENT
000019870 | TRANSFORMER,CURRENT | PROTECTION,TOROIDAL;INDOOR;2 KV; 1000/1 AMP;CLASS 0.05PX 350 R4.5;THERMAL LIMIT 2000 AMP; | HAWKSIDD | HAWKER SIDDELEY SWITCHGEAR LTD | 1000/1 AMP | PURCHASE AS REQUIRED
000020136 | RACK,CABLE | CABLE LADDER;450 MM W,4 M LG;SUIT NEMA 12B;PACK OF 1,PACK WEIGHT 17.0 KG; | EZYSTRUT | EZYSTRUT CABLE & PIPE SUPPORTS | N1L4504H | CURRENT
000020137 | BRACKET | SUPPORT BRACKET;BEAM CLAMP;SUIT UNISTRUT P1000,P2000,P3000 & P4000; 76 MM W,86 MM H;HOT DIPPED GALV; PACK OF 10,PACK WEIGHT 4.30 KG; | EZYSTRUT | EZYSTRUT CABLE & PIPE SUPPORTS | E2785H | PURCHASE AS REQUIRED
000019549 | MONITOR,OIL | ON-LINE;CONTINUOUS MONITORING OF POWER TRANSFORMERS;SINGLE VALVE; SENSOR & SYSTEM SELF TEST DIAGONSTICS; MONITORING OF MOISTURE IN OIL; | PMS | PROTECTION & MONITORING SYSTEMS PTY LTD | HYDRAN M2 | PURCHASE AS REQUIRED
000020125 | TRANSFORMER,CURRENT | PROTECTION,TOROIDAL;OUTDOOR;UV PROTECTED CYCLOALIPHATIC RESIN CASTING; 0.72/3 KV;2000/1 AMP;CLASS 0.15PX 1500 R10;SINGLE PHASE;50 HZ;FOR NEF | TWS | TWS ENERGY CONTROLS | PROTECTION UV | PURCHASE AS REQUIRED
000020139 | CONNECTOR,BUSBAR | COPPER;38 MM TUBE TO RIGHT ANGLE PALM; 50 MM X 50 MM HOLE CENTRES; | DULMISON | DULMISON (AUST) PTY LTD | LS40 | PURCHASE AS REQUIRED
000019942 | CAPACITOR SHUNT INSTALLATION. | COMPRISES THE FOLLOWING STOCK CODES, 3 X 20188 (RX) PLANT NO.REQ.3 X 20190 (VT) PLANT NO.REQ.1 X 20189 (CT) PLANT NO.REQ.;36 KV;3 PHASE;50 HZ;20 MVAR @ | ABB | ABB FAN PTY LTD | 20 MVAR | PURCHASE AS REQUIRED
000019856 | CAPACITOR SHUNT INSTALLATION. | COMPRISES THE FOLLOWING STOCK CODES, 4 X 20192 (SW) 4 X 20191 (RX);12 KV; 3 PHASE;50 HZ;4 X 3.75 MVAR STAGES @ 11 KV;I/D CUBICLE;C/W BANK DISCONNECTOR/ | ABB | ABB FAN PTY LTD | ABACUS | CURRENT
000020078 | HAT,SUN | CAP:SAFETY;SUN PROTN,M,SOFT FABRIC,COOL HAT,SUN Sun Protection, Wide Brim, 58cm, Size M, Soft Fabric, Cool Grey 5, Unbra nded | BUNZL | BUNZL LIMITED BRISBANE | CH66-M | CURRENT
000020078 | HAT,SUN | CAP:SAFETY;SUN PROTN,M,SOFT FABRIC,COOL HAT,SUN Sun Protection, Wide Brim, 58cm, Size M, Soft Fabric, Cool Grey 5, Unbra nded | ATOMSUPP | ATOM SUPPLY | 31120008 | CURRENT
000020078 | HAT,SUN | CAP:SAFETY;SUN PROTN,M,SOFT FABRIC,COOL HAT,SUN Sun Protection, Wide Brim, 58cm, Size M, Soft Fabric, Cool Grey 5, Unbra nded | MOUNTCAS | MOUNT CAS | 57 CM MED | CURRENT
000020079 | HAT,SUN | CAP:SAFETY;SUN PROTN,L,SOFT FABRIC,COOL HAT,SUN Sun Protection, Wide Brim, 60cm, Size L, Soft Fabric, Cool Grey 5, Unbra nded | BUNZL | BUNZL LIMITED BRISBANE | CH66-L | CURRENT
000020079 | HAT,SUN | CAP:SAFETY;SUN PROTN,L,SOFT FABRIC,COOL HAT,SUN Sun Protection, Wide Brim, 60cm, Size L, Soft Fabric, Cool Grey 5, Unbra nded | ATOMSUPP | ATOM SUPPLY | 31120009 | CURRENT
000020079 | HAT,SUN | CAP:SAFETY;SUN PROTN,L,SOFT FABRIC,COOL HAT,SUN Sun Protection, Wide Brim, 60cm, Size L, Soft Fabric, Cool Grey 5, Unbra nded | MOUNTCAS | MOUNT CAS | 59 CM LGE | CURRENT
000020080 | HAT,SUN | CAP:SAFETY;SUN PROTN,XL,SOFT FABRIC,COOL HAT,SUN Sun Protection, Wide Brim, 62cm, Size XL Soft Fabric, Cool Grey 5, Unbra nded | BUNZL | BUNZL LIMITED BRISBANE | CH66-XL | CURRENT
000020080 | HAT,SUN | CAP:SAFETY;SUN PROTN,XL,SOFT FABRIC,COOL HAT,SUN Sun Protection, Wide Brim, 62cm, Size XL Soft Fabric, Cool Grey 5, Unbra nded | ATOMSUPP | ATOM SUPPLY | 31120010 | CURRENT
000020080 | HAT,SUN | CAP:SAFETY;SUN PROTN,XL,SOFT FABRIC,COOL HAT,SUN Sun Protection, Wide Brim, 62cm, Size XL Soft Fabric, Cool Grey 5, Unbra nded | MOUNTCAS | MOUNT CAS | 61 CM X-LGE | CURRENT
000020140 | SUPPORT | STEEL;HOT DIPPED GALV;3 X 1 PHASE FOR 33 KV CAPACITOR; C/W 2 X STEEL POLES, 1 X STEEL CROSSARM, 3 X STEEL BRACES; HEIGHT-DIMENSION X = 3830 MM,2400 MM W; | ERGON | ERGON ENERGY | STEEL SUPPORT | PURCHASE AS REQUIRED
000020141 | SUPPORT | STEEL;HOT DIPPED GALV;33 KV INSULATOR SUPPORT ADAPTOR;2400 MM LG,120 MM CENTRES;C/W 2 X ELBOWS, 1 X BOX OF NUTS/BOLTS; | DRAWING | DRAWING NO | LOSTD-ST026-12 TYPE A | CURRENT
000020141 | SUPPORT | STEEL;HOT DIPPED GALV;33 KV INSULATOR SUPPORT ADAPTOR;2400 MM LG,120 MM CENTRES;C/W 2 X ELBOWS, 1 X BOX OF NUTS/BOLTS; | ERGON | ERGON ENERGY | STEEL SUPPORT | CURRENT
000020142 | SIGN | DANGER-ENTRY INTO CAP BANK ENCLOSURE WITH CLAUSES 1-6 AS PER DWG;ALUMINIUM, SHEETED & SCREEN PRINTED;170 MM W, 320 MM H X 1.6 MM THK;LETTERING & | ARTCRAFT | ARTCRAFT PTY LTD | DANGER-ENTRY INTO CAPACITOR | CURRENT
000020143 | INDICATOR,FAULTED CIRCUIT. | ELECTRONIC,BATTERY POWERED; PROGRAMMABLE USING DIP SWITCHES; CONDUCTOR MOUNTED USING HOTSTICK ADAPTOR FOR 11 KV; | MACLEAN | MACLEAN POWER PL - E15128 | FLITE 110-SA | CURRENT
000020143 | INDICATOR,FAULTED CIRCUIT. | ELECTRONIC,BATTERY POWERED; PROGRAMMABLE USING DIP SWITCHES; CONDUCTOR MOUNTED USING HOTSTICK ADAPTOR FOR 11 KV; | SCHNEDER | SCHNEIDER PTY LTD | 59938 | CURRENT
000020143 | INDICATOR,FAULTED CIRCUIT. | ELECTRONIC,BATTERY POWERED; PROGRAMMABLE USING DIP SWITCHES; CONDUCTOR MOUNTED USING HOTSTICK ADAPTOR FOR 11 KV; | DULHUNTY | DULHUNTY INDUSTRIES PTY LTD | FLITE 110-SA | CURRENT
000020151 | LABEL | VINYL;SELF ADHESIVE;INFORMATION LABEL;FOR APPLICATION TO SMARTNET MODULES; | UES | UTILITY ENGRAVING & SIGNS | SMARTNET STICKER | PURCHASE AS REQUIRED
000020152 | PRINTED CIRCUIT BOARD | SPMM;PRINTED CIRCUIT BOARD POWER MONITOR; | SURTEK | SURTEK PTY LTD | SPMM | PURCHASE AS REQUIRED
000020160 | SEAL,ANTIPILFERAGE | Bi-Lok Seal, Plastic, for Sealing of Demand Reset Mechanisms, Pack of 1000 | HARCOR | HARCOR SECURITY SEALS | BR66114 | CURRENT
000020168 | FUSE,CARTRIDGE | FERRULE;25 MM LG,5 MM DIA CAP;315 MA QUICK BLOW;250 V AC;SUIT FUSEHOLDER TERMINAL BLOCK SC04629;PACK OF 10; | FUSECO | FUSECO PTY LTD | 51NM-0315H | CURRENT
000020170 | FACESHIELD,INDUSTRIAL | COLOURLESS POLYCARBONATE VISOR; UNCOATED;ABS FRAME;HIGH IMPACT & SPLASH PROTECTION NON METALLIC; 245 MM LG X 225 H X 290 H; | ENERGYNW | THE ENERGY NETWORK | 1011623 | CURRENT
000020169 | PANEL,POWER DISTRIBUTION | DC DISTRIBUTION BOARD;1000 MM H X 640 MM W X 245 MM D;INCLUDING 160 AMP MAIN SWITCH;36 POLE CHASSIS;C/W CB'S; QUOTATION BRV54809;WHEN STOCKS ARE | NHP | NHP ELECTRICAL ENGINEERING | BRV54809 | STRATEGIC SPARE
000020171 | RELAY,ELECTROMAGNETIC | 48 V DC COIL;30 V DC/110 V AC CONT; 10 AMP NOM;2 C/O CONTACTS;PLUG-IN TO RAIL MTD BASE SC07338;PACK OF 1; | CNWPL | CNW PL - SLACKS CREEK | RH2B-UDC48 | CURRENT
000020171 | RELAY,ELECTROMAGNETIC | 48 V DC COIL;30 V DC/110 V AC CONT; 10 AMP NOM;2 C/O CONTACTS;PLUG-IN TO RAIL MTD BASE SC07338;PACK OF 1; | IZUMIDEN |  | IDCRH2B-UDC48 | CURRENT
000020172 | RELAY,ELECTROMAGNETIC | 48 V DC COIL;240 V AC CONT;7.5 AMP NOM; 2 C/O CONT;BI-STABLE LATCHING OPERATION; PLUG-IN TO RAIL MTD SOCKET SC16593; | IZUMIDEN |  | RR2KP-U48V DC | PURCHASE AS REQUIRED
000020174 | LEAD,ELECTRICAL | LOW VOLTAGE TEMPORARY BRIDGE LEAD;3 M LG ;250 AMP CONTINUOUS CURRENT RATING;50 SQ MM FLEXIBLE SINGLE CORE FINE WIRE MULTI STRANDED PLAIN ANNEALED COPPER CONDUCTOR | BRITECH | BRI-TECH PTY LTD | LEAD ELECTRICAL | CURRENT
000020174 | LEAD,ELECTRICAL | LOW VOLTAGE TEMPORARY BRIDGE LEAD;3 M LG ;250 AMP CONTINUOUS CURRENT RATING;50 SQ MM FLEXIBLE SINGLE CORE FINE WIRE MULTI STRANDED PLAIN ANNEALED COPPER CONDUCTOR | ENERGYNW | THE ENERGY NETWORK | LEAD ELECTRICAL | CURRENT
000020174 | LEAD,ELECTRICAL | LOW VOLTAGE TEMPORARY BRIDGE LEAD;3 M LG ;250 AMP CONTINUOUS CURRENT RATING;50 SQ MM FLEXIBLE SINGLE CORE FINE WIRE MULTI STRANDED PLAIN ANNEALED COPPER CONDUCTOR | THEWMCAN | TMAC THEW & MCCANN GROUP | LEAD ELECTRICAL | CURRENT
000020174 | LEAD,ELECTRICAL | LOW VOLTAGE TEMPORARY BRIDGE LEAD;3 M LG ;250 AMP CONTINUOUS CURRENT RATING;50 SQ MM FLEXIBLE SINGLE CORE FINE WIRE MULTI STRANDED PLAIN ANNEALED COPPER CONDUCTOR | HYLEC | HYLEC PTY LTD | LEAD ELECTRICAL | CURRENT
000020175 | CIRCUIT BREAKER | GENERAL PURPOSE;415 V AC;20 AMP;TRIPLE POLE;6 KA BKG CAP;DIN RAIL MTG;PACK OF 1 ; | REXEL | REXEL PTY LTD | TERDTCB6320C | PURCHASE AS REQUIRED
000020175 | CIRCUIT BREAKER | GENERAL PURPOSE;415 V AC;20 AMP;TRIPLE POLE;6 KA BKG CAP;DIN RAIL MTG;PACK OF 1 ; | NHP | NHP ELECTRICAL ENGINEERING | TERDTCB6320C | PURCHASE AS REQUIRED
000020175 | CIRCUIT BREAKER | GENERAL PURPOSE;415 V AC;20 AMP;TRIPLE POLE;6 KA BKG CAP;DIN RAIL MTG;PACK OF 1 ; | CNWPL | CNW PL - SLACKS CREEK | DTCB6320C | PURCHASE AS REQUIRED
000020175 | CIRCUIT BREAKER | GENERAL PURPOSE;415 V AC;20 AMP;TRIPLE POLE;6 KA BKG CAP;DIN RAIL MTG;PACK OF 1 ; | NHP | NHP ELECTRICAL ENGINEERING | DTCB6320C | PURCHASE AS REQUIRED
000020176 | SIGN | CAUTION-WATCH YOUR STEP;PLASTIC; RETROREFLECTIVE;200 MM LG,150 MM W, 3 MM THK;PACK OF 200,PACK WEIGHT 4.0 KG; | CUTLER | CUTLER BRANDS PTY LTD | ENERGE-20176 | CURRENT
000020177 | SIGN | CAUTION;TRIP HAZARDS EXIST WITHIN THIS LOCATION;PLASTIC;RETROREFLECTIVE; 200 MM LG,150 MM W, 3 MM THK;PACK OF 200,PACK WEIGHT 4.0 KG; | CUTLER | CUTLER BRANDS PTY LTD | ENERGE-20177 | CURRENT
000020178 | TAPE,PRESSURE SENSITIVE ADHESIVE | RETRORFLECTIVE SAFETY MARKING TAPE; DIAGONAL BLACK/YELLOW STRIPES APPROX 73 MM W,4.5 M LG;FOR USE ON SUBSTN BUNDING;PACK OF 1; | ARTCRAFT | ARTCRAFT PTY LTD | 20178 | CURRENT
000020178 | TAPE,PRESSURE SENSITIVE ADHESIVE | RETRORFLECTIVE SAFETY MARKING TAPE; DIAGONAL BLACK/YELLOW STRIPES APPROX 73 MM W,4.5 M LG;FOR USE ON SUBSTN BUNDING;PACK OF 1; | CUTLER | CUTLER BRANDS PTY LTD | ENERGE-20178 | CURRENT
000020180 | PLATE,BLANKING | Type 3U Special, 19" Rack Blanking Plate 3U | GLOBAL | GLOBAL MANUFACTURING GROUP | CCSTD-EP001-04 | CURRENT
000020180 | PLATE,BLANKING | Type 3U Special, 19" Rack Blanking Plate 3U | ENI | ENI INDUSTRIES PL | 84101 | CURRENT
000020180 | PLATE,BLANKING | Type 3U Special, 19" Rack Blanking Plate 3U | GREATWST |  | 20180 | CURRENT
000020182 | GLOVES | Leather Outer Glove, Size 13, Goat Skin, Velcro Strap, for Class 00 & 0 Gloves, AS/NZS2161.3:2005, EN388 & EN420 | LEGEND | LEGEND POWER SYSTEMS | 0019-13 | CURRENT
000020183 | RELAY,ELECTROMAGNETIC | MULTITRIP;RMS 2HSM514D2E 20M ;HR FLAG; 20 HR CONT;125 V DC;SIZE 4 MODULAR CASE; | RMS | RELAY MONITORING SYSTEMS PL | 2HSM514D2-E-20M0B-2M56-S1 | CURRENT
000020185 | CIRCUIT BREAKER | AREVA WSA;36 KV;800 AMP;31.5 KA GAS INSULATED METALCLAD,TRANSFORMER UNIT; INCLUDES BUS VT 19 KV/63.5 V,100 VA SINGLE PHASE CLASS 1;3 CABLE PLUGS; | AREVA | AREVA T&D AUSTRALIA LIMITED | WSA 6/36-2/623 | PURCHASE AS REQUIRED
000020186 | RELAY,ELECTROMAGNETIC | MULTITRIP;RMS;2HS514K25;HR FLAG; 10 N/O HR CONT;125 V DC COIL;SIZE 2 MODULAR CASE; | RMS | RELAY MONITORING SYSTEMS PL | 2HSM514B2-E-10M0B-2M28-S1 | CURRENT
000020187 | DUMMY CONNECTOR,PLUG | Type 3/3-S, suit Pfisterer Size 3 Cable Sockets, Pack of 10 | PFISTER | PFISTERER HOLDINGS | K827150004 | CURRENT
000020187 | DUMMY CONNECTOR,PLUG | Type 3/3-S, suit Pfisterer Size 3 Cable Sockets, Pack of 10 | PFISTER | PFISTERER HOLDINGS | 827 150 004 | CURRENT
000020188 | REACTOR | INRUSH LIMITING;50 MICRO H;546 AMP;50 HZ 19 KV;1 PHASE;30.7 KA FOR 3 SEC;PEDISTAL POST INSULATOR MTG;AIR INSUL;IN-RUSH REACTORS FOR SC19942; | ABB | ABB FAN PTY LTD | HVB10023.21 (50 MICRO) | PURCHASE AS REQUIRED
000020189 | TRANSFORMER,CURRENT | POST TYPE;O/D;CAST RESIN;36 KV;1 CORE; 10/5 AMP;20 VA CLASS 1.0M;CURRENT TRANSFORMER FOR SC19942; | ABB | ABB FAN PTY LTD | 6002265 | CURRENT
000020190 | TRANSFORMER,VOLTAGE | 19 KV/63.5 V;SINGLE PHASE UNIT;100 VA OUTPUT;CLASS 1;50 HZ;8MS/100 VA PER PHASE;VOLTAGE TRANSFORMER FOR SC19942; | ABB | ABB FAN PTY LTD | HVB10023.22 (YE7) | PURCHASE AS REQUIRED
000020191 | REACTOR | DETUNING;7.7 MILLI H;226.8 AMP;50 HZ; 6.35 KV;3 PHASE;10 KA FOR 3 SEC;AIR INSULATED;DETUNING REACTOR FOR SC19856,SC19857 & SC19941; | ABB | ABB FAN PTY LTD | DETUNING | PURCHASE AS REQUIRED
000020192 | INDOOR SWITCHGEAR. | CONTACTOR;12 KV;3 PHASE;400 AMP;6 KA FOR 1 SEC;110 V DC;ELECT L;ATCHED CAPACITOR BANK SWITCHING;CONTACTOR FOR SC19856,SC19857 & SC19941; | ABB | ABB FAN PTY LTD | SACE V12 | PURCHASE AS REQUIRED
000020194 | DIE,CRIMPING TOOL | STEEL;HEX;26.0 MM AF;SUITABLE FOR 12 TONNE HYDRAULIC CRIMP TOOL; SUIT 300 SQ MM COPPER CONDUCTOR;UTILUX 38-260CU; | UTILUX |  | 38-260CU | CURRENT
000020181 | BRACKET,EXTENSION | BRACKET RISER;STEEL;GALV;SHS;100 MM X 100 MM X 6 MM;2990 MM LG;5 KN MWT; PROVIDES 1.9 M EXT FOR TRIDENT & TERMINATION/SHACKLE CONSTR; | HAYMAN | HAYMANS INDUSTRIES PTY LTD | 20181 | CURRENT
000020181 | BRACKET,EXTENSION | BRACKET RISER;STEEL;GALV;SHS;100 MM X 100 MM X 6 MM;2990 MM LG;5 KN MWT; PROVIDES 1.9 M EXT FOR TRIDENT & TERMINATION/SHACKLE CONSTR; | MEFCO | MEFCO AUSTRALIA PTY LTD SUNSHINE VIC | 20181 | CURRENT
000020196 | CONDUIT,NONMETALLIC,RIGID | 200 MM NOM SIZE;UPVC;ORANGE;CLASS 6; LIGHT DUTY;SOCKET MOULDED ONE END; 4 M LG;MARKED ELECTRICITY SUPPLY CABLES; SOLID WALL; CLASS 6 PIPE AS1477; PACK 10 | TRI UGRD | TRI UNDERGROUND AUSTRALIA PTY LTD | CONLD200P | VENDOR HELD
000020196 | CONDUIT,NONMETALLIC,RIGID | 200 MM NOM SIZE;UPVC;ORANGE;CLASS 6; LIGHT DUTY;SOCKET MOULDED ONE END; 4 M LG;MARKED ELECTRICITY SUPPLY CABLES; SOLID WALL; CLASS 6 PIPE AS1477; PACK 10 | HAYMANS | HAYMANS ELECTRICAL | PIP200LD | VENDOR HELD
000020196 | CONDUIT,NONMETALLIC,RIGID | 200 MM NOM SIZE;UPVC;ORANGE;CLASS 6; LIGHT DUTY;SOCKET MOULDED ONE END; 4 M LG;MARKED ELECTRICITY SUPPLY CABLES; SOLID WALL; CLASS 6 PIPE AS1477; PACK 10 | VINIDEX |  | 11330 | VENDOR HELD
000020197 | PLATE,YOKE,ELECTRICAL CONDUCTOR SUPPORT. | STEEL;GALV;NOM 457 MM X 100 MM CENTRES; 16 MM THK;70 KN MIN FAILING LOAD; | TYCO | TYCO | YPT70 | PURCHASE AS REQUIRED
000020197 | PLATE,YOKE,ELECTRICAL CONDUCTOR SUPPORT. | STEEL;GALV;NOM 457 MM X 100 MM CENTRES; 16 MM THK;70 KN MIN FAILING LOAD; | DULHUNTY | DULHUNTY INDUSTRIES PTY LTD | YPT-70-457 | PURCHASE AS REQUIRED
000020198 | LINE,TENSIONER | MAXI TENSIONER;C/W 2 STAINLESS STEEL ASYMMETRIC SNAP HOOKS;12 M HIGH STRENGTH MARINE ROPE;12 MM DIA ROPE;SWL - 100 KG; 2 FALLS OF ROPE; | ALLTRADE | ALLTRADE MANUFACTURING PTY LTD | ATMILSTP.40MEG | CURRENT
000020199 | BRACKET,RAISER | Extension, Galv Steel, SHS, 800mm Ext, 100 x 100 x 5mm, 1490mm Lg, 9kN MWT, for u/w Metal Xarm, EQTS 01-03-01 | HAYMAN | HAYMANS INDUSTRIES PTY LTD | 20199 | CURRENT
000020199 | BRACKET,RAISER | Extension, Galv Steel, SHS, 800mm Ext, 100 x 100 x 5mm, 1490mm Lg, 9kN MWT, for u/w Metal Xarm, EQTS 01-03-01 | MEFCO | MEFCO AUSTRALIA PTY LTD SUNSHINE VIC | 20199 | CURRENT
000020204 | NUMERAL,SIGN. | NUMBER 3;VINYL;25 MM H NUMBERING;40 MM SQ BACKGROUND;ADHESIVE BACKED;WHITE REFLECTIVE PRINT;ON GREEN BACKGROUND; U/W STEEL COLUMNS;PACK OF 100; | ARTCRAFT | ARTCRAFT PTY LTD | 20204 | CURRENT
000020204 | NUMERAL,SIGN. | NUMBER 3;VINYL;25 MM H NUMBERING;40 MM SQ BACKGROUND;ADHESIVE BACKED;WHITE REFLECTIVE PRINT;ON GREEN BACKGROUND; U/W STEEL COLUMNS;PACK OF 100; | CUTLER | CUTLER BRANDS PTY LTD | ENERGE-20204 | CURRENT
000020206 | JOINT,ELECTRICAL POWER CABLE | 33 KV;SINGLE PHASE;STRAIGHT JOINT;FOR ;630 SQ MM COPPER CONDUCTOR;SINGLE CORE;XLPE;INCLUDING CRIMP LINK;PACK OF 1,PACK WEIGHT 6 KG; | TECONN | TE CONNECTIVITY LTD | EPKJ-EX36 | CURRENT
000020209 | SHOVEL,HAND | Industrial Impact Shovel, Broad Deep Scoop, Spark Resistant, All Plastic, D Type Handle, for Dispersing & Removing Absorbent & Liquid Spills | ABSORBEN | ABSORB ENVIROMENTAL SOLUTIONS | SHOVEL | CURRENT
000020214 | ACTUATOR,SPRING RETURN | RETROFIT;70.5-FM TA;ROLOFF SPRING RETURN ACTUATOR;BUND WALL OIL VALVE; 240 V AC; | ARMSTEAM | ARMSTRONG STEAM ENGINEERING | ROLOFF 70.5 FM | PURCHASE AS REQUIRED
000020215 | RESCUE KIT | POLE TOP KIT;YELLOW VENTED BOX 310MM X 310MM X 275MM BOX LABELLED "POLE TOP RESCUE" ON THE LID AND "45M ROPE" ALL SIDE WALLS; VENTED VIA SECTIONS; CUT OUT | REXEL | REXEL PTY LTD | HDYPOLETOPKIT45QC# | PURCHASE AS REQUIRED
000020215 | RESCUE KIT | POLE TOP KIT;YELLOW VENTED BOX 310MM X 310MM X 275MM BOX LABELLED "POLE TOP RESCUE" ON THE LID AND "45M ROPE" ALL SIDE WALLS; VENTED VIA SECTIONS; CUT OUT | HEIGHDYN | HEIGHT DYNAMICS | POLE TOP RESCUE KIT | PURCHASE AS REQUIRED
000020221 | RECLOSER | 12 KV;3 PHASE;50 HZ;560 AMP;13.1 KA BKG CAP;4 SHOTS TO L/O;O/C,E/F & SEF PROTECTION,BRUSH REM CONT PMR12; CONCRETE OR WOOD POLE MTG;TO | BRUSH | BRUSH SWITCHGEAR AUSTRALIA | PMR12 560 AMP | PURCHASE AS REQUIRED
000020222 | RECLOSER | 12 KV;3 PHASE;50 HZ;560 AMP;13.1 KA BKG CAP;4 SHOTS TO L/O;O/C,E/F & SEF PROTECTION,BRUSH REM CONT PMR12; CONCRETE OR WOOD POLE MTG;CT RATIO | BRUSH | BRUSH SWITCHGEAR AUSTRALIA | PMR12 13.1 KA | PURCHASE AS REQUIRED
000020219 | GRIP,CABLE,JAW | FOR AERIAL BUNDLED SERVICE CABLE;O/D RANGE 8 MM - 25 MM;SUITABLE FOR 2 CORE 16 MM - 50 MM & 4 CORE 16 MM - 35 MM; PACK OF 1,PACK WEIGHT 0.9 KG; WLL 500KG; | THEWMCAN | TMAC THEW & MCCANN GROUP | TM10078 | CURRENT
000020219 | GRIP,CABLE,JAW | FOR AERIAL BUNDLED SERVICE CABLE;O/D RANGE 8 MM - 25 MM;SUITABLE FOR 2 CORE 16 MM - 50 MM & 4 CORE 16 MM - 35 MM; PACK OF 1,PACK WEIGHT 0.9 KG; WLL 500KG; | SPECFORC | SPECIALISED FORCE | ABC-S-GRIP | CURRENT
000020220 | CONTACTOR | 4 POLE;CA7-9C-10/110 V DC + CS7-PV-40; PACK OF 1; | REXEL | REXEL PTY LTD | CA7-9E-10-110E | PURCHASE AS REQUIRED
000020220 | CONTACTOR | 4 POLE;CA7-9C-10/110 V DC + CS7-PV-40; PACK OF 1; | REXEL | REXEL PTY LTD | SPRCA7-9C-10-110VDC | PURCHASE AS REQUIRED
000020220 | CONTACTOR | 4 POLE;CA7-9C-10/110 V DC + CS7-PV-40; PACK OF 1; | HAYMANS | HAYMANS ELECTRICAL | S&SCA7-9C-10/110VDC+S&SSCS7-PV | PURCHASE AS REQUIRED
000020220 | CONTACTOR | 4 POLE;CA7-9C-10/110 V DC + CS7-PV-40; PACK OF 1; | CNWPL | CNW PL - SLACKS CREEK | CA79E10110E | PURCHASE AS REQUIRED
000020220 | CONTACTOR | 4 POLE;CA7-9C-10/110 V DC + CS7-PV-40; PACK OF 1; | HAYMANS | HAYMANS ELECTRICAL | CA7-9C-10/110 V DC + | PURCHASE AS REQUIRED
000020223 | JACK,ISOLATING. | 1 CIRCUIT BRIDGING;2 POLE;15 KV;RMS RATING; | EUGAQUIP |  | 2 POLE ISOLATING JACK | PURCHASE AS REQUIRED
000020227 | HANDLE,SWITCH | OPERATING HANDLE;FOR APPLYING 3 POLE HOLEC EARTH & LINKS; | HOLEC | HOLEC | 685.312 | CURRENT
000020228 | BOX,INTERMEDIATE PACKAGING | CARDBOARD CARTON PLAIN;450-C (1); 500 MM X 200 MM X 200 MM;RSC; GLUED INSIDE;MIN BUY 960,PACK WEIGHT APPROX 250 KG; | SIGNET | SIGNET PTY LTD | 9324 | CURRENT
000020230 | VEST,HIGH VISIBILITY. | POLYESTER FABRIC;FASTEN-UP SIDES; W/VELCRO FASTENERS;FLURO YELLOW WITH RED REFLECTIVE STRIPS;LEGEND-TRAFFIC CONTROL ON FRONT & BACK;DAY/NIGHT | ARTCRAFT | ARTCRAFT PTY LTD | OV 002 | CURRENT
000020231 | LINK,NON CONDUCTIVE | PVC;16.7 MM OD;LT DUTY CONDUIT;35 MM LG; BLANK USED WITH 45 AMP FUSE BASES;U/W SC04439; | TRI UGRD | TRI UNDERGROUND AUSTRALIA PTY LTD | C16LINK35 | CURRENT
000020231 | LINK,NON CONDUCTIVE | PVC;16.7 MM OD;LT DUTY CONDUIT;35 MM LG; BLANK USED WITH 45 AMP FUSE BASES;U/W SC04439; | HAYMANS | HAYMANS ELECTRICAL | VIN30811 | CURRENT
000020231 | LINK,NON CONDUCTIVE | PVC;16.7 MM OD;LT DUTY CONDUIT;35 MM LG; BLANK USED WITH 45 AMP FUSE BASES;U/W SC04439; | VINIDEX |  | 30811 | CURRENT
000020233 | PANEL,POWER DISTRIBUTION | DC MAIN BOARD;1400 MM H X 580 MM W X 250 MM D;INCLUDING 250 AMP BUSBAR CHASSIS;C/W CB'S,BATTERY SUPERVISION; | NHP | NHP ELECTRICAL ENGINEERING | EGXSC20233 | CURRENT
000020235 | PANEL,POWER DISTRIBUTION | DC DISTRIBUTION BOARD;1400 MM H X 580 MM W X 250 MM D;INCLUDING 2 X 160 AMP MAIN SWITCHES;60 POLE CHASSIS;C/W CB'S; | NHP | NHP ELECTRICAL ENGINEERING | EGXSC20235 | CURRENT
000020236 | PANEL,POWER DISTRIBUTION | DC DISTRIBUTION BOARD;1400 MM H X 580 MM W X 250 MM D;INCLUDING 160 AMP MAIN SWITCH;60 POLE CHASSIS;C/W CB'S,BATTERY SUPERVISION; | NHP | NHP ELECTRICAL ENGINEERING | EGXSC20236 | CURRENT
000020237 | PANEL,POWER DISTRIBUTION | DC DISTRIBUTION BOARD;1000 MM H X 640 MM W X 245 MM D;INCLUDING 160 AMP MAIN SWITCH;36 POLE CHASSIS;C/W CB'S; | NHP | NHP ELECTRICAL ENGINEERING | EGXSC20237 | CURRENT
000020238 | SWITCHBOARD,POWER | 110 V SUB BOARD;245 MM H X 493 MM W X 68 MM D;INCLUDING 100 AMP DP MAIN SWITCH ;4 X 32 AMP DC,DP,CB & 4 X 20 AMP DC,DP, CB; | NHP | NHP ELECTRICAL ENGINEERING | EGXSC20238 | CURRENT
000020240 | CONNECTOR ASSEMBLY,ELECTRICAL. | PARALLEL KIT,V-TS;SUITABLE FOR WEBER VERTIGROUP;250 AMP- 630 AMP;FOR CONNECTION OF CABLES UP TO 2 X 300 MM WEBER V-TS KIT;C/W CABLE COVER; | WEBER | WEBER SOUTH PACIFIC PTY LTD | V-TSKIT | CURRENT
000020239 | CLEANING COMPOUND | CT-18;VEHICLE CLEANING AGENT;VISCOUS OPAQUE GREEN LIQUID;SLIGHT ODOUR; SOLUBLE;20 L DRUM; | BLKWOOD | J BLACKWOOD & SON LTD | 04075502 | CURRENT
000020239 | CLEANING COMPOUND | CT-18;VEHICLE CLEANING AGENT;VISCOUS OPAQUE GREEN LIQUID;SLIGHT ODOUR; SOLUBLE;20 L DRUM; | BLKWOODS | J BLACKWOOD & SON LTD | 04075502/CT18-20L | CURRENT
000020239 | CLEANING COMPOUND | CT-18;VEHICLE CLEANING AGENT;VISCOUS OPAQUE GREEN LIQUID;SLIGHT ODOUR; SOLUBLE;20 L DRUM; | KEYLINE | KEY-LINE DISTRIBUTORS PTY LTD | CT-18 20 L DRUM | CURRENT
000020241 | CIRCUIT BREAKER | GENERAL PURPOSE;400 V AC;63 AMP;DP;DIN RAIL MTG;U/W 110 V DC BOARDS;REFER CCMAST-SC201-SC206;PACK OF 1; | HAYMANS | HAYMANS ELECTRICAL | TERDTCB6263C | PURCHASE AS REQUIRED
000020241 | CIRCUIT BREAKER | GENERAL PURPOSE;400 V AC;63 AMP;DP;DIN RAIL MTG;U/W 110 V DC BOARDS;REFER CCMAST-SC201-SC206;PACK OF 1; | NHP | NHP ELECTRICAL ENGINEERING | TERDTCB6263C | PURCHASE AS REQUIRED
000020241 | CIRCUIT BREAKER | GENERAL PURPOSE;400 V AC;63 AMP;DP;DIN RAIL MTG;U/W 110 V DC BOARDS;REFER CCMAST-SC201-SC206;PACK OF 1; | CNWPL | CNW PL - SLACKS CREEK | TERDTCB6263C | PURCHASE AS REQUIRED
000020241 | CIRCUIT BREAKER | GENERAL PURPOSE;400 V AC;63 AMP;DP;DIN RAIL MTG;U/W 110 V DC BOARDS;REFER CCMAST-SC201-SC206;PACK OF 1; | NHP | NHP ELECTRICAL ENGINEERING | DTCB6263C | PURCHASE AS REQUIRED
000020242 | CIRCUIT BREAKER | GENERAL PURPOSE;400 V AC;10 AMP;DP;DIN RAIL MTG;U/W 110 V DC BOARDS;REFER CCMAST-SC201-SC206;PACK OF 1; | HAYMANS | HAYMANS ELECTRICAL | TERDTCB6210C | CURRENT
000020242 | CIRCUIT BREAKER | GENERAL PURPOSE;400 V AC;10 AMP;DP;DIN RAIL MTG;U/W 110 V DC BOARDS;REFER CCMAST-SC201-SC206;PACK OF 1; | NHP | NHP ELECTRICAL ENGINEERING | TERDTCB6210C | CURRENT
000020242 | CIRCUIT BREAKER | GENERAL PURPOSE;400 V AC;10 AMP;DP;DIN RAIL MTG;U/W 110 V DC BOARDS;REFER CCMAST-SC201-SC206;PACK OF 1; | CNWPL | CNW PL - SLACKS CREEK | TERDTCB6210C | CURRENT
000020242 | CIRCUIT BREAKER | GENERAL PURPOSE;400 V AC;10 AMP;DP;DIN RAIL MTG;U/W 110 V DC BOARDS;REFER CCMAST-SC201-SC206;PACK OF 1; | NHP | NHP ELECTRICAL ENGINEERING | DTCB6210C | CURRENT
000020243 | CIRCUIT BREAKER | GENERAL PURPOSE;400 V AC;16 AMP;DP;DIN RAIL MTG;U/W 110 V DC BOARDS;REFER CCMAST-SC201-SC206;PACK OF 1; | HAYMANS | HAYMANS ELECTRICAL | TERDTCB6216C | CURRENT
000020243 | CIRCUIT BREAKER | GENERAL PURPOSE;400 V AC;16 AMP;DP;DIN RAIL MTG;U/W 110 V DC BOARDS;REFER CCMAST-SC201-SC206;PACK OF 1; | NHP | NHP ELECTRICAL ENGINEERING | TERDTCB6216C | CURRENT
000020243 | CIRCUIT BREAKER | GENERAL PURPOSE;400 V AC;16 AMP;DP;DIN RAIL MTG;U/W 110 V DC BOARDS;REFER CCMAST-SC201-SC206;PACK OF 1; | CNWPL | CNW PL - SLACKS CREEK | TERDTCB6216C | CURRENT
000020244 | CIRCUIT BREAKER | GENERAL PURPOSE;400 V AC;20 AMP;DP;DIN RAIL MTG;U/W 110 V DC BOARDS;REFER CCMAST-SC201-SC206;PACK OF 1; | HAYMANS | HAYMANS ELECTRICAL | TERDTCB6220C | CURRENT
000020244 | CIRCUIT BREAKER | GENERAL PURPOSE;400 V AC;20 AMP;DP;DIN RAIL MTG;U/W 110 V DC BOARDS;REFER CCMAST-SC201-SC206;PACK OF 1; | NHP | NHP ELECTRICAL ENGINEERING | TERDTCB6220C | CURRENT
000020245 | CIRCUIT BREAKER | GENERAL PURPOSE;400 V AC;32 AMP;DP;DIN RAIL MTG;U/W 110 V DC BOARDS;REFER CCMAST-SC201-SC206;PACK OF 1; | HAYMANS | HAYMANS ELECTRICAL | TERDTCB6232C | CURRENT
000020245 | CIRCUIT BREAKER | GENERAL PURPOSE;400 V AC;32 AMP;DP;DIN RAIL MTG;U/W 110 V DC BOARDS;REFER CCMAST-SC201-SC206;PACK OF 1; | NHP | NHP ELECTRICAL ENGINEERING | TERDTCB6232C | CURRENT
000020245 | CIRCUIT BREAKER | GENERAL PURPOSE;400 V AC;32 AMP;DP;DIN RAIL MTG;U/W 110 V DC BOARDS;REFER CCMAST-SC201-SC206;PACK OF 1; | CNWPL | CNW PL - SLACKS CREEK | TERDTCB6232C | CURRENT
000020246 | PADLOCK | LOCKABLE L TYPE HANDLE;U/W SC20247 & SC20248;USED FOR REVENUE METERING; | CNWPL | CNW PL - SLACKS CREEK | B&RIP052 | CURRENT
000020246 | PADLOCK | LOCKABLE L TYPE HANDLE;U/W SC20247 & SC20248;USED FOR REVENUE METERING; | HAYMANS | HAYMANS ELECTRICAL | IP052 | CURRENT
000020247 | HINGED,PANEL | PNL;DBL HINGED,525X720X6MM,REVENUE MTRG HINGED,PANEL DOUBLE HINGED PANEL;720 MM H X 525 MM W X 6 MM D;TO SUIT 600 MM X 8 00 MM MONARCH ENCLOSURE;USED FOR REVENUE | CNWPL | CNW PL - SLACKS CREEK | B&RIPHP2921 | CURRENT
000020247 | HINGED,PANEL | PNL;DBL HINGED,525X720X6MM,REVENUE MTRG HINGED,PANEL DOUBLE HINGED PANEL;720 MM H X 525 MM W X 6 MM D;TO SUIT 600 MM X 8 00 MM MONARCH ENCLOSURE;USED FOR REVENUE | HAYMANS | HAYMANS ELECTRICAL | IPHP2921 | CURRENT
000020248 | ENCLOSURE,ELECTRICAL BOX | MONARCH ENCLOSURE;800 MM X 600 MM X 400 MM D;PROTECTION RATING IP66;USED FOR REVENUE METERING;U/W SC20246 & SC20247;PACK OF 1; | CNWPL | CNW PL - SLACKS CREEK | B&RIP29214 | CURRENT
000020248 | ENCLOSURE,ELECTRICAL BOX | MONARCH ENCLOSURE;800 MM X 600 MM X 400 MM D;PROTECTION RATING IP66;USED FOR REVENUE METERING;U/W SC20246 & SC20247;PACK OF 1; | B&R | B&R ENCLOSURES | IP29214 | CURRENT
000020249 | SHACKLE | BOW;120 KN;STEEL;GALV;C/W CL8.8 (GDE 8.8) BOLT,NUT & HUMPBACK PIN; | DULHUNTY | DULHUNTY INDUSTRIES PTY LTD | AS-120 | CURRENT
000020250 | SIGN,TRAFFIC | TELESCOPIC STOP/SLOW SIGN;450 MM DIA BAT ;ALL ALUMINIUM HANDLE,EXTENDS FROM 1200 MM TO 2600 MM;(STOP) RED REFLECTIVE CLASS 1W BACKGRD WHITE LETTERING;(SLOW) | ARTCRAFT | ARTCRAFT PTY LTD | T7-1A-EH-1W | CURRENT
000020251 | SIGN | Kerb Marker, 155 x 65 x 2mm, ELECTRIC CABLE IN ROAD, S/STEEL Plate, c/w QTY 2 x 6mm Holes & QTY 2 x 50 x 5mm S/STEEL Mush HD Spikes | HTDKERB | HTD KERBMARKERS AUSTRALIA | E3-20251 | PURCHASE AS REQUIRED
000020252 | STRAP,RETAINING | STRAIGHT LINE POLE STRAP;4 M LG;COLOUR ORANGE;C/W ADJ BUCKLE;SHELF LIFE = 10 YEARS;NZ ANSI 16KN, VAIPOLEEN24NZORNA | HEIGHDYN | HEIGHT DYNAMICS | VAIPOLEEN24NZORNA | PURCHASE AS REQUIRED
000020252 | STRAP,RETAINING | STRAIGHT LINE POLE STRAP;4 M LG;COLOUR ORANGE;C/W ADJ BUCKLE;SHELF LIFE = 10 YEARS;NZ ANSI 16KN, VAIPOLEEN24NZORNA | HEIGHDYN | HEIGHT DYNAMICS | MOW PS 4MORA | PURCHASE AS REQUIRED
000020253 | STRAP,RETAINING | STRAIGHT LINE POLE STRAP;2.7 M LG;COLOUR ORANGE;C/W ADJ BUCKLE;SHELF LIFE = 10 YEARS;RESTRICTED ISSUE;REFER REDEQP DEVLMT MGR;PACK OF 1,PACK WEIGHT 2.5 KG; | HEIGHDYN | HEIGHT DYNAMICS | HD POLEEN2.7ORA | PURCHASE AS REQUIRED
000020253 | STRAP,RETAINING | STRAIGHT LINE POLE STRAP;2.7 M LG;COLOUR ORANGE;C/W ADJ BUCKLE;SHELF LIFE = 10 YEARS;RESTRICTED ISSUE;REFER REDEQP DEVLMT MGR;PACK OF 1,PACK WEIGHT 2.5 KG; | HEIGHDYN | HEIGHT DYNAMICS | VAIPOLEEN27NZOANSI | PURCHASE AS REQUIRED
000020254 | STRAP,RETAINING | STRAIGHT LINE POST STRAP;2.7 M LG;COLOUR GREEN;C/W ADJ BUCKLE;SHELF LIFE = 10 YEARS;RESTRICTED ISSUE;REFER REDEQP DEVLMT MGR;PACK OF 1,PACK WEIGHT .75 KG; | HEIGHDYN | HEIGHT DYNAMICS | HD POLEEN2.7GRN | PURCHASE AS REQUIRED
000020254 | STRAP,RETAINING | STRAIGHT LINE POST STRAP;2.7 M LG;COLOUR GREEN;C/W ADJ BUCKLE;SHELF LIFE = 10 YEARS;RESTRICTED ISSUE;REFER REDEQP DEVLMT MGR;PACK OF 1,PACK WEIGHT .75 KG; | HEIGHDYN | HEIGHT DYNAMICS | VAIPOLEEN27NZGANSI | PURCHASE AS REQUIRED
000020258 | BUSHING | DRY MAINTENANCE;FREE OIL O/D BUSHING; RATE VOLTAGE 36 KV;BIL;200 KV RATED CURR ;1250 AMP;COPPER COND;FLAT SEAT;RESIN IMPREGNATED PAPER WITHJ SILICON SHEDS; | POWERENG |  | 2006.68.10 | MAINTENANCE STOCK
000020259 | BUSHING | DRY MAINTENANCE;FREE OIL O/D BUSHING; RATE VOLTAGE 36 KV;BIL;200 KV RATED CURR ;1250 AMP;COPPER COND;CONICAL SEAT;RESIN IMPRGNATED PAPER WITH SILICON SHEDS; | POWERENG |  | 2006.68.20 | PURCHASE AS REQUIRED
000020260 | ANCHOR,GUY | TWIN STAY POLE ANCHOR PLATE;LSUL; 110 KN;COMES WITH BACKING WASHERS; 100 MM X 100 MM; | ERGON | ERGON ENERGY | STAY POLE ANCHOR PLATE | CURRENT
000020261 | SWITCH,ROTARY | 660 V AC;20 AMP;2 POLE;2 POSN;CONTROL SELECTOR,MAN-AUTO 60 DEG SWITCHING; | KRAUSNMR | KRAUS & NAIMER (MANUFACTURER) | CA20B AU2 R26,CAB026-A721-604E | PURCHASE AS REQUIRED
000020262 | POLE,PUBLIC LIGHTING | Minor Road Mid Hinged (Left), 5.0m, Base Plate Mounted, 350 PCD Bolt Spacing, Galv, Integral 0.5m Outreach, EQTS 05-02-01, Dwg 5HG-A3 (scm) | IPOLES | INTERNATIONAL POLES | EQ-040 | CURRENT
000020262 | POLE,PUBLIC LIGHTING | Minor Road Mid Hinged (Left), 5.0m, Base Plate Mounted, 350 PCD Bolt Spacing, Galv, Integral 0.5m Outreach, EQTS 05-02-01, Dwg 5HG-A3 (scm) | GM POLES | GM POLES PTY LTD | MH 5E-LEFT | CURRENT
000020263 | CONNECTOR,BUSBAR | 25 MM TUBE TO 70-150 SQ MM CABLE;COPPER BUSBAR TO CABLE;STRAIGHT CONNECTOR; PACK OF 1; | PLP AUST | PREFORMED LINE PRODUCTS (AUST) | D-E30 | CURRENT
000020264 | CONNECTOR,BUSBAR | 25 MM TUBE TO 70-150 SQ MM CABLE;COPPER BUSBAR TO CABLE;TEE CONNECTOR; PACK OF 1; | PLP AUST | PREFORMED LINE PRODUCTS (AUST) | D-T30 | PURCHASE AS REQUIRED
000020266 | ROPE,FIBROUS | POLYPROPYLENE FILM ROPE;8 MM DIA; ROPE MUST HAVE BROWN FILAMENT IN ONE STRAND;GREEN COLOUR;AS4142.2/1993; FOR LIVE LINE USE;250 M COIL,PACK WEIGHT | NATROPES | NATIONAL ROPES. ALTONA GATE VIC 3025. | 005817 | CURRENT
000020265 | CABLE GLAND | METAL,NICKEL PLATED BRASS; WEATHERPROOF TO IP66;M60 OD;NEOPRENE SEAL;FOR MIN CABLE 40.1 MM;MAX CABLE 49.9 MM;C/W GU63 LOCKNUT;PACK OF 1; | STATEWD | STATEWIDE FSTNERS & ENG SPLS PL | A263S+LNM63 | CURRENT
000020265 | CABLE GLAND | METAL,NICKEL PLATED BRASS; WEATHERPROOF TO IP66;M60 OD;NEOPRENE SEAL;FOR MIN CABLE 40.1 MM;MAX CABLE 49.9 MM;C/W GU63 LOCKNUT;PACK OF 1; | CABLACES | CABLACES | A2-63S M/GLAND + GU63 L/NUT | CURRENT
000020265 | CABLE GLAND | METAL,NICKEL PLATED BRASS; WEATHERPROOF TO IP66;M60 OD;NEOPRENE SEAL;FOR MIN CABLE 40.1 MM;MAX CABLE 49.9 MM;C/W GU63 LOCKNUT;PACK OF 1; | LEGEND | LEGEND POWER SYSTEMS | GU63+LNM63 | CURRENT
000020267 | SUNSCREEN PREPARATION | Hamilton, SPF 50+, 200ml Pump Action Spray Bottle, Non-Greasy, Approx 4hr Water Resistant | ALPHA | ALPHA FIRST AID SUPPLIES QLD | 510019 | CURRENT
000020267 | SUNSCREEN PREPARATION | Hamilton, SPF 50+, 200ml Pump Action Spray Bottle, Non-Greasy, Approx 4hr Water Resistant | ATOMSUPP | ATOM SUPPLY | 236517 | CURRENT
000020267 | SUNSCREEN PREPARATION | Hamilton, SPF 50+, 200ml Pump Action Spray Bottle, Non-Greasy, Approx 4hr Water Resistant | BLKWOODS | J BLACKWOOD & SON LTD | 01903617/10786 | CURRENT
000020267 | SUNSCREEN PREPARATION | Hamilton, SPF 50+, 200ml Pump Action Spray Bottle, Non-Greasy, Approx 4hr Water Resistant | EGO | EGO PHARMACEUTICALS PTY LTD BRAESIDE VIC | SUNSENSE | CURRENT
000020267 | SUNSCREEN PREPARATION | Hamilton, SPF 50+, 200ml Pump Action Spray Bottle, Non-Greasy, Approx 4hr Water Resistant | ATOMSUPP | ATOM SUPPLY | 210666 | CURRENT
000020268 | DISPENSER,DRINKING WATER | 2L Bladder, Hydration Backpack, Portable Personal Fluid System | WHITAKER | WHITTAKER L.E. & SONS SUMNER PK QLD | BPH-GOA-F | CURRENT
000020268 | DISPENSER,DRINKING WATER | 2L Bladder, Hydration Backpack, Portable Personal Fluid System | BLKWOOD | J BLACKWOOD & SON LTD | 02795080 STINGER | CURRENT
000020268 | DISPENSER,DRINKING WATER | 2L Bladder, Hydration Backpack, Portable Personal Fluid System | HAYMANS | HAYMANS ELECTRICAL | MMBPACK2LBLADDER | CURRENT
000020269 | TUBE,METALLIC | ALUMINIUM;GDE 6060;RD;6.5 M LG;40 MM OD; 3 MM WALL THK;T5 TEMPER; | CAPRAL | CAPRAL ALUMINIUM CENTRE | GDE 6060 | PURCHASE AS REQUIRED
000020275 | ROPE,FIBROUS | Kernmantle Rope, Light Blue, 11mm Dia, Sewn Eye with Nylon Thimble, EWP Rescue Rope, 20m Long | CNWPL | CNW PL - SLACKS CREEK | ENE ROP LAN 20 1EYE EWP | PURCHASE AS REQUIRED
000020275 | ROPE,FIBROUS | Kernmantle Rope, Light Blue, 11mm Dia, Sewn Eye with Nylon Thimble, EWP Rescue Rope, 20m Long | HEIGHDYN | HEIGHT DYNAMICS | ROPLAN201EYEEWP | PURCHASE AS REQUIRED
000020278 | CUTTER,CABLE,HAND OPERATED | Pencil Sharpener Type, 95mm2 ABC | TEN | THE ENERGY NETWORK | HABCP-95 | CURRENT
000020278 | CUTTER,CABLE,HAND OPERATED | Pencil Sharpener Type, 95mm2 ABC | SPECFORC | SPECIALISED FORCE | HABC-95 | CURRENT
000020279 | CABLE,POWER,ELECTRICAL | AERIAL;COVERED CONDUCTOR THICK; 120mm2; CCT;X90;AAC GDE 1350; 600 M DRUM,DRUM WEIGHT 500 KG; SOFT XLPE COVERING; | MIDLANDS | MIDLAND METALS | MMO-11KV CCT 1X120 AL/1350 2 | CURRENT
000020279 | CABLE,POWER,ELECTRICAL | AERIAL;COVERED CONDUCTOR THICK; 120mm2; CCT;X90;AAC GDE 1350; 600 M DRUM,DRUM WEIGHT 500 KG; SOFT XLPE COVERING; | OLEX | OLEX AUSTRALIA PTY LTD | UJAB90A1X01AAGX | CURRENT
000020280 | LABEL | VINYL;RED & BLACK BACKGROUND;WHITE PRINT;-CAUTION-CONTAINS ASBESTOS- INHALATION HEALTH HAZARD-DO NOT CREATE DUST; | UES | UTILITY ENGRAVING & SIGNS | LABEL | CURRENT
000020282 | INSULATION HOOD | RE-USEABLE CLIP-ON WILDLIFE PROOFING COVER;FOR WEDGE-CLEVIS STRAIN CLAMP SC20281;PACK OF 12; | MACLEAN | MACLEAN POWER PL - E15128 | CCT-COVER | CURRENT
000020282 | INSULATION HOOD | RE-USEABLE CLIP-ON WILDLIFE PROOFING COVER;FOR WEDGE-CLEVIS STRAIN CLAMP SC20281;PACK OF 12; | PLP AUST | PREFORMED LINE PRODUCTS (AUST) | D-CCC80120 | CURRENT
000020281 | CLAMP,STRAIN | WEDGE-CLEVIS TYPE;FOR 120 SQ MM COVERED CONDUCTOR (CCT),14.3 MM OD;CLEVIS END TO SUIT 16 MM INSULATOR TONGUE;FOR COVER REFER SC20714 & SC21288;U/W CCT CABLE; | PLP AUST | PREFORMED LINE PRODUCTS (AUST) | D-CCS120 | CURRENT
000020283 | BRACKET,MOUNTING | FOR MTG 11 KV SURGE ARRESTER ON 11 FP/ NCCTLOK CONSTR;PACK OF 1,PACK WEIGHT 1.0 KG; | HAYMAN | HAYMANS INDUSTRIES PTY LTD | 20283 | CURRENT
000020283 | BRACKET,MOUNTING | FOR MTG 11 KV SURGE ARRESTER ON 11 FP/ NCCTLOK CONSTR;PACK OF 1,PACK WEIGHT 1.0 KG; | DULMISON | DULMISON (AUST) PTY LTD | CCC80120 | CURRENT
000020283 | BRACKET,MOUNTING | FOR MTG 11 KV SURGE ARRESTER ON 11 FP/ NCCTLOK CONSTR;PACK OF 1,PACK WEIGHT 1.0 KG; | MEFCO | MEFCO AUSTRALIA PTY LTD SUNSHINE VIC | 20283 | CURRENT
000020284 | FUSE,CARTRIDGE | TYPE T;32 X 6.35 MM;3.15 AMP;VT SECONDARY FUSE;SUIT FUSEHOLDER IN-LINE 10 AMP,250 V (SC20285);PART OF NULEC EXTERNAL VT POWER CABLE & FUSE | RSCOMP | RADIOSPARES COMPONENT PTY LTD | 414-049 | CURRENT
000020285 | FUSEHOLDER | FUSEHOLDER IN-LINE;10 AMP,250 V;PART OF NULEC EXTERNAL POWER CABLE & FUSE ASSEMBLY;CONNECTING EXTERNAL VT SECONDARY TO SECM IN 11 KV RECLOSER; | RSCOMP | RADIOSPARES COMPONENT PTY LTD | 414-594 | CURRENT
000020286 | REDUCER,CONDUIT | PLAIN INTERNAL REDUCER;SIZE 50 MM TO 40 MM;OUTSIDE DIA 50 MM;INSIDE DIA 40 MM ;LENGTH 35 MM LG;ORANGE PVC CONDUIT;DWG 4927-A4/A SECT 2,P 58/59 PUBLIC LIGHTING | TRI UGRD | TRI UNDERGROUND AUSTRALIA PTY LTD | HDE5040COUPFF | CURRENT
000020286 | REDUCER,CONDUIT | PLAIN INTERNAL REDUCER;SIZE 50 MM TO 40 MM;OUTSIDE DIA 50 MM;INSIDE DIA 40 MM ;LENGTH 35 MM LG;ORANGE PVC CONDUIT;DWG 4927-A4/A SECT 2,P 58/59 PUBLIC LIGHTING | REXEL | REXEL PTY LTD | CLI264/5MEO | CURRENT
000020286 | REDUCER,CONDUIT | PLAIN INTERNAL REDUCER;SIZE 50 MM TO 40 MM;OUTSIDE DIA 50 MM;INSIDE DIA 40 MM ;LENGTH 35 MM LG;ORANGE PVC CONDUIT;DWG 4927-A4/A SECT 2,P 58/59 PUBLIC LIGHTING | HAYMANS | HAYMANS ELECTRICAL | FABH242450 | CURRENT
000020286 | REDUCER,CONDUIT | PLAIN INTERNAL REDUCER;SIZE 50 MM TO 40 MM;OUTSIDE DIA 50 MM;INSIDE DIA 40 MM ;LENGTH 35 MM LG;ORANGE PVC CONDUIT;DWG 4927-A4/A SECT 2,P 58/59 PUBLIC LIGHTING | CLIPSAL | GERARD INDUSTRIES QLD DIVSN P/L | 264/5MORG | CURRENT
000020272 | SAFE LOGGER | SAFELOGGER;RS232 DATA,CAT IV 300 V,CASE SAFE LOGGER SINGLE PHASE;RECORDER FOR ME N VOLTAGE ;LOWIMPEDENCE INPUT;14 DAY MEM ORY CAPACITY;VOLTAGE MEASUREMENT RANGE, | THEWMCAN | TMAC THEW & MCCANN GROUP | SAFELOG-EN | PHASING
000020288 | SUBSTATION | SKID MTD;8 MVA;FOR ESTIMATING PURPOSES ONLY;REFER TO DAVE CHILL; | DRAWING | DRAWING NO | ERGON LOSTD-GA035-01E | CURRENT
000020289 | BUILDING | PRE-FABRICATED;11 KV;SWITCHROOM; FOR ESTIMATING PURPOSES ONLY;REFER DAVE CHILL; | DRAWING | DRAWING NO | ERGON SST160-GA003-02-01 | CURRENT
000020290 | BUILDING | PRE-FABRICATED;33 KV;SWITCHROOM; FOR ESTIMATING PURPOSES ONLY;REFER DAVE CHILL; | DRAWING | DRAWING NO | ERGON SSH38-GA003-02-2 | CURRENT
000020291 | BUILDING | PRE-FABRICATED;MODULAR;33 KV/11 KV; SWITCHROOM:FOR ESTIMATING PURPOSES ONLY;REFER DAVE CHILL; | DRAWING | DRAWING NO | ERGON SSDRD-GA003-01-1 | CURRENT
000020292 | BUILDING | PRE-FABRICATED;CONTROL ROOM; FOR ESTIMATING PURPOSES ONLY;REFER DAVE CHILL; | DRAWING | DRAWING NO | ERGON SSGBS-GA003-01-1 | CURRENT
000020293 | STRAP,RETAINING | Ratchet Tie Down, 1.6m Tail, 36mm W, 600Kg Lashing Capacity, S Hook on Each End, Bog of 10 | BULIVANT | BULLIVANTS LIFTING & SAFETY SPECIALISTS | WRA-036-600-1.6 M TAIL | CURRENT
000020293 | STRAP,RETAINING | Ratchet Tie Down, 1.6m Tail, 36mm W, 600Kg Lashing Capacity, S Hook on Each End, Bog of 10 | BULIVANT | BULLIVANTS LIFTING & SAFETY SPECIALISTS | WRA-036-0600-016-SH | CURRENT
000020294 | FUSE LINK,ENCLOSED ELEMENT | 100 AMP;HRC FUSE LINK;30 MM X 57 MM LG; PACK OF 20; | ALSTOM | ALSTOM GRID AUSTRALIA LIMITED | RHLF100 | CURRENT
000020295 | CONVERTER | FO SIGNAL CONVERTER;RS485/RS232/FO;FOR MULTIMODE;ST CONNECTOR;10-30 V;U/W SACS EQUIPMENT; | ADVANTEC | ADVANTECH AUSTRALIA PTY LTD | ADAM-4541 | CURRENT
000020296 | CONVERTER | FO SIGNAL CONVERTER;RS485/RS232/FO; SINGLE MODE;SC CONNECTOR;10-30 V;U/W SACS EQUIPMENT; | ADVANTEC | ADVANTECH AUSTRALIA PTY LTD | ADAM-4542+ | CURRENT
000020297 | PROCESSOR,INTEGRATED CIRCUIT | MEMORY;FOR PC-SACS S1.0;KINGSTON 512 MB DDR400 RAM;PURCHASE ORDER NO. TO BE PLACED ON EACH BOX*** | ICP AUST | ICP ELECTRONICS AUSTRALIA P/L | DDR 512MB PC3200 | PURCHASE AS REQUIRED
000020298 | BOLT,MACHINE | STEEL;GALV;HEX HD;M20;ISO M;600 MM LG; C/W 2 HEX NUTS ATTACHED;HIGH TENSILE GDE 8.8;FULL SHANK,MIN THD 100 MM;MATERIAL GDE 1340;AS1110,AS1111;BAG OF 10;HEAD | STATEWD | STATEWIDE FSTNERS & ENG SPLS PL | HBNPEM20600 | CURRENT
000020618 | COVER,ELECTRICAL EQUIPMENT | BROADBAND COVER;C/W SINGLE SLOT; 600 MM X 300 MM DOUBLE DROP X 3 MM THK; SUPPLIED ASSET & BARCODED; | REXEL | REXEL PTY LTD | BLE8018 | PURCHASE AS REQUIRED
000020618 | COVER,ELECTRICAL EQUIPMENT | BROADBAND COVER;C/W SINGLE SLOT; 600 MM X 300 MM DOUBLE DROP X 3 MM THK; SUPPLIED ASSET & BARCODED; | BALMORAL | BALMORAL ENGINEERING | 8018 ENGX | PURCHASE AS REQUIRED
000020618 | COVER,ELECTRICAL EQUIPMENT | BROADBAND COVER;C/W SINGLE SLOT; 600 MM X 300 MM DOUBLE DROP X 3 MM THK; SUPPLIED ASSET & BARCODED; | TRELEBOR | TRELLEBORG QUEENSLAND RUBBER P/L | F111973-D14647 | PURCHASE AS REQUIRED
000020299 | INSULATOR | INSULATION BARRIER PIECES;DELRIN;NYLON; SET TO SUIT ONE WILSON TFMR;CONSISTS OF 2 X WASHERS & 2 BOARDS;ITEMS 1 & 2 FOR TFRM RAD,3 & 4 TFRM MAIN OIL PIPE; | PLASTIC | PLASTIC ENGINEERING | DELRIN | PHASING
000019833 | INSULATOR,STRAIN | LONG ROD;SYNTHETIC COMPOSITE;132 KV NOM V;120 KN SML;AS4435.2 D24 EYE-D20 BALL ENDS;1550 MM NOM COUPLING;3650 MM MIN CREEPAGE;USED FOR PROJECTS; | PENTA | PENTA AUST (TMAC THEW & MCCANN/HYLEC) | PA00726 | CURRENT
000019833 | INSULATOR,STRAIN | LONG ROD;SYNTHETIC COMPOSITE;132 KV NOM V;120 KN SML;AS4435.2 D24 EYE-D20 BALL ENDS;1550 MM NOM COUPLING;3650 MM MIN CREEPAGE;USED FOR PROJECTS; | PENTA | PENTA AUST (TMAC THEW & MCCANN/HYLEC) | PA30085 | CURRENT
000019833 | INSULATOR,STRAIN | LONG ROD;SYNTHETIC COMPOSITE;132 KV NOM V;120 KN SML;AS4435.2 D24 EYE-D20 BALL ENDS;1550 MM NOM COUPLING;3650 MM MIN CREEPAGE;USED FOR PROJECTS; | THEWMCAN | TMAC THEW & MCCANN GROUP | TM00726 | CURRENT
000019833 | INSULATOR,STRAIN | LONG ROD;SYNTHETIC COMPOSITE;132 KV NOM V;120 KN SML;AS4435.2 D24 EYE-D20 BALL ENDS;1550 MM NOM COUPLING;3650 MM MIN CREEPAGE;USED FOR PROJECTS; | FLOWLINE | FLOWLINE INDUSTRIES PTY LTD | EH4032005 | CURRENT
000019834 | INSULATOR,STRAIN | LONG ROD;SYNTHETIC COMPOSITE;132 KV NOM V;160 KN SML;AS4435.2 D24 EYE-D20;BALL ENDS;USED FOR PROJECTS;BOX OF 50;PACK WEIGHT 20 KG,PALLET WEIGHT 200 KG; | PENTA | PENTA AUST (TMAC THEW & MCCANN/HYLEC) | PA00727 | STRATEGIC SPARE
000019834 | INSULATOR,STRAIN | LONG ROD;SYNTHETIC COMPOSITE;132 KV NOM V;160 KN SML;AS4435.2 D24 EYE-D20;BALL ENDS;USED FOR PROJECTS;BOX OF 50;PACK WEIGHT 20 KG,PALLET WEIGHT 200 KG; | PENTA | PENTA AUST (TMAC THEW & MCCANN/HYLEC) | PA30086 | STRATEGIC SPARE
000019834 | INSULATOR,STRAIN | LONG ROD;SYNTHETIC COMPOSITE;132 KV NOM V;160 KN SML;AS4435.2 D24 EYE-D20;BALL ENDS;USED FOR PROJECTS;BOX OF 50;PACK WEIGHT 20 KG,PALLET WEIGHT 200 KG; | THEWMCAN | TMAC THEW & MCCANN GROUP | TM00727 | STRATEGIC SPARE
000019834 | INSULATOR,STRAIN | LONG ROD;SYNTHETIC COMPOSITE;132 KV NOM V;160 KN SML;AS4435.2 D24 EYE-D20;BALL ENDS;USED FOR PROJECTS;BOX OF 50;PACK WEIGHT 20 KG,PALLET WEIGHT 200 KG; | DULHUNTY | DULHUNTY INDUSTRIES PTY LTD | S698063VX06 | STRATEGIC SPARE
000020620 | CONTACT,ELECTRICAL | CONTACT ASSEMBLY MAIN MOVING TYPE AT OLTC;300 AMP;MAIN MOVINF ATL TYPE AT TAPCHANGER; | REINHAUS | REINHAUSEN (AUST) PL | 561281-A | CURRENT
000020620 | CONTACT,ELECTRICAL | CONTACT ASSEMBLY MAIN MOVING TYPE AT OLTC;300 AMP;MAIN MOVINF ATL TYPE AT TAPCHANGER; | ENGCOM | ENG-COM PTY LTD | 300-091-A (DWG 561281-A) | CURRENT
000020621 | COIL,ELECTRICAL | TRIP & CLOSE COIL;110 V DC;FOR U/W 11 KV SBV1 & SVB2 CB'S; | AREVA | AREVA T&D AUSTRALIA LIMITED | 422-387 (FLOIO NO.40/572) | CURRENT
000020622 | MOTOR AND GEARBOX | 110 V DC;MOTOR AND GEARBOX; C/W MOTOR ADAPTOR PLATE;FOR USE ON SBV & VLX VACCUM CIRCUIT BREAKERS; | AREVA | AREVA T&D AUSTRALIA LIMITED | 102-620 | CURRENT
000020624 | CONTACT,ELECTRICAL | Fixed Contact Assembly, Ratchet, for ATL Type AT Tap Charger | REINHAUS | REINHAUSEN (AUST) PL | 563146-A | CURRENT
000020624 | CONTACT,ELECTRICAL | Fixed Contact Assembly, Ratchet, for ATL Type AT Tap Charger | ENGCOM | ENG-COM PTY LTD | 300-905-A | CURRENT
000020627 | PIN,COTTER,SPLIT | Split Pin, M4 x 36mm Lg, Zinc Plated, Pack of 200, Pack Weight 4kg | DULHUNTY | DULHUNTY INDUSTRIES PTY LTD | SPLITPIN-4X36 | CURRENT
000020628 | CONTACT,ELECTRICAL | MOVING SCISSOR ARM ASSEMBLY- RATCHET; FOR ATL AT TAPCHANGER; | REINHAUS | REINHAUSEN (AUST) PL | 591801-A | CURRENT
000020628 | CONTACT,ELECTRICAL | MOVING SCISSOR ARM ASSEMBLY- RATCHET; FOR ATL AT TAPCHANGER; | ENGCOM | ENG-COM PTY LTD | 300-228-A | CURRENT
000020632 | KIT,CONVERSION | FOR 12/36 KV RECLOSER;VT CONVERSION KIT; POLE MTG;C/W POLE BKT'S,EXT VT AUX SUPPLY POWER CABLE ASSEMBLY & IN-LINE FUSE; | NU-LEC | NU-LEC | VT CONVERSION KIT | MAINTENANCE STOCK
000020629 | WASHER,FLAT | RECESSED BRASS WASHER;U/W CHANGEOVER OPERATING ARM ATL; | ERGON | ERGON ENERGY | RECESSED BRASS WASHER | CURRENT
000020630 | CIRCLIP | CIRCLIP;FOR CHANGEOVER OPERATING ARM; ELC 18 MM X 1.2 MM THK; | BSC | BSC MOTION TECHNOLOGY | 1400-18 EX DIN471 18 X 1.2 MM | CURRENT
000020631 | SWITCH,ELECTRICAL | CHANGEOVER SWITCH;TYPE AT OLTC; | REINHAUS | REINHAUSEN (AUST) PL | 561282-A | PURCHASE AS REQUIRED
000020631 | SWITCH,ELECTRICAL | CHANGEOVER SWITCH;TYPE AT OLTC; | ENGCOM | ENG-COM PTY LTD | 300-795-A | PURCHASE AS REQUIRED
000020634 | KIT,SHUNT TRIP | 240 V AC;SHUNT TRIP KIT;SUITABLE FOR ABB SAFELINK CFCC;U/W SC19654 RMU; | ABB | ABB FAN PTY LTD | 5810419 | CURRENT
000020635 | CIRCUIT BREAKER | TURBULATOR;SOUTHWALES;11 KV; CB TURBULATOR; | ERGON | ERGON ENERGY | STHWALES 11 KV CB TURBULATOR | CURRENT
000020636 | CONTACT,ELECTRICAL | CONTACT;(CLUSTER);FIXED;TYPE D4XD;11 KV; OCB;400 AMP SOUTHWALES;CONTRACT 76/35A; | SBA | SBA AMALGAMATED PTY LTD | C79 | CURRENT
000020636 | CONTACT,ELECTRICAL | CONTACT;(CLUSTER);FIXED;TYPE D4XD;11 KV; OCB;400 AMP SOUTHWALES;CONTRACT 76/35A; | ERGON | ERGON ENERGY | CLUSTER TYPE D4XD 400A 76/35A | CURRENT
000020637 | CONTACT,ELECTRICAL | CONTACT;MOVING;TYPE D8XD;11 KV; OCB;800 AMP;SOUTHWALES;C/W THREADED 5MM HOLE IN BASE;165MM x 22.2MM | ERGON | ERGON ENERGY | MOVING CONTACTS (SILVERED)D8XD | CURRENT
000020637 | CONTACT,ELECTRICAL | CONTACT;MOVING;TYPE D8XD;11 KV; OCB;800 AMP;SOUTHWALES;C/W THREADED 5MM HOLE IN BASE;165MM x 22.2MM | SBA | SBA AMALGAMATED PTY LTD | C0084 | CURRENT
000020638 | CONTACT,ELECTRICAL | CONTACT;MOVING;TYPE D4XD;11 KV;OCB; 400 AMP;SOUTHWALES;COPPER TO BE SILVER PLATED;CONTRACT 76/35A; | ERGON | ERGON ENERGY | C85 400A STH WALES MOVING CONT | CURRENT
000020638 | CONTACT,ELECTRICAL | CONTACT;MOVING;TYPE D4XD;11 KV;OCB; 400 AMP;SOUTHWALES;COPPER TO BE SILVER PLATED;CONTRACT 76/35A; | ERGON | ERGON ENERGY | MOVING (SML CU)D4XD 400A | CURRENT
000020639 | CONTACT,ELECTRICAL | CONTACT MOVING;SOUTHWALES;CB;11 KV; 350 MVA & 250 MVA;SILVERED;22 MM HOLE CENTRES;150MM x 25.4MM | ERGON | ERGON ENERGY | C00721 | CURRENT
000020639 | CONTACT,ELECTRICAL | CONTACT MOVING;SOUTHWALES;CB;11 KV; 350 MVA & 250 MVA;SILVERED;22 MM HOLE CENTRES;150MM x 25.4MM | ERGON | ERGON ENERGY | MOVING 11 KV,350MVA & 250MVA | CURRENT
000020640 | CONTACT,ELECTRICAL | CONTACT FIXED;SOUTHWALES;CLUSTER;11 KV; 350 MVA;SILVERED COPPER BASE; | ERGON | ERGON ENERGY | CLUSTER 11 KV 350MVA | CURRENT
000020641 | CONDUIT,NONMETALLIC,RIGID | UPVC, 100mm Nom, 6m Lg, MD, White, Socket Moulded One End, Marked Comms Conduit | TRI UGRD | TRI UNDERGROUND AUSTRALIA PTY LTD | CONCOM100P | CURRENT
000020641 | CONDUIT,NONMETALLIC,RIGID | UPVC, 100mm Nom, 6m Lg, MD, White, Socket Moulded One End, Marked Comms Conduit | HAYMANS | HAYMANS ELECTRICAL | PIP100NBN | CURRENT
000020641 | CONDUIT,NONMETALLIC,RIGID | UPVC, 100mm Nom, 6m Lg, MD, White, Socket Moulded One End, Marked Comms Conduit | IPLEX | IPLEX PIPELINES AUSTRALIA PTY LTD | B35 | CURRENT
000020641 | CONDUIT,NONMETALLIC,RIGID | UPVC, 100mm Nom, 6m Lg, MD, White, Socket Moulded One End, Marked Comms Conduit | VINIDEX |  | 11750 | CURRENT
000020642 | CONTACT,ELECTRICAL | CONTACT,SML FIXED (38 MM);FOR ASEA UZERT 33 KV OLTC;TO SUIT KIT 50; | ABB | ABB FAN PTY LTD | 2657-957 AF FIXED CONTACT SGL | CURRENT
000020643 | CONTACT,ELECTRICAL | CONTACT,BLADE;FIXED (DOUBLE TAP); TRANSITION,ELCONITE TIPS;FOR ASEA UZERN OLTC;TO SUIT KIT 50; | ABB | ABB FAN PTY LTD | 2657-957-AL FIXED CONTACT DBL | CURRENT
000020644 | CONTACT,ELECTRICAL | CONTACT,SML FIXED (28 MM);FOR ASEA UZERN 33 KV OLTC;TO SUIT KIT 50; | ABB | ABB FAN PTY LTD | 2657-957-AK FIXED CONTACT SGL | CURRENT
000020645 | CONTACT,ELECTRICAL | CONTACT,MAIN MOVING;ELCONITE ROLLERS; FOR ASEA UZERN 33 KV OLTC;TO SUIT KIT 50 ; | ABB | ABB FAN PTY LTD | 5474-025 N/MOVING MAIN CONTACT | CURRENT
000020646 | CONTACT,ELECTRICAL | CONTACT,MOVING;TRANSITION,ELCONITE ROLLERS;FOR ASEA UZERN 33 KV OLTC;TO SUIT KIT 50; | ABB | ABB FAN PTY LTD | 5474-013-AD TRANSITION CONTACT | CURRENT
000020647 | CONTACT,ELECTRICAL | CONTACT,LGE FIXED (DOUBLE);FOR ASEA UZERN OLTC;TO SUIT KIT 50; | ABB | ABB FAN PTY LTD | 2657-957-AH FIXED CONTACT DBL | CURRENT
000020648 | COIL,ELECTRICAL | CLOSING COIL;CB;MERLIN GERIN F400;33 KV; | SCHNEDER | SCHNEIDER PTY LTD | 887191 AF (110VDC CLOSING) | CURRENT
000020649 | TAG,INSTRUCTION | Test Tag, Vinyl, Self Adhesive, Black Text, TESTED BY EQL, 8 x spaces for Next Test Due, Wrap Around Type, 32 x 109.9mm c/w Permanent Marking Pen, Pack of 100 | PROMARK | PROMARK PACKAGING PTY LTD GEEBUNG | 7291 | CURRENT
000020146 | SWITCH,FUSED | 400A Fuse Disconnect Device, 415VAC, 3Ph Ganged, ABC, suits DIN Type Fuse Links Size 1 & 2, M12 Bolted Lug Terminals on Line & Load Sides, Dwg 71969-5EX2 | NGK | NGK STANGER PTY LTD | 71969-5EX2 | CURRENT
000020147 | FUSECARRIER | TO SUIT DISCONNECT DEVICE;6-95 SQ MM AL XLPE SERVICE CABLE;LOCATED AT POLE END; PACK OF 50,PACK WEIGHT 2.8 KG; now replaced by stock code 22879 | SICAME | SICAME AUSTRALIA PTY LTD | PF100/BASE+PIN | PHASING
000020148 | CLAMP,TERMINAL,ELECTRICAL CONNECTOR | IN-LINE BI-METAL SERVICE CONNECTOR;TO SUIT 35-95 SQ MM LV HARD DRAWN CU,35-95 SQ MM SOFT DRAWN CU,35-95 SQ MM AL INSULATED CABLE PACK OF 6,PK WEIGHT 2 KG | SICAME | SICAME AUSTRALIA PTY LTD | ILC3595E | CURRENT
000020149 | TERMINAL BOX. | 3 PHASE MAINS CONNECTION BOX;200 AMP; WITH 4 BI-METAL CONNECTORS;IPC 35-95 SQ MM SERVICE SIDE;IPC 35-95 SQ MM HOUSE SIDE;PACK OF 1,PACK WEIGHT 1.5 KG; | SICAME | SICAME AUSTRALIA PTY LTD | MCB3/4ILCE3595 | CURRENT
000020650 | CABLE,FIBRE OPTIC | 48 FIBRE;SINGLE MODE;UNDERGROUND;C/W TERMITE PROTECTION;DRUM SIZE 2000 M, DRUM DIA 1200/600/740;DRUM WEIGHT 300 KG ; | OPTIMAL | OPTIMAL CABLE SERVICES PTY LTD | EMD61DPA048BE | STRATEGIC SPARE
000020651 | CABLE,FIBRE OPTIC | 48 FIBRE;SINGLE MODE;12.8 MM OD; OVERHEAD ALL DIELECTRIC SELF SUPPORTING (ADSS);DRUM SIZE 6000 M, DRUM DIA 1600/800/1065,DRUM WEIGHT | OPTIMAL | OPTIMAL CABLE SERVICES PTY LTD | EMMU1CGA048BK | STRATEGIC SPARE
000020652 | SCREW,TAPPING,THREAD CUTTING | BUILDEX TYPE 17;SELF DRILLING POINT;HEX HD;WITHOUT WASHER;10 MM-12 MM X 25 MM; CLASS 3,GALVANISED;U/W 5/16 IN HEX SOCKET SC22279; | STATEWD | STATEWIDE FSTNERS & ENG SPLS PL | S17G 101225 | CURRENT
000020659 | KEY,SOCKET HEAD SCREW | D-Head Tube Spanner, Drill Operated, Exisiting D-Head Spanner to be cut to 400mm in Length, c/w 8mm Hex Drive for Battery Drill | BRITECH | BRI-TECH PTY LTD | TSL_S TUBE SPANNER | PHASING
000020653 | VALVE. | INTAKE/EXHAUST VALVE;TO SUIT CAT G3500 CYLINDER HEAD; | HASTINGS | HASTING DEERING PTY LTD | 104-7184 | PURCHASE AS REQUIRED
000020654 | CYLINDER HEAD | RE-MAN CYLINDER HEADS;TO SUIT CAT G3500 ENGINES;SPECIFICALLY MODIFIED FOR NRX; REFER R.BUTCHER,GERNERATION TECH/ SUPPORT MANAGER; | HASTINGS | HASTING DEERING PTY LTD | 247-4573 (OR3680 - NRX SPECIAL | PURCHASE AS REQUIRED
000020655 | VALVE. | INSERT EXHAUST VALVE;TO SUIT CAT G3500 CYLINDER HEAD; | HASTINGS | HASTING DEERING PTY LTD | 6I-1713 | PURCHASE AS REQUIRED
000020656 | VALVE. | INSERT INTAKE VALVE;TO SUIT CAT G3500 CYLINDER HEAD; | HASTINGS | HASTING DEERING PTY LTD | 122-5963 | PURCHASE AS REQUIRED
000020657 | VALVE. | EXHAUST VALVE GUIDE;TO SUIT G3500 CYLINDER HEAD; | HASTINGS | HASTING DEERING PTY LTD | 184-5494 | PURCHASE AS REQUIRED
000020658 | VALVE. | INTAKE VALVE GUIDE;TO SUIT G3500 CYLINDER HEAD; | HASTINGS | HASTING DEERING PTY LTD | 184-5495 | PURCHASE AS REQUIRED
000020660 | LINE,TENSIONER | MAXI TENSIONER;C/W 2 STAINLESS STEEL ASYMMETRIC SNAP HOOKS; FITTED WITH NON-REMOVEABLE BECKET PIN;12 M HIGH STRENGTH MARINE ROPE;12 MM DIA ROPE; | ALLTRADE | ALLTRADE MANUFACTURING PTY LTD | 1LST4 | CURRENT
000020661 | TERMINAL,LUG | LONG BARREL,DRILLED PALM;2 X 14 MM HOLES @ 50 MM CENTRES;SUITABLE FOR 2 BOLTS; TINNED COPPER;CRIMP TYPE;FOR 300 SQ MM, 61/2.52 MM COPPER COND;PACK OF 1; | CABLACES | CABLACES | CAL300PLB1450EX | CURRENT
000020661 | TERMINAL,LUG | LONG BARREL,DRILLED PALM;2 X 14 MM HOLES @ 50 MM CENTRES;SUITABLE FOR 2 BOLTS; TINNED COPPER;CRIMP TYPE;FOR 300 SQ MM, 61/2.52 MM COPPER COND;PACK OF 1; | UTILUX |  | H16038X08/1 | CURRENT
000020662 | VALVE. | INLET/OUTLET VALVE STEM SEAL;TO SUIT CAT G3500 CYLINDER HEAD; | HASTINGS | HASTING DEERING PTY LTD | 228-9673 | PURCHASE AS REQUIRED
000020663 | CYLINDER HEAD | NEW CYLINDER HEADS;TO SUIT CAT G3500 ENGINES;TO BE SPECIFICALLY MODIFIED FOR NRX (CONTACT R.BUTCHER);TWO MAN LIFT ITEMS OVER 20 KG; | HASTINGS | HASTING DEERING PTY LTD | 247-4573 | PURCHASE AS REQUIRED
000020664 | CYLINDER HEAD | USED CYLINDER HEAD;TO SUIT CAT G3500 ENGINES;REQUIRING MODIFICATIONS FOR NRX (CONTACT R.BUTCHER);TWO MAN LIFT OVER 20 KG;HOLD STOCK TO SUFFICIENT STOCK | HASTINGS | HASTING DEERING PTY LTD | OR3680 | PURCHASE AS REQUIRED
000020665 | BUSBAR | COPPER BAR;TO BE TINNED;95 MM X 40 MM X 6 MM THK;USED WHEN CONNECTING CONSUMER MAINS DIRECT TO ENERGEX CABLES IN PILLARS ETC;PACK OF 25; | GLOBAL | GLOBAL MANUFACTURING GROUP | ENRGEX-9759-A4B | CURRENT
000020666 | BOX,ELECTRICAL,MULTIAPPLICATION. | ALUMINIUM;400 MM H,600 MM W,300 MM D; 33 KV CAPACITOR CT/VT MARSHALLING BOX; PACK OF 1,PACK WEIGHT 16 KG;SUPPLIED COMPLETE WITH SC15869 WEATHERPROOF BOX; | HAYMAN | HAYMANS INDUSTRIES PTY LTD | 20666 | PHASING
000020666 | BOX,ELECTRICAL,MULTIAPPLICATION. | ALUMINIUM;400 MM H,600 MM W,300 MM D; 33 KV CAPACITOR CT/VT MARSHALLING BOX; PACK OF 1,PACK WEIGHT 16 KG;SUPPLIED COMPLETE WITH SC15869 WEATHERPROOF BOX; | GLOBAL | GLOBAL MANUFACTURING GROUP | ENERGEX-CCSTD-AR064-10 | PHASING
000020667 | SHADE BRIM,SAFETY HELMET | Hard Hat Brim with Shade & Neck Protection, Elastic Inner Rim for perfect fit, Elastic Straps | ATOMSUPP | ATOM SUPPLY | 236717 | CURRENT
000020667 | SHADE BRIM,SAFETY HELMET | Hard Hat Brim with Shade & Neck Protection, Elastic Inner Rim for perfect fit, Elastic Straps | BOC | BOC GASES | 3001-BLUE | CURRENT
000020667 | SHADE BRIM,SAFETY HELMET | Hard Hat Brim with Shade & Neck Protection, Elastic Inner Rim for perfect fit, Elastic Straps | AUSTSAF | AUSTRALIAN SAFETY SUPPLIES | SB03 (BLUE) | CURRENT
000020668 | JOINT,ELECTRICAL POWER CABLE | 11 KV;RESIN FILLED STOP END JOINT; 3 PHASE;UP TO 300 SQ MM CU OR AL XLPE CABLES;C/W PLASTIC SHELL BOX,SEALING ACCESSORIES,MECHANICAL CONNECTORS, | SICAME | SICAME AUSTRALIA PTY LTD | WTH52462-29 | CURRENT
000020668 | JOINT,ELECTRICAL POWER CABLE | 11 KV;RESIN FILLED STOP END JOINT; 3 PHASE;UP TO 300 SQ MM CU OR AL XLPE CABLES;C/W PLASTIC SHELL BOX,SEALING ACCESSORIES,MECHANICAL CONNECTORS, | SICAME | SICAME AUSTRALIA PTY LTD | MIRP-20668 | CURRENT
000020668 | JOINT,ELECTRICAL POWER CABLE | 11 KV;RESIN FILLED STOP END JOINT; 3 PHASE;UP TO 300 SQ MM CU OR AL XLPE CABLES;C/W PLASTIC SHELL BOX,SEALING ACCESSORIES,MECHANICAL CONNECTORS, | ALSTOM | ALSTOM GRID AUSTRALIA LIMITED | 8AE70000-010 | CURRENT
000020669 | BLADE,CUTTER,CABLE | REPLACEMENT BLADE TO SUIT LSC & CS CABLE STRIPPER;U/W CCT STRIPPER SC19217; | HYLEC | HYLEC PTY LTD | LSCBLADE | CURRENT
000020670 | CLAMP,STRAIN | FIBERLIGN DIELECTRIC HELICAL DEAD END; 12.6 MM CABLE; | PLP AUST | PREFORMED LINE PRODUCTS (AUST) | OFTFG-120-LITE | CURRENT
000020671 | CLAMP,STRAIN | FIBERLIGN DIELECTRIC HELICAL DEAD END; 13.5 MM CABLE; | PLP AUST | PREFORMED LINE PRODUCTS (AUST) | OFTG-130-SG | CURRENT
000020672 | CLAMP | Dielectric Suspension/Support Clamp, Short Span, 12mm to 12.6mm Dia Cable Range | PLP AUST | PREFORMED LINE PRODUCTS (AUST) | OFFDS2-120129 | CURRENT
000020673 | SUPPORT | FIBERLIGN DIELECTRIC SUPPORT;13.5 MM CABLE; | PLP AUST | PREFORMED LINE PRODUCTS (AUST) | OFFDS2-130139 | CURRENT
000020674 | DAMPER,VIBRATION,TRANSMISSION LINE | FIBERLIGN DIELECTRIC DAMPER VIBRATION; SPIRAL;ADSS DIA 11.75 MM -14.30 MM;FOR ADSS FIBRE INSTALLATION;COLOUR YELLOW; | ACCULEC | ACCULEC PTY LTD - E18524 | SVD1173A | CURRENT
000020674 | DAMPER,VIBRATION,TRANSMISSION LINE | FIBERLIGN DIELECTRIC DAMPER VIBRATION; SPIRAL;ADSS DIA 11.75 MM -14.30 MM;FOR ADSS FIBRE INSTALLATION;COLOUR YELLOW; | PLP AUST | PREFORMED LINE PRODUCTS (AUST) | OFSVD-0105-B | CURRENT
000020479 | JOINT,ELECTRICAL POWER CABLE | 11 KV;RESIN FILLED JOINT;3 PHASE; 240 SQ MM CU XLPE MAIN TO 95-185 CU OR AL PLY BRANCH & PARALLEL CABLE;C/W SHEAR BOLT CONNECTORS;C/W PVC OUTER BOX;FOR | SICAME | SICAME AUSTRALIA PTY LTD | WTH52462-74 | CURRENT
000020479 | JOINT,ELECTRICAL POWER CABLE | 11 KV;RESIN FILLED JOINT;3 PHASE; 240 SQ MM CU XLPE MAIN TO 95-185 CU OR AL PLY BRANCH & PARALLEL CABLE;C/W SHEAR BOLT CONNECTORS;C/W PVC OUTER BOX;FOR | SICAME | SICAME AUSTRALIA PTY LTD | MIRP-20479 | CURRENT
000020479 | JOINT,ELECTRICAL POWER CABLE | 11 KV;RESIN FILLED JOINT;3 PHASE; 240 SQ MM CU XLPE MAIN TO 95-185 CU OR AL PLY BRANCH & PARALLEL CABLE;C/W SHEAR BOLT CONNECTORS;C/W PVC OUTER BOX;FOR | ALSTOM | ALSTOM GRID AUSTRALIA LIMITED | 8AE5500-090 | CURRENT
000020473 | JOINT,ELECTRICAL POWER CABLE | 11 KV;RESIN FILLED JOINT;3 PHASE;185-240 SQ MM CU XLPE MAIN TO 240-300 CU PLY BRANCH & PARALLEL CABLE;C/W SHEAR BOLT CONNECTORS;C/W PVC OUTER BOX;FOR | SICAME | SICAME AUSTRALIA PTY LTD | WTH52462-71 | CURRENT
000020473 | JOINT,ELECTRICAL POWER CABLE | 11 KV;RESIN FILLED JOINT;3 PHASE;185-240 SQ MM CU XLPE MAIN TO 240-300 CU PLY BRANCH & PARALLEL CABLE;C/W SHEAR BOLT CONNECTORS;C/W PVC OUTER BOX;FOR | SICAME | SICAME AUSTRALIA PTY LTD | MIRP-20473 | CURRENT
000020473 | JOINT,ELECTRICAL POWER CABLE | 11 KV;RESIN FILLED JOINT;3 PHASE;185-240 SQ MM CU XLPE MAIN TO 240-300 CU PLY BRANCH & PARALLEL CABLE;C/W SHEAR BOLT CONNECTORS;C/W PVC OUTER BOX;FOR | ALSTOM | ALSTOM GRID AUSTRALIA LIMITED | 8AE5500-100 | CURRENT
000020475 | JOINT,ELECTRICAL POWER CABLE | 11 KV;RESIN FILLED JOINT;3 PHASE;258-300 SQ MM CU OR AL PLY MAIN TO 95-185 CU OR AL PLY BRANCH & PARALLEL CABLE;C/W SHEAR BOLT CONNECTORS;C/W PVC OUTER | SICAME | SICAME AUSTRALIA PTY LTD | WTH52462-69 | CURRENT
000020475 | JOINT,ELECTRICAL POWER CABLE | 11 KV;RESIN FILLED JOINT;3 PHASE;258-300 SQ MM CU OR AL PLY MAIN TO 95-185 CU OR AL PLY BRANCH & PARALLEL CABLE;C/W SHEAR BOLT CONNECTORS;C/W PVC OUTER | SICAME | SICAME AUSTRALIA PTY LTD | MIRP-20475 | CURRENT
000020475 | JOINT,ELECTRICAL POWER CABLE | 11 KV;RESIN FILLED JOINT;3 PHASE;258-300 SQ MM CU OR AL PLY MAIN TO 95-185 CU OR AL PLY BRANCH & PARALLEL CABLE;C/W SHEAR BOLT CONNECTORS;C/W PVC OUTER | ALSTOM | ALSTOM GRID AUSTRALIA LIMITED | 8AE5500-110 | CURRENT
000020469 | JOINT,ELECTRICAL POWER CABLE | SLEEVE:HEAT SHRINK;RESIN FILLED JOINT,W/ JOINT,ELECTRICAL POWER CABLE 11 KV;RESIN FILLED JOINT;3 PHASE;25-185 SQ MM CU PL Y MAIN TO 25-185 CU PLY BRANCH & PARALLE | SICAME | SICAME AUSTRALIA PTY LTD | WTH52462-65 | CURRENT
000020469 | JOINT,ELECTRICAL POWER CABLE | SLEEVE:HEAT SHRINK;RESIN FILLED JOINT,W/ JOINT,ELECTRICAL POWER CABLE 11 KV;RESIN FILLED JOINT;3 PHASE;25-185 SQ MM CU PL Y MAIN TO 25-185 CU PLY BRANCH & PARALLE | SICAME | SICAME AUSTRALIA PTY LTD | WTH52462-6 | CURRENT
000020469 | JOINT,ELECTRICAL POWER CABLE | SLEEVE:HEAT SHRINK;RESIN FILLED JOINT,W/ JOINT,ELECTRICAL POWER CABLE 11 KV;RESIN FILLED JOINT;3 PHASE;25-185 SQ MM CU PL Y MAIN TO 25-185 CU PLY BRANCH & PARALLE | SICAME | SICAME AUSTRALIA PTY LTD | 52462-65 | CURRENT
000020469 | JOINT,ELECTRICAL POWER CABLE | SLEEVE:HEAT SHRINK;RESIN FILLED JOINT,W/ JOINT,ELECTRICAL POWER CABLE 11 KV;RESIN FILLED JOINT;3 PHASE;25-185 SQ MM CU PL Y MAIN TO 25-185 CU PLY BRANCH & PARALLE | ALSTOM | ALSTOM GRID AUSTRALIA LIMITED | 8AE5500-080 | CURRENT
000020675 | CABLE,FIBRE OPTIC | Aerial, 48 Fibres SMOF, OPGW, 14.5mm Dia Rating 14.85kA/0.5Sec & 10.7kA/1Sec, Breaking Load 65kN, Central Core S/Steel Tube, Left Hand Lay | SFPOC | SUZHOU FURUKAWA POWER OPTIC CABLE CO LTD | SFSJ-J-1522 | CURRENT
000020677 | STRAP,RETAINING | Ratchet Tie Down, 6m Strap, Endless Loop 4000Kg Lashing Capacity (P1) | MINEMECH | MINEMECH SERVICES (QLD) PL | 47S01857C00-0X06 | CURRENT
000020677 | STRAP,RETAINING | Ratchet Tie Down, 6m Strap, Endless Loop 4000Kg Lashing Capacity (P1) | BULIVANT | BULLIVANTS LIFTING & SAFETY SPECIALISTS | WRA-050-4000-060-EL | CURRENT
000020678 | ROPE,FIBROUS | SUPERBRAID WHITE KERMANTLE ROPE; DL-12 MM DIA;RATED @ 32 KN;6370 KG BREAKING FORCE;WITH EYES SPLICED ONTO UNDERGROUND CABLE HAULING ROPE;ONLY | DONAGHYS | DONAGHYS PTY LTD | RBY12LDH | CURRENT
000020678 | ROPE,FIBROUS | SUPERBRAID WHITE KERMANTLE ROPE; DL-12 MM DIA;RATED @ 32 KN;6370 KG BREAKING FORCE;WITH EYES SPLICED ONTO UNDERGROUND CABLE HAULING ROPE;ONLY | DONAGHYS | DONAGHYS PTY LTD | BRY10KPMS | CURRENT
000020680 | ROPE,FIBROUS | SUPERBRAID WHITE KERMANTLE ROPE; DL-14 MM DIA;RATED @ 73 KN;8800 KG BREAKING FORCE;WITH EYES SPLICED ONTO UNDEGROUND CABLE HAULING ROPE;ONLY | DONAGHYS | DONAGHYS PTY LTD | BRY14JZM | CURRENT
000020682 | BATTERY,STORAGE | VRLA/AGM;2 V;SINGLE CELL BATTERY;151 MM W X 330 MM H X 171 MM L;WEIGHT 19.85 KG; SPARE CELL SUITABLE FOR 300 AH BATTERY BANK SC19659; | M&H PWR | M + H POWER SYSTEMS P/L | BAT-HZB2/300F-AGM | PURCHASE AS REQUIRED
000020690 | WASHER,FLAT | STEEL;GALV;M20 BOLT SIZE;FLAT ROUND WASHER;CLASS 8.8;AS1252-1983;Pack of 500 | HOBSON | HOBSON ENGINEERING CO PTY LTD 393904 | WRK0GM20 | CURRENT
000020690 | WASHER,FLAT | STEEL;GALV;M20 BOLT SIZE;FLAT ROUND WASHER;CLASS 8.8;AS1252-1983;Pack of 500 | STATEWD | STATEWIDE FSTNERS & ENG SPLS PL | WFSGM20 | CURRENT
000020691 | WASHER,FLAT | STEEL;GALV;M24 BOLT SIZE;FLAT ROUND WASHER;CLASS 8.8;AS1252-1983;Pack of 350 | HOBSON | HOBSON ENGINEERING CO PTY LTD 393904 | WRK0GM24 | CURRENT
000020691 | WASHER,FLAT | STEEL;GALV;M24 BOLT SIZE;FLAT ROUND WASHER;CLASS 8.8;AS1252-1983;Pack of 350 | STATEWD | STATEWIDE FSTNERS & ENG SPLS PL | WFSGM24 | CURRENT
000020693 | PROCESSOR,INTEGRATED CIRCUIT | MINISACS V3 IDE FLASH MODULE; DOM DISK ON MODULE;4 GB;40 PIN IDE VERTICAL;STANDARD II SERIES; TEMP RANGE 0 TO 70;PACK OF 1; | ALFA-TEK | ALFA-TEK AUSTRALIA | DJ0040G46RP0 | PURCHASE AS REQUIRED
000020694 | SWITCHBOARD,LV | WEBER TYPE;3150 AMP ISOLATOR;TOP ENTRY; FOR USE IN INDOOR SUBSTATIONS;INCLUDES WALL MTG;KIT FOR FLOOR MTG;REFER DWG 9001-A4 SH 1 OF 2;PACK OF 1,PACK WEIGHT | WEBER | WEBER SOUTH PACIFIC PTY LTD | VF130300-EGX30 | PHASING
000020695 | SWITCHBOARD,LV | WEBER TYPE;3150 AMP ISOLATOR;BOTTOM ENTRY;FOR USE IN INDOOR SUBSTATIONS; INCLUDES WALL MTG;KIT FOR FLOOR MTG; REFER TO DWG 9001-A4-SH 2 OF 2;PACK OF 1 | WEBER | WEBER SOUTH PACIFIC PTY LTD | VF130300-EGX32 | PHASING
000020696 | SWITCHBOARD,LV | WEBER TYPE;3150 AMP TRANSFORMER ISOLATOR;3150 AMP CUST ISOLATOR;4 FUSE BASES;BOTTOM ENTRY;FOR USE IN INDOOR SUBSTATIONS;INCLUDES WALL MTG;KIT FOR | WEBER | WEBER SOUTH PACIFIC PTY LTD | VF234250-EGX6 | PHASING
000020697 | SWITCHBOARD,LV | WEBER TYPE;3150 AMP TRANSFORMER ISOLATOR;3150 AMP CUST ISOLATOR;4 FUSE BASES;TOP ENTRY;FOR USE IN INDOOR SUBSTATIONS;INCLUDES WALL MTG;KIT FOR | WEBER | WEBER SOUTH PACIFIC PTY LTD | VF234250-EGX7 | PHASING
000020698 | SWITCHBOARD,LV | WEBER TYPE;1600-3150 AMP TRANSFORMER ISOLATOR;4 FUSE BASES;TOP/BOTTOM ENTRY; FOR USE IN INDOOR SUBSTATIONS;INCLUDES WALL MTG;KIT FOR FLOOR MTG;REFER TO DWG | WEBER | WEBER SOUTH PACIFIC PTY LTD | VF125160-EGX02 | PHASING
000020700 | WIRE,ELECTRICAL | AERIAL;COPPER HARD DRAWN;7/1.70 MM; DRUM SIZE 500 M; | OLEX | OLEX AUSTRALIA PTY LTD | 7/1.70 MM | CURRENT
000020701 | SIGN | LEDGEND-MDI BOX;WHITE EZYGRAVE; ENGRAVED;100 MM LG,40 MM W,20 MM BLACK LETTERING;PACK OF 10,PACK WEIGHT 1.0 KG ; | ARTCRAFT | ARTCRAFT PTY LTD | 20701 | CURRENT
000020701 | SIGN | LEDGEND-MDI BOX;WHITE EZYGRAVE; ENGRAVED;100 MM LG,40 MM W,20 MM BLACK LETTERING;PACK OF 10,PACK WEIGHT 1.0 KG ; | CUTLER | CUTLER BRANDS PTY LTD | ENERGE-20701 | CURRENT
000020701 | SIGN | LEDGEND-MDI BOX;WHITE EZYGRAVE; ENGRAVED;100 MM LG,40 MM W,20 MM BLACK LETTERING;PACK OF 10,PACK WEIGHT 1.0 KG ; | ES | QUALITY ENGRAVING SERVICES PTY LTD | 20701 | CURRENT
000020702 | SIGN | WARNING-DRY TYPE TRANSFORMER WILL TRIP IF DOOR IS OPENED;YELLOW EZYGRAVE PLASTIC;ENGRAVED;LEGEND TO BE UNDERLINED;100 MM LG,80 MM W,10 MM H | CUTLER | CUTLER BRANDS PTY LTD | ENERGE-20702 | CURRENT
000020702 | SIGN | WARNING-DRY TYPE TRANSFORMER WILL TRIP IF DOOR IS OPENED;YELLOW EZYGRAVE PLASTIC;ENGRAVED;LEGEND TO BE UNDERLINED;100 MM LG,80 MM W,10 MM H | ES | QUALITY ENGRAVING SERVICES PTY LTD | 20702 | CURRENT
000020703 | SIGN | DANGER -415 V SUPPLY BEHIND COVER;RED EZYGRAVE PLASTIC;ENGRAVED;LEGEND TO BE UNDERLINED;70 MM LG,30 MM W, 415 V SUPPLY (7 MM H WHITE LETTERING), | CUTLER | CUTLER BRANDS PTY LTD | ENERGE-20703 | CURRENT
000020703 | SIGN | DANGER -415 V SUPPLY BEHIND COVER;RED EZYGRAVE PLASTIC;ENGRAVED;LEGEND TO BE UNDERLINED;70 MM LG,30 MM W, 415 V SUPPLY (7 MM H WHITE LETTERING), | ES | QUALITY ENGRAVING SERVICES PTY LTD | 20703 | CURRENT
000020704 | THERMOSTAT | 10 TO 60 C;1 NO CONTACT;6 AMP;250 V AC; 67 MM H X 50 MM W X 38 MM D; | NHP | NHP ELECTRICAL ENGINEERING | FZK01100 | CURRENT
000020357 | JOINT,ELECTRICAL POWER CABLE | 11 KV;HEATSHRINK,STRAIGHT TRANSITION JOINT;1 PHASE;SUIT 630 SQ MM CU XLPE/CWS /HDPE 11 KV CABLE TO 630 SQ MM XLPE/LY/ HDPE 33 KV CABLE; | RAYCHEM | RAYCHEM (AUSTRALIA) PTY LTD | EPKJ 17D/1XU-1XU | STRATEGIC SPARE
000020699 | RACK,BATTERY | 110V, 160Ah Battery Stand, 1350 x 1200 x 380mm, S/Steel | ERGON | ERGON ENERGY | BATTERY STAND | PURCHASE AS REQUIRED
000020707 | SETSCREW | STEEL;ZINC PLATED;M6 X 20 MM LG;HEX HD; PACK OF 100; | EZYSTRUT | EZYSTRUT CABLE & PIPE SUPPORTS | HS620Z | CURRENT
000020708 | BASE,DISTRIBUTION PILLAR | ELECTRICITY DISTRIBUTION PILLAR;LGE SIZE ;LOW VOLTAGE;C/W BASE,TURRET,PANEL,GALV STEEL FRAME,4 X S/S HOLDING DOWN BOLTS, 2 X SET SCREWS;FOR FIXING 2 X CFS UNITS; | DULMISON | DULMISON (AUST) PTY LTD | UET80,VEC8E,UEPF8,DHB32S770224 | CURRENT
000020709 | SWITCH FUSE GEAR | Magnefix, Replacement Single Phase Switch Cap for Hazemeyer Type RMUs, Shelf life 20 years. | EATON | EATON ELECTRIC SYSTEMS PTY LTD | 2683.497 | CURRENT
000020710 | SWITCH FUSE GEAR | Magnefix 11kV, Hazemeyer, Single to 3 Ph Conversion Kit, c/w Bridging Handle & Instalationl Hardware, for Replacing Damaged/Degraded 3 Ph Ganging | EATON | EATON ELECTRIC SYSTEMS PTY LTD | 913.1010 | CURRENT
000020711 | CABLE TIE | 520 MM LG;7.9 MM W;STAINLESS STEEL; GDE 340 HVY DUTY;PACK OF 100;U/W COMPOSITE CROSSARM IN LIEU OF SC12466; | REXEL | REXEL PTY LTD | TABLSY-7.9-520B | CURRENT
000020711 | CABLE TIE | 520 MM LG;7.9 MM W;STAINLESS STEEL; GDE 340 HVY DUTY;PACK OF 100;U/W COMPOSITE CROSSARM IN LIEU OF SC12466; | GENERAL | GENERAL TRADE SUPPLIES | LSY-7.9-520B | CURRENT
000020711 | CABLE TIE | 520 MM LG;7.9 MM W;STAINLESS STEEL; GDE 340 HVY DUTY;PACK OF 100;U/W COMPOSITE CROSSARM IN LIEU OF SC12466; | CNWPL | CNW PL - SLACKS CREEK | SST520X7.9 | CURRENT
000020748 | CABLE,POWER,ELECTRICAL | 0.6/1kV, 2 Core, 2.5mm2, HFI-90-TP Insulated Red & Black, HFS-90-TP, Red Sheath, Fire Retardant, WS52W, IEC 60331-21, 100m Drum, JTS03-01-08 | MIDLANDS | MIDLAND METALS | MMO-2X2.5 CU HFI HFS | CURRENT
000020748 | CABLE,POWER,ELECTRICAL | 0.6/1kV, 2 Core, 2.5mm2, HFI-90-TP Insulated Red & Black, HFS-90-TP, Red Sheath, Fire Retardant, WS52W, IEC 60331-21, 100m Drum, JTS03-01-08 | OLEX | OLEX AUSTRALIA PTY LTD | PEKP07AA002JBAA | CURRENT
000020771 | PANEL,SWITCH | 3U UF;LOAD SHED GROUP SELECTORS;16 K & N CG4 SWITCHES;FOR 19 IN MTG RACK; | ERGON | ERGON ENERGY | K&N CG4 SWITCHES | CURRENT
000020772 | PANEL,BLANK | ASEA EQUIPMENT FRAME BLANK PANEL; 12 C; 162MM X 83MM; PACK OF 1; | ENI | ENI INDUSTRIES PL | 84167 | CURRENT
000020772 | PANEL,BLANK | ASEA EQUIPMENT FRAME BLANK PANEL; 12 C; 162MM X 83MM; PACK OF 1; | GREATWST |  | 20772 | CURRENT
000020773 | PANEL,BLANK | ASEA EQUIPMENT FRAME BLANK PANEL;24 C; PACK OF 10,PACK WEIGHT 1.5 KG; | ENI | ENI INDUSTRIES PL | 84166 | CURRENT
000020773 | PANEL,BLANK | ASEA EQUIPMENT FRAME BLANK PANEL;24 C; PACK OF 10,PACK WEIGHT 1.5 KG; | GLOBAL | GLOBAL MANUFACTURING GROUP | ENERGEX-CCSTD-EP006-02 | CURRENT
000020774 | CIRCUIT BREAKER | GENERAL PURPOSE;240 V AC;25 AMP;D CURVE; SINGLE POLE;6 KA BKG CAP;DIN RAIL MTG; PACK OF 1; | REXEL | REXEL PTY LTD | TERDTCB6125D | CURRENT
000020774 | CIRCUIT BREAKER | GENERAL PURPOSE;240 V AC;25 AMP;D CURVE; SINGLE POLE;6 KA BKG CAP;DIN RAIL MTG; PACK OF 1; | NHP | NHP ELECTRICAL ENGINEERING | TERDTCB6125D | CURRENT
000020774 | CIRCUIT BREAKER | GENERAL PURPOSE;240 V AC;25 AMP;D CURVE; SINGLE POLE;6 KA BKG CAP;DIN RAIL MTG; PACK OF 1; | CNWPL | CNW PL - SLACKS CREEK | DTCB6125D | CURRENT
000020775 | BOLT,U. | STAINLESS STEEL;MARINE GDE 316;3/4 IN NB ,1/4 IN THREAD;C/W 2 S/S HEX NUTS FOR FOR USE WITH REINHAUSEN OIL SAMPLE PIPE INSTALLATION KIT;PACK OF 1; | STATEWD | STATEWIDE FSTNERS & ENG SPLS PL | UBSSNB34 | CURRENT
000020775 | BOLT,U. | STAINLESS STEEL;MARINE GDE 316;3/4 IN NB ,1/4 IN THREAD;C/W 2 S/S HEX NUTS FOR FOR USE WITH REINHAUSEN OIL SAMPLE PIPE INSTALLATION KIT;PACK OF 1; | COVENTRY | COVENTRY FASTENERS QLD | 14X34G316UBNW | CURRENT
000020782 | SIGN | WARNING-REMOTE HV EARTH DUE TO PROXIMITY OF TELSTRA PLANT;1.6 MM ALUMINIUM;YELLOW REFLECTIVE BACKING; BLACK VINYL LETTERS;180 MM H X 150 MM W; | ARTCRAFT | ARTCRAFT PTY LTD | 20782 | CURRENT
000020782 | SIGN | WARNING-REMOTE HV EARTH DUE TO PROXIMITY OF TELSTRA PLANT;1.6 MM ALUMINIUM;YELLOW REFLECTIVE BACKING; BLACK VINYL LETTERS;180 MM H X 150 MM W; | UES | UTILITY ENGRAVING & SIGNS | 180 MM H X 150 MM W | CURRENT
000020783 | SIGN | WARNING-REMOTE HIGH VOLTAGE EARTH; BLACK LETTERING ON YELLOW ENGRAVING ABS PLASTIC; 80 MM W X 45 MM LG;REFER DWG 9154-A4;PACK OF 10,PACK WEIGHT 1.0 KG; | CUTLER | CUTLER BRANDS PTY LTD | ENERGE-20783 | CURRENT
000020783 | SIGN | WARNING-REMOTE HIGH VOLTAGE EARTH; BLACK LETTERING ON YELLOW ENGRAVING ABS PLASTIC; 80 MM W X 45 MM LG;REFER DWG 9154-A4;PACK OF 10,PACK WEIGHT 1.0 KG; | ES | QUALITY ENGRAVING SERVICES PTY LTD | 20783 | CURRENT
000020789 | CORD,ELECTRICAL | FLEXIBLE LEAD;50 SQ MM;750 MM LG;200 AMP ;SUIT BATTERY STAND SC20788;FOR 110 V, 160 A/HR BATTERY;2 REQUIRED PER STAND; | LEGEND | LEGEND POWER SYSTEMS | LEAD 750 MM LG 50 SQ MM | CURRENT
000020787 | FUSEHOLDER | LV TFR ISOLATION;160 AMP;REQUIRES DIN TYPE 00 FUSE;MTG TO BRACKET SC16576; SUITS 6-95 SQ MM CABLE;FOR FUSE LINK REFER TO SC19939 (125 AMP); | MICHAUD | MICHAUD Z.I.LE-BLANDCHON | K292 | PURCHASE AS REQUIRED
000020793 | COVER,ELECTRICAL EQUIPMENT | HD Downlead Cover, 30mm ID, 2.7m Lg, 2.5mm Wall, Black, UV Stablilsed PVC, Fire Retardant, for use on Timber Poles | TECONN | TE CONNECTIVITY LTD | EG-PVCBUV-270030 | CURRENT
000020793 | COVER,ELECTRICAL EQUIPMENT | HD Downlead Cover, 30mm ID, 2.7m Lg, 2.5mm Wall, Black, UV Stablilsed PVC, Fire Retardant, for use on Timber Poles | RMS | RELAY MONITORING SYSTEMS PL | EWG30-FRM | CURRENT
000020794 | CONDUIT,NONMETALLIC,FLEXIBLE | 40 MM NB;PVC CORRUGATED;MEDIUM DUTY; GREY;SUPPLIED IN 25 M ROLL; | REXEL | REXEL PTY LTD | CLI9040TCMGY | CURRENT
000020794 | CONDUIT,NONMETALLIC,FLEXIBLE | 40 MM NB;PVC CORRUGATED;MEDIUM DUTY; GREY;SUPPLIED IN 25 M ROLL; | HAYMANS | HAYMANS ELECTRICAL | REEPOWCON 4025MD | CURRENT
000020794 | CONDUIT,NONMETALLIC,FLEXIBLE | 40 MM NB;PVC CORRUGATED;MEDIUM DUTY; GREY;SUPPLIED IN 25 M ROLL; | CLIPSAL | GERARD INDUSTRIES QLD DIVSN P/L | 9040CM | CURRENT
000020785 | LAMP,FLUORESCENT. | LINEAR BI-PIN;COMPACT LAMP;26 W; LYNX-840;GX24Q-3 CAP;131 MM LG; AMALGAM 840;COOLWHITE DELUXE;U/W SC20784 FIXTURE LIGHTING;CARTON OF 10; | GERARD | GERARD PROFESSIONAL SOLUTIONS PL | 278210 | PHASING
000020785 | LAMP,FLUORESCENT. | LINEAR BI-PIN;COMPACT LAMP;26 W; LYNX-840;GX24Q-3 CAP;131 MM LG; AMALGAM 840;COOLWHITE DELUXE;U/W SC20784 FIXTURE LIGHTING;CARTON OF 10; | LSSOLUTI | LIGHT SOURCE SOLUTIONS PL | S93105903 | PHASING
000020752 | TRANSFORMER,METERING | INDOOR/OUTDOOR TYPE;FREE STANDING; 12 KV;3 PHASE;1600 AMP;OIL FILLED DOUBLE CABLE BOX;CT'S,CLASS 0.5,ME2,15 VA;RATIO 800/5 AMP;3 PH VT;CLASS 0.5M;VOLTAGE | TWS | TWS ENERGY CONTROLS | SBT02B | CURRENT
000020796 | LOCKOUT DEVICE | Universal Circuit Breaker Lockout Device u/w LV CB Lock off, Pack of 1 | REXEL | REXEL PTY LTD | PANPSL-CB | CURRENT
000020796 | LOCKOUT DEVICE | Universal Circuit Breaker Lockout Device u/w LV CB Lock off, Pack of 1 | HAYMANS | HAYMANS ELECTRICAL | PANPSL-CB | CURRENT
000020795 | BRACKET | DOUBLE SERVICE HOOK TYPE;CROSSARM MTG; DADIC BRACKET;OVERHEAD LINE HARDWARE; PACK OF 20; | HAYMAN | HAYMANS INDUSTRIES PTY LTD | 20795 | CURRENT
000020795 | BRACKET | DOUBLE SERVICE HOOK TYPE;CROSSARM MTG; DADIC BRACKET;OVERHEAD LINE HARDWARE; PACK OF 20; | LIVINGST | LIVINGSTONE ENGINEERING | 20795 | CURRENT
000020798 | LEAD,TEST | 1 PAIR FUSED TEST LEADS,1.2 M LG, (RED & BLACK);CAT III 600 V;FOR 10 AMP 50 KA RATING;PART NO.PJP 4940IEC-10A 600V-R (RED)& PJP 4940IEC-10A 600V-N(BLK | PENTA | PENTA AUST (TMAC THEW & MCCANN/HYLEC) | PA22758 | CURRENT
000020798 | LEAD,TEST | 1 PAIR FUSED TEST LEADS,1.2 M LG, (RED & BLACK);CAT III 600 V;FOR 10 AMP 50 KA RATING;PART NO.PJP 4940IEC-10A 600V-R (RED)& PJP 4940IEC-10A 600V-N(BLK | PACTEST | PACIFIC TEST EQUIPMENT P/L | PTE-066 | CURRENT
000020750 | ARRESTER,ELECTRICAL SURGE | GAPLESS;METAL OXIDE;12 KV;10 KA;CLASS A; DIRECT M12 S/S MTG;POLYMER HOUSING; C/W 25 SQ MM LINE END LEAD UNLUGGED & INSULATING CAP;PACK OF 1,PACK PALLET OF | SIEMENS | SIEMENS LTD | 3EK4 120-1CK4-Z Q97 R59 | CURRENT
000020750 | ARRESTER,ELECTRICAL SURGE | GAPLESS;METAL OXIDE;12 KV;10 KA;CLASS A; DIRECT M12 S/S MTG;POLYMER HOUSING; C/W 25 SQ MM LINE END LEAD UNLUGGED & INSULATING CAP;PACK OF 1,PACK PALLET OF | BRITECH | BRI-TECH PTY LTD | OB12-100STEN | CURRENT
000020750 | ARRESTER,ELECTRICAL SURGE | GAPLESS;METAL OXIDE;12 KV;10 KA;CLASS A; DIRECT M12 S/S MTG;POLYMER HOUSING; C/W 25 SQ MM LINE END LEAD UNLUGGED & INSULATING CAP;PACK OF 1,PACK PALLET OF | MVTECH | MV TECHNOLOGY SOLUTIONS P/L | S3EK4 120-1CK4-Z Q97 R59 | CURRENT
000020750 | ARRESTER,ELECTRICAL SURGE | GAPLESS;METAL OXIDE;12 KV;10 KA;CLASS A; DIRECT M12 S/S MTG;POLYMER HOUSING; C/W 25 SQ MM LINE END LEAD UNLUGGED & INSULATING CAP;PACK OF 1,PACK PALLET OF | ACCULEC | ACCULEC PTY LTD - E18524 | OB12A-100STEQ | CURRENT
000020799 | RELAY,OVERCURRENT AND EARTH FAULT | SEL 351;1 AMP NEUTRAL;110 V DC;FIRMWARE V6,HORIZONTAL PANEL MOUNT; | SEL | SCHWEITZER ENGINEERING LABORATORIES INC. | 035110H4213XX1 | CURRENT
000020801 | LEAD, ANALYSER | SINGLE PHASE;CURRENT TRANSFORMER; 500 AMP;RESTRICTED ISSUE TO ASSET SERVICES MGR POSN 9583; | CHKPOWER | CHK POWER QUALITY PL | CR500 | PURCHASE AS REQUIRED
000020802 | LEAD SET,TEST | Replacement Test Leads c/w Non-Fused Black & Red Test Leads, Black & Red Probes & Crocodile Clip, for Kyoristsu Insulation Tester 3132A | CNWPL | CNW PL - SLACKS CREEK | 7122B | CURRENT
000020802 | LEAD SET,TEST | Replacement Test Leads c/w Non-Fused Black & Red Test Leads, Black & Red Probes & Crocodile Clip, for Kyoristsu Insulation Tester 3132A | EATON | EATON ELECTRIC SYSTEMS PTY LTD | 7122 | CURRENT
000020802 | LEAD SET,TEST | Replacement Test Leads c/w Non-Fused Black & Red Test Leads, Black & Red Probes & Crocodile Clip, for Kyoristsu Insulation Tester 3132A | KYORITSU | KYORITSU | 7122B | CURRENT
000020804 | TERMINAL,LUG | STRAIGHT PALM TYPE;UNDRILLED;ALUMINIUM COMPRESSION TYPE;1000 AMP PALM;TO SUIT 37/3.75 AAC CABLE;REFER ENERGEX DWG LOSTD-EC009-01;PACK OF 1; | DULMISON | DULMISON (AUST) PTY LTD | UNDRILLED STRAIGHT TYPE | CURRENT
000020805 | TERMINAL,LUG | ANGLE = 30 DEG;PALM TYPE;UNDRILLED; ALUMINIUM COMPRESSION TYPE;1000 AMP PALM;TO SUIT 37/3.75 AAC CABLE;REFER ENERGEX DWG LOSTD-EC010-01;PACK OF 1; | DULMISON | DULMISON (AUST) PTY LTD | UNDRILLED 30 DEG | PURCHASE AS REQUIRED
000020806 | TERMINAL,LUG | ANGLE = 45 DEG;PALM TYPE;UNDRILLED; ALUMINIUM COMPRESSION TYPE;1000 AMP PALM;TO SUIT 37/3.75 AAC CABLE;REFER DWG LOSTD-EC010-01;PACK OF 1; | DULMISON | DULMISON (AUST) PTY LTD | UNDRILLED 45 DEG | PURCHASE AS REQUIRED
000020807 | TERMINAL,LUG | ANGLE = 60 DEG;PALM TYPE;UNDRILLED; ALUMINIUM COMPRESSION TYPE;1000 AMP PALM;TO SUIT 37/3.75 AAC CABLE;REFER ENERGEX DWG LOSTD-EC010-01;PACK OF 1; | DULMISON | DULMISON (AUST) PTY LTD | UNDRILLED 60 DEG | PURCHASE AS REQUIRED
000020808 | TERMINAL,LUG | ANGLE = 90 DEG;PALM TYPE;UNDRILLED; ALUMINIUM COMPRESSION TYPE;1000 AMP PALM;TO SUIT 37/3.75 AAC CABLE;REFER ENERGEX DWG LOSTD-EC010-01;PACK OF 1; | DULMISON | DULMISON (AUST) PTY LTD | CTA-236-72310 | PURCHASE AS REQUIRED
000020811 | LETTER,SIGN | LETTER X;VINYL,BLACK;25 MM H;STICK ON; APPLICATION PAPER;AS1744 SERIES C LETTERS;STRIP OF 10,5 PER PACK = 50; | IDENMARK | IDENTIMARK SOLUTIONS - 310679 | 20811 | CURRENT
000020811 | LETTER,SIGN | LETTER X;VINYL,BLACK;25 MM H;STICK ON; APPLICATION PAPER;AS1744 SERIES C LETTERS;STRIP OF 10,5 PER PACK = 50; | CUTLER | CUTLER BRANDS PTY LTD | ENERGE-20811 | CURRENT
000020813 | TEE,CABLE RACK | Nema 1, 450mm W, 300mm Inner Radius, Hot Dip Galv, suit NEMA 12B Class | EZYSTRUT | EZYSTRUT CABLE & PIPE SUPPORTS | N1T4503H | CURRENT
000020814 | REMOTE I/O MODULE | SEL 2505,48/125 V DC AUX;110 V DC LOGIC INPUTS;SEL 2800 COMPATIBLE; | SEL | SCHWEITZER ENGINEERING LABORATORIES INC. | 2505313XX | CURRENT
000020809 | TRANSFORMER,DISTRIBUTION | 33 KV;63 KVA;3 PHASE;PLATFORM & POLE MTG ;LID BSH HV 90 LV BSH SIDE;MINERAL OIL INSULATED;ONAN;DZNO;7 TAP POSN;33 KV/ 433-250 V;RECT GALV TANK;3.5% IMPEDANCE; | ABB | ABB FAN PTY LTD | QUOTE 50160Q-44_45 | STRATEGIC SPARE
000020810 | TRANSFORMER,DISTRIBUTION | 33 KV;200 KVA;3 PHASE;PLATFORM & POLE MTG;LID BSH HV 90 LV BSH SIDE;MINERAL OIL INSULATED;ONAN;DZNO;7 TAP POSN;33 KV /433-250 V;RECT GALV TANK;4.1% INPEDANCE | WILSON | WILSON TRANSFORMER CO. PTY LTD | 874-0834-11 | CURRENT
000020810 | TRANSFORMER,DISTRIBUTION | 33 KV;200 KVA;3 PHASE;PLATFORM & POLE MTG;LID BSH HV 90 LV BSH SIDE;MINERAL OIL INSULATED;ONAN;DZNO;7 TAP POSN;33 KV /433-250 V;RECT GALV TANK;4.1% INPEDANCE | ABB | ABB FAN PTY LTD | 15Q2671744 | CURRENT
000020810 | TRANSFORMER,DISTRIBUTION | 33 KV;200 KVA;3 PHASE;PLATFORM & POLE MTG;LID BSH HV 90 LV BSH SIDE;MINERAL OIL INSULATED;ONAN;DZNO;7 TAP POSN;33 KV /433-250 V;RECT GALV TANK;4.1% INPEDANCE | ABB | ABB FAN PTY LTD | QUOTE 5016Q-44-55 | CURRENT
000020815 | FUSE ELEMENT,ELEC | 20 AMP;36 KV;SIBA TYPE 30 008 13.20;TO FIT SIBA BASE 310030220;SIBA STD SIZE BODY LENGTH,537 MM (NOT INCL ENDS); 53 MM OVERALL BODY DIA; | FUSECO | FUSECO PTY LTD | SIBA TYPE 30 008 13.20 | CURRENT
000020817 | HAND CLEANER | Aqium Anti Bacterial Hand Sanitiser Gel; 1 L Pump/alternative 900 ML Pump Bris Dist; For use when water isn't availlable. | ATOMSUPP | ATOM SUPPLY | 90120187 | CURRENT
000020817 | HAND CLEANER | Aqium Anti Bacterial Hand Sanitiser Gel; 1 L Pump/alternative 900 ML Pump Bris Dist; For use when water isn't availlable. | ALPHA | ALPHA FIRST AID SUPPLIES QLD | 99644 | CURRENT
000020817 | HAND CLEANER | Aqium Anti Bacterial Hand Sanitiser Gel; 1 L Pump/alternative 900 ML Pump Bris Dist; For use when water isn't availlable. | TOOWFAID | TOOWOOMBA FIRST AID SUPPLIES | AQI-00080 | CURRENT
000020817 | HAND CLEANER | Aqium Anti Bacterial Hand Sanitiser Gel; 1 L Pump/alternative 900 ML Pump Bris Dist; For use when water isn't availlable. | ATOMSUPP | ATOM SUPPLY | 11577 | CURRENT
000020818 | LABEL | SELF ADHESIVE SUPER VINYL V-90;WHITE MATT PERMANENT 160 GSM;SOLID BACK WITH SLIT BACK;LEGEND REMOVE/FAULTY AS PER DWG LBS 048-A4;C/W METERING DYNAMICS | ARTCRAFT | ARTCRAFT PTY LTD | 20818 | CURRENT
000020818 | LABEL | SELF ADHESIVE SUPER VINYL V-90;WHITE MATT PERMANENT 160 GSM;SOLID BACK WITH SLIT BACK;LEGEND REMOVE/FAULTY AS PER DWG LBS 048-A4;C/W METERING DYNAMICS | CUTLER | CUTLER BRANDS PTY LTD | ENERGE-20818 | CURRENT
000020822 | ROLLER,CABLE | FOR U/W LV ABC SUSPENSION CLAMP;SC20821; PACK OF 1,PACK WEIGHT 2 KG; | DULMISON | DULMISON (AUST) PTY LTD | IBSRA | PURCHASE AS REQUIRED
000020822 | ROLLER,CABLE | FOR U/W LV ABC SUSPENSION CLAMP;SC20821; PACK OF 1,PACK WEIGHT 2 KG; | UTILUX |  | IBSRA | PURCHASE AS REQUIRED
000020823 | REFLECTOR,INDICATING,CLEARANCE. | YELLOW,CLASS 1;100 MM X 50 MM;DELINATOR, ALUMINIUM BACKED;BENT TO DESIGN OF ENERGEX DELINATOR DIE;PACK OF 500; | ARTCRAFT | ARTCRAFT PTY LTD | SE03901-Q | CURRENT
000020824 | FUSE LINK,RING MAIN UNIT. | 12 KV;40 AMP;HRC FUSE;FOR SF6/AIR EPOXY INSULATED SWITCHGEAR;500 KVA T/FORMER; PACK OF 1,PACK WEIGHT 2.0 KG;TEMP LIMITED TO 105 DEG C;FULL RANGE FUSE; | FUSECO | FUSECO PTY LTD | 30 012 93/40 | CURRENT
000020831 | SIGN | LEGEND-MOBILE GENERATOR EARTHING POINT;1.6 MM THK ALUMINIUM PLATE;GREEN REFLECTIVE BACKGROUND;WHITE VINYL 10 MM H LETTERING;AS PER DWG 9202-A4; | UES | UTILITY ENGRAVING & SIGNS | SIGN MOBILE GENERATOR | PURCHASE AS REQUIRED
000020843 | LAMP,FLUORESCENT. | T5 TUBULAR;FHE;14 W;840-4000K;G5 MINI BI-PIN;CARTON OF 25; | GERARD | GERARD PROFESSIONAL SOLUTIONS PL | 200761 | CURRENT
000020844 | TAG,INSTRUCTION | DANGER DO NOT OPERATE;LOW VOLTAGE DANGER TAG;CARDBOARD TYPE;C/W STRING; PACK OF 100; | CNWPL | CNW PL - SLACKS CREEK | SAFXD790 | PURCHASE AS REQUIRED
000020844 | TAG,INSTRUCTION | DANGER DO NOT OPERATE;LOW VOLTAGE DANGER TAG;CARDBOARD TYPE;C/W STRING; PACK OF 100; | HAYMANS | HAYMANS ELECTRICAL | SAFXD790 | PURCHASE AS REQUIRED
000020846 | TRANSFORMER,DISTRIBUTION | Groundmount, 33kV, 750kVA, 3Ph, Cable Box, HV 180 LV Cable Box, Mineral Oil Insulated, ONAN, DZN0, Low Imp Type, 5% Imp, 5 Tap SW Posn, Tap Range | TYREE | TYREE INDUSTRIES PL MITTAGONG NSW | 750 KVA | CURRENT
000020847 | METERING COMMUNICATIONS UNIT | FOR REMOTE READING OF ELECTRICITY METERS;IN PVC ENCLOSURE;SMA ANTENNA CONNECTION; SWITCH MODE POWER SUPPLY; 3G MODEM; MODEM RESET;METER LABORATORY | INTERCEL | INTERCEL PTY LTD | ASS CTS 5S EGX 3T | PURCHASE AS REQUIRED
000020833 | BOOTS,SAFETY | Oliver, Ankle Jogger, Black, Lace Up, Nubuck Leather, Steel Toe, Water/EH Resistant, Anti-Static, Sizes 4 to 13, Half Sizes 6.5 to 10.5 | BLKWOOD | J BLACKWOOD & SON LTD | 34-623 | CURRENT
000020833 | BOOTS,SAFETY | Oliver, Ankle Jogger, Black, Lace Up, Nubuck Leather, Steel Toe, Water/EH Resistant, Anti-Static, Sizes 4 to 13, Half Sizes 6.5 to 10.5 | OLIVER | OLIVER FOOTWEAR | WB 34-623 | CURRENT
000020834 | SHOES,SAFETY | Oliver, Derby, Black, Lace Up, Full Grain Leather, Steel Toe, PU Sole, EH Resistant, Sizes 4 to 13, Half Sizes 6.5 to 10.5 | BLKWOOD | J BLACKWOOD & SON LTD | 34-652 | CURRENT
000020834 | SHOES,SAFETY | Oliver, Derby, Black, Lace Up, Full Grain Leather, Steel Toe, PU Sole, EH Resistant, Sizes 4 to 13, Half Sizes 6.5 to 10.5 | OLIVER | OLIVER FOOTWEAR | WB 34-652 | CURRENT
000020849 | CONNECTOR,TEST POINT | INSULATION PIERCING CONNECTOR;FOR 16-95 SQ MM ALUMINIUM OR COPPER CABLES; INCORPORATING A SEALABLE TEST POINT; FOR USE ON LV DISTRIBUTION SYSTEMS; | SICAME | SICAME AUSTRALIA PTY LTD | TTD151-TPE | CURRENT
000020850 | TIMER,INTERVAL | 0.3 SECS TO 30 SECS;PNEUMATIC;ATTACHES TO RELAY, SC15703;PACK SIZE 1; | REXEL | REXEL PTY LTD | SPRCZE730 | PURCHASE AS REQUIRED
000020850 | TIMER,INTERVAL | 0.3 SECS TO 30 SECS;PNEUMATIC;ATTACHES TO RELAY, SC15703;PACK SIZE 1; | SPRECHER | SPRECHER + SCHUH | S&SCZE-7-30 | PURCHASE AS REQUIRED
000020884 | LEAD,TEST | GREEN;FEMALE TO MALE;RIGHT ANGLE FIXED TO STRAIGHT FIXED;12 AMP PATCHCORD; U/W SC18679 EARTH SPIKE IF REQUIRED; | PENTA | PENTA AUST (TMAC THEW & MCCANN/HYLEC) | PA30445 | CURRENT
000020884 | LEAD,TEST | GREEN;FEMALE TO MALE;RIGHT ANGLE FIXED TO STRAIGHT FIXED;12 AMP PATCHCORD; U/W SC18679 EARTH SPIKE IF REQUIRED; | PENTA | PENTA AUST (TMAC THEW & MCCANN/HYLEC) | PA22646 | CURRENT
000020884 | LEAD,TEST | GREEN;FEMALE TO MALE;RIGHT ANGLE FIXED TO STRAIGHT FIXED;12 AMP PATCHCORD; U/W SC18679 EARTH SPIKE IF REQUIRED; | HYLEC | HYLEC PTY LTD | PJP 2410/2060-IEC-50-V | CURRENT
000020884 | LEAD,TEST | GREEN;FEMALE TO MALE;RIGHT ANGLE FIXED TO STRAIGHT FIXED;12 AMP PATCHCORD; U/W SC18679 EARTH SPIKE IF REQUIRED; | PACTEST | PACIFIC TEST EQUIPMENT P/L | PJP 2410/2060-IEC-50-V | CURRENT
000020883 | TRANSFORMER,VOLTAGE | 33 KV;27.8 V;100 VA;POLE MTG;C/W POLE MTG BRACKET;PRIMARY CONNECTION TAILS & FUSED SECONDARY CONNECTION LOOM; | NU-LEC | NU-LEC | 990000083/94 | PURCHASE AS REQUIRED
000020853 | TERMINAL,LUG | DRILLED PALM;ALUMINIUM COMPRESSION LUG;ROUND BARREL;240 SQ MM;SUITABLE FOR USE ON EITHER CIRCULAR OR SECTOR SHAPED ALUMINIUM CONDUCTORS; | CABLACES | CABLACES | AL240-12EX | CURRENT
000020851 | BARRIER,INSULATION | HDPE;150 SQ MM;20 MM THK;4 X 14 MM DIA HOLES;U/W UNISTRUT OR EZISTRUT BASE PLATE; | PLASTIC | PLASTIC ENGINEERING | 4 X 14 DIA HOLES | CURRENT
000020852 | BARRIER,INSULATION | HDPE;150 MM LG;100 MM W;20 MM THK; 2 X 14 MM DIA HOLES;U/W UNISTRUT OR EZISTRUT SINGLE BASE PLATE; | PLASTIC | PLASTIC ENGINEERING | 150 MM LG X 100 MM W | CURRENT
000020886 | LOCKOUT DEVICE | Merlin Gerin, LV Locking Device, Pack of 1 | CNWPL | CNW PL - SLACKS CREEK | SCH27145 | CURRENT
000020886 | LOCKOUT DEVICE | Merlin Gerin, LV Locking Device, Pack of 1 | MERLGERN |  | MEG27145 | CURRENT
000020890 | SIGN | Kerb Marker, 38mm Dia, 1.6mm H, "E", S/STEEL, c/w S/STEEL MUSH HD Spikes, (P50) | HTDKERB | HTD KERBMARKERS AUSTRALIA | IDT-031-20890 | CURRENT
000020890 | SIGN | Kerb Marker, 38mm Dia, 1.6mm H, "E", S/STEEL, c/w S/STEEL MUSH HD Spikes, (P50) | CUTLER | CUTLER BRANDS PTY LTD | ENERGE-20890 | CURRENT
000020891 | CONVERTER | 110 V/24 V DC;DCW300-110-24 FT;5 AMP; DC/DC CONVERTER; | AMTEX | AMTEX ELECTRONICS | DCW300-110-24FT | PURCHASE AS REQUIRED
000020828 | SLEEVE,COMPRESSION | FULL TENSION COMPRESSION;ALUMINIUM ALLOY,GDE 1120;AAAC;37/3.00 MM NITROGEN CONDUCTOR; | PLP AUST | PREFORMED LINE PRODUCTS (AUST) | CMSAAAC-210-1 | CURRENT
000020828 | SLEEVE,COMPRESSION | FULL TENSION COMPRESSION;ALUMINIUM ALLOY,GDE 1120;AAAC;37/3.00 MM NITROGEN CONDUCTOR; | MACLEAN | MACLEAN POWER PL - E15128 | CMJ-NITROGEN | CURRENT
000020828 | SLEEVE,COMPRESSION | FULL TENSION COMPRESSION;ALUMINIUM ALLOY,GDE 1120;AAAC;37/3.00 MM NITROGEN CONDUCTOR; | UTILUX |  | FT94R/1 | CURRENT
000020829 | SLEEVE,COMPRESSION | FULL TENSION COMPRESSION;ALUMINIUM ALLOY,GDE 1120;AAAC FOR 7/4.75 MM IODINE ;PACK OF 1; | TYCO | TYCO | FT61R/1 | CURRENT
000020829 | SLEEVE,COMPRESSION | FULL TENSION COMPRESSION;ALUMINIUM ALLOY,GDE 1120;AAAC FOR 7/4.75 MM IODINE ;PACK OF 1; | PLP AUST | PREFORMED LINE PRODUCTS (AUST) | CMFT61A | CURRENT
000020829 | SLEEVE,COMPRESSION | FULL TENSION COMPRESSION;ALUMINIUM ALLOY,GDE 1120;AAAC FOR 7/4.75 MM IODINE ;PACK OF 1; | UTILUX |  | FT61R/1 | CURRENT
000020830 | SPACER,CONDUCTOR. | HELICAL;PLASTIC;14.3 MM TO 18.8 MM DIA CONDUCTOR RANGE;450 MM SPACING; | DULMISON | DULMISON (AUST) PTY LTD | LVS12065A | CURRENT
000020826 | DAMPER,VIBRATION,TRANSMISSION LINE | Dogbone/Stockbridge Type, for Neptune, Krypton, Opal & Grape Cable, 19/3.25, AAC AAAC ACSR SC/GZ, 15.1 to 18.0mm Clamp Dia Range | PLP AUST | PREFORMED LINE PRODUCTS (AUST) | D-DB05B15SS | CURRENT
000020826 | DAMPER,VIBRATION,TRANSMISSION LINE | Dogbone/Stockbridge Type, for Neptune, Krypton, Opal & Grape Cable, 19/3.25, AAC AAAC ACSR SC/GZ, 15.1 to 18.0mm Clamp Dia Range | MACLEAN | MACLEAN POWER PL - E15128 | 4D20-18.0 | CURRENT
000020826 | DAMPER,VIBRATION,TRANSMISSION LINE | Dogbone/Stockbridge Type, for Neptune, Krypton, Opal & Grape Cable, 19/3.25, AAC AAAC ACSR SC/GZ, 15.1 to 18.0mm Clamp Dia Range | TEN | THE ENERGY NETWORK | 4D20-18.0 | CURRENT
000020826 | DAMPER,VIBRATION,TRANSMISSION LINE | Dogbone/Stockbridge Type, for Neptune, Krypton, Opal & Grape Cable, 19/3.25, AAC AAAC ACSR SC/GZ, 15.1 to 18.0mm Clamp Dia Range | DULMISON | DULMISON (AUST) PTY LTD | DB1B15SS | CURRENT
000020825 | DAMPER,VIBRATION,TRANSMISSION LINE | DOG BONE DAMPER;FOR 7 MM TO 14 MM DIA CONDUCTOR; | PLP AUST | PREFORMED LINE PRODUCTS (AUST) | D-DB05B12SS | CURRENT
000020825 | DAMPER,VIBRATION,TRANSMISSION LINE | DOG BONE DAMPER;FOR 7 MM TO 14 MM DIA CONDUCTOR; | MACLEAN | MACLEAN POWER PL - E15128 | 4D20-14.0 | CURRENT
000020825 | DAMPER,VIBRATION,TRANSMISSION LINE | DOG BONE DAMPER;FOR 7 MM TO 14 MM DIA CONDUCTOR; | DULMISON | DULMISON (AUST) PTY LTD | DB05B12SS | CURRENT
000020827 | CLAMP,SUSPENSION,ELEC CONDUCTOR | ARMOUR GRIP SUSPENSION UNIT (AGSU);AL ALLOY WITH NEOPRENE INSERT;TO SUIT 11.1 MM DIA OPGW; | PLP AUST | PREFORMED LINE PRODUCTS (AUST) | OFAGS-4300103L | STRATEGIC SPARE
000020827 | CLAMP,SUSPENSION,ELEC CONDUCTOR | ARMOUR GRIP SUSPENSION UNIT (AGSU);AL ALLOY WITH NEOPRENE INSERT;TO SUIT 11.1 MM DIA OPGW; | MACLEAN | MACLEAN POWER PL - E15128 | HSC-OPGW1140 | STRATEGIC SPARE
000020827 | CLAMP,SUSPENSION,ELEC CONDUCTOR | ARMOUR GRIP SUSPENSION UNIT (AGSU);AL ALLOY WITH NEOPRENE INSERT;TO SUIT 11.1 MM DIA OPGW; | UTILUX |  | HSU1125 | STRATEGIC SPARE
000020894 | PLATE,MOUNTING | Flat Plate Fitting, 5 x 14mm Dia Holes, 234 x 40 x 6mm, Galv Steel, Pack of 10 | EZYSTRUT | EZYSTRUT CABLE & PIPE SUPPORTS | E1941H | CURRENT
000020892 | CONVERTER | 110 V/48 V DC;DCW300-110-48 FT;6.2 AMP; DC/DC CONVERTER; | AMTEX | AMTEX ELECTRONICS | DCW300-110-48FT | PURCHASE AS REQUIRED
000020893 | TERMINAL SET,DISCONNECTION MODULE. | FOR KRONE DISCONNECTION MODULE DC; 3 POSN;22-16AWG; | KRONE | ADC COMMUNICATIONS (AUSTRALIA) LTD | 6461 2 215-00 | PURCHASE AS REQUIRED
000020715 | SWITCH FUSE GEAR | 12 KV;3 PHASE;630 AMP;21 KA;2 X 630 AMP FEEDER CIRCUIT BREAKERS;2 X 200 AMP TRANSF SWITCH-FUSES;TOP & BOTTOM ENTRY; WIRED FOR FEEDER DIFF & BUSBAR O/C & | ABB | ABB FAN PTY LTD | SAFEPLUS VFFV | PHASING
000020716 | SWITCH FUSE GEAR | 12 KV;3 PHASE;630 AMP;21 KA;2 X 630 AMP FEEDER CIRCUIT BREAKERS;3 X 200 AMP TRANSF SWITCH-FUSES;TOP & BOTTOM CABLE ENTRY;WIRED FOR FEEDER DIFF & | ABB | ABB FAN PTY LTD | SAFEPLUS VFFFV | PHASING
000020717 | SWITCH FUSE GEAR | 12 KV;3 PHASE;630 AMP;21 KA;3 X 630 AMP FEEDER CIRCUIT BREAKERS;3 X 200 AMP TRANSF SWITCH-FUSES;TOP & BOTTOM CABLE ENTRY;WIRED FOR FEEDER DIFF & | ABB | ABB FAN PTY LTD | SAFEPLUS VFFVFV | PHASING
000020895 | POLE,LINE CONSTRUCTION,WOOD | POLE;H/WOOD,14M,20KN,CU CR ARSENIC POLE,LINE CONSTRUCTION,WOOD Hardwood, 14 m, 20kN, CCA Treated, P14/20 | KOPPERS | KOPPERS TIMBER PRESERVATION PTY LTD | 14 M/20 KN | CURRENT
000020896 | RELAY,OVERCURRENT AND EARTH FAULT | OL & OOB-CAPACITOR BANK;1 AMP OR 5 AMP; 50 HZ;18 V TO 80 V DC;OL CURRENT RANGE 0 TO 8.5 X IN;OOB CURRENT RANGE 0.2.12 X IN;PART # RS 611 051-CA; | ABB | ABB FAN PTY LTD | SPAJ 160C-CA | CURRENT
000020897 | REMOTE I/O MODULE | SEL 2505,48/125 V DC AUX;48 V DC LOGIC INPUTS;SEL 2815 COMPATIBLE; | SEL | SCHWEITZER ENGINEERING LABORATORIES INC. | 2505322XX | CURRENT
000019939 | FUSE LINK,ENCLOSED ELEMENT | 125 AMP;500 V;BLADE TYPE CONTACTS; DIN SIZE 00;AS60269.1;SUIT SC20787; | FUSECO | FUSECO PTY LTD | NH00F-125 | CURRENT
000020898 | TRANSFORMER,CURRENT | PROTECTION & MEASUREMENT,POST TYPE; OUTDOOR;145 KV;2500 AMP;6 CORES;CORE 1 TO 4-2400/2000/1400/800/1 AMP CL 0.1 PX3600R12 ON 2400/1;COR 5-2400/2000/ | POWERLNK | POWERLINK | AGU-145 | PURCHASE AS REQUIRED
000021027 | CIRCUIT BREAKER | INDOOR METAL CLAD SWITCHGEAR & CONTROL GEAR ASSEMBLY;25 KA SINGLE FEEDER UNIT;12 KV;1250 AMP;WIRING PROVISION FOR OC,EF,SEF & FEEDER | HAWKSIDD | HAWKER SIDDELEY SWITCHGEAR LTD | ECLIPSE | PURCHASE AS REQUIRED
000021028 | CIRCUIT BREAKER | INDOOR METAL CLAD SWITCHGEAR & CONTROL GEAR ASSEMBLY;25 KA DOUBLE FEEDER UNIT;12 KV;1250 AMP;WIRING PROVISION FOR OC,EF,SEF & FEEDER | HAWKSIDD | HAWKER SIDDELEY SWITCHGEAR LTD | ECLIPSE | PURCHASE AS REQUIRED
000021029 | CIRCUIT BREAKER | INDOOR METAL CLAD SWITCHGEAR & CONTROL GEAR ASSEMBLY;25 KA BUS SECTION UNIT;12 KV;2000 AMP;WIRING PROVISION FOR TWO ZONES OF FEF BUS PROTECTION FEF, | HAWKSIDD | HAWKER SIDDELEY SWITCHGEAR LTD | ECLIPSE | PURCHASE AS REQUIRED
000021030 | CIRCUIT BREAKER | INDOOR METAL CLAD SWITCHGEAR & CONTROL GEAR ASSEMBLY;25 KA; TRANSFORMER UNIT (MODULAR SUBSTN); 12 KV;2000 AMP;WIRING PROVISION FOR | HAWKSIDD | HAWKER SIDDELEY SWITCHGEAR LTD | ECLIPSE | PURCHASE AS REQUIRED
000021031 | CIRCUIT BREAKER | INDOOR METAL CLAD SWITCHGEAR & CONTROL GEAR ASSEMBLY;25 KA; TRANSFORMER UNIT WITH 3 PHASE CABLE VOLTAGE TRANSFORMER;12 KV;2000 AMP; | HAWKSIDD | HAWKER SIDDELEY SWITCHGEAR LTD | ECLIPSE | PURCHASE AS REQUIRED
000021032 | CIRCUIT BREAKER | INDOOR METAL CLAD SWITCHGEAR & CONTROL GEAR ASSEMBLY;25 KA; TRANSFORMER UNIT WITH 3 PHASE CABLE VOLTAGE TRANSFORMER;12 KV;2000 AMP; | HAWKSIDD | HAWKER SIDDELEY SWITCHGEAR LTD | ECLIPSE | PURCHASE AS REQUIRED
000021033 | CIRCUIT BREAKER | INDOOR METAL CLAD SWITCHGEAR & CONTROL GEAR ASSEMBLY;25 KA;BUS TIE UNIT;12 KV;2000 AMP;WIRING PROVISION FOR A SINGLE ZONE OF FEF BUS PROTECTION; | HAWKSIDD | HAWKER SIDDELEY SWITCHGEAR LTD | ECLIPSE | PURCHASE AS REQUIRED
000021034 | DISCONNECTOR,HIGH VOLTAGE | INDOOR METAL CLAD SWITCHGEAR & CONTROL GEAR ASSEMBLY;25 KA;3 POSN BUSBAR TEE-OFF UNIT;12 KV;2000 AMP; MOUNTS AT RIGHT OR LEFT HAND OF | HAWKSIDD | HAWKER SIDDELEY SWITCHGEAR LTD | ECLIPSE | PURCHASE AS REQUIRED
000021035 | SWITCH,EARTHING | 3 PHASE FAULT MAKE BUSBAR EARTH SWITCH;12 KV;25 KA;SUITABLE FOR HAWKERSIDDLEY ECLIPSE SWITCHBOARD; C/W VOLTAGE DETECTORS;MANUAL | HAWKSIDD | HAWKER SIDDELEY SWITCHGEAR LTD | ECLIPSE | PURCHASE AS REQUIRED
000021084 | FUSE-SWITCH COMBINATION. | 12/24 KV;100 AMP CONT;8/6 KA,150/70 MVA; EDO;POLYMERIC INSULATION;C/W MTG BRACKET & EARTHING BAR;42 PER PALLET, PALLET WEIGHT 13 KG; | NGK | NGK STANGER PTY LTD | 72298/17EX3 | CURRENT
000021086 | FUSEHOLDER,BASE & CARRIER | 100 AMP;250 V;OUTDOOR SERVICE TYPE; SINGLE POLE;6-35 SQ MM INSULATED AL/CU; C/W YELLOW NO PLATE,SPRING FUSE CONTACTS ,& 25 MM YELLOW SHEAR-OFF INDICATORS; | SICAME | SICAME AUSTRALIA PTY LTD | PFV100 695E IDP | CURRENT
000021086 | FUSEHOLDER,BASE & CARRIER | 100 AMP;250 V;OUTDOOR SERVICE TYPE; SINGLE POLE;6-35 SQ MM INSULATED AL/CU; C/W YELLOW NO PLATE,SPRING FUSE CONTACTS ,& 25 MM YELLOW SHEAR-OFF INDICATORS; | DULMISON | DULMISON (AUST) PTY LTD | K490 | CURRENT
000020730 | KIT,OUTDOOR,ENCLOSURE | NON-EXT;O/D ENCLOSURE KIT;ABB/SAFELINK CFC,CCC; | ABB | ABB FAN PTY LTD | CFC,CCC | PHASING
000020731 | KIT,OUTDOOR,ENCLOSURE | NON-EXT;O/D ENCLOSURE KIT;ABB/SAFELINK CFCF; | ABB | ABB FAN PTY LTD | CFCF | PHASING
000020732 | KIT,OUTDOOR,ENCLOSURE | NON-EXT;O/D ENCLOSURE KIT;ABB/SAFELINK CCCC & CFCC; | ABB | ABB FAN PTY LTD | SAFELINK CCCC | PHASING
000020733 | PLINTH | Mounting Plinth, Concrete, Dimension A, Type 1, 940mm Lg, for ABB SAFELINK CFC & CCC | ABB | ABB FAN PTY LTD | PLYNTH FOR CFC,CCC | PHASING
000020734 | PLINTH | Mounting Plinth, Concrete, Dimension A, Type 2, 1375mm Lg, for ABB SAFELINK CFCF | ABB | ABB FAN PTY LTD | PLYNTH FOR CFCF | PHASING
000020735 | PLINTH | Mounting Plinth, Concrete, Dimension A, 1155mm Lg, for ABB SAFELINK CCCC & CFCC | ABB | ABB FAN PTY LTD | PLYNYH FOR CCCC | PHASING
000020751 | KIT,AUTO,CHANGEOVER | SUITABLE FOR ABB SAFELINK RMU;AUTO- CHANGEOVER KIT; | ABB | ABB FAN PTY LTD | KIT CHANGEOVER | PURCHASE AS REQUIRED
000020887 | SWITCH FUSE GEAR | 12 KV;3 PHASE;630 AMP;20 KA;50 HZ;FAULT MAKING LOAD BREAKING;TRIPLE POLE OPERATED;I/D;SF6;METAL CLAD NON-EXT; *ITEM SUPPLIED W/OUT HANDLES*;C/W CABLE | ABB | ABB FAN PTY LTD | CFC RMU | CURRENT
000020888 | SWITCH FUSE GEAR | 12 KV;3 PHASE;630 AMP;20 KA;50 HZ;FAULT MAKING LOAD BREAKING;TRIPLE POLE OPERATED;I/D;SF6;METAL CLAD NON-EXT; *ITEM SUPPLIED W/OUT HANDLES*;C/W CABLE | ABB | ABB FAN PTY LTD | CFCF | PHASING
000020889 | SWITCH FUSE GEAR | 12 KV;3 PHASE;630 AMP;20 KA;50 HZ;FAULT MAKING LOAD BREAKING;TRIPLE POLE OPERATED;I/D;SF6;METAL CLAD;NON-EXT; *ITEM SUPPLIED W/OUT HANDLES*;C/W CABLE | ABB | ABB FAN PTY LTD | SAFELINK CCC | PHASING
000020745 | TRANSFORMER,CURRENT | PROTECTION,TOROIDAL;INDOOR;2 KV;2000/ 1600/1200/1 AMP;15 VA,CLASS 5P20 ON 1200 /1 AMP;THERMAL LIMIT 2000 AMP ALL RATIO'S; | HAWKSIDD | HAWKER SIDDELEY SWITCHGEAR LTD | 2 KV 2000 AMP | PURCHASE AS REQUIRED
000020746 | TRANSFORMER,CURRENT | PROTECTION,TOROIDAL;INDOOR;2 KV; 1000/1 AMP;15 VA,CLASS 5P20;THERMAL LIMIT 1300 AMP; | HAWKSIDD | HAWKER SIDDELEY SWITCHGEAR LTD | 2 KV THERMAL 1300 AMP | PURCHASE AS REQUIRED
000020747 | TRANSFORMER,VOLTAGE | METERING PROTECTION;O/D;STN TYPE;19/KV/ 63.5 V;100 VA OUTPUT;24 MS PER PH BURDEN ;SINGLE PHASE;50 HZ;RESIN INSUL;CLASS 0.5 3P;VOLT FACTOR 1.9 X FOR 30 SEC; | HAWKSIDD | HAWKER SIDDELEY SWITCHGEAR LTD | 19/63.5 100 VA | PURCHASE AS REQUIRED
000021092 | SCABBARD. | GUARD;FOR FAIMONT POLE SAW; | ARBORLNK | ARBORLINK PTY LTD | 0000 792 9129 | CURRENT
000021093 | SCABBARD. | GUARD;FOR STANLEY POLE SAW | ARBORLNK | ARBORLINK PTY LTD | 0000 792 9152 | CURRENT
000020736 | SWITCHGEAR,FEEDER | INDOOR GIS;1600 AMP;145 KV;40 KA;110 V DC;INCLUDES BUS DISCONNECTOR & EARTH SWITCH;CB;4 PROTECTION CLASS CT'S;LINE DISCONNECTOR & EARTH SWITCH;LINE | SIEMENS | SIEMENS LTD | 8DN8 | PHASING
000020737 | SWITCHGEAR,TRANSFORMER | INDOOR GIS;1600 AMP;145 KV;40 KA;110 V DC;INCLUDES FAULT MAKE BUS EARTH SWITCH;BUS DISCONNECTOR & EARTH SWITCH;CB;4 PROTECTION CLASS CT'S;LINE | SIEMENS | SIEMENS LTD | 8DN8 | PURCHASE AS REQUIRED
000020738 | SWITCHGEAR,BUS SECTION | INDOOR GIS;1600 AMP;145 KV;40 KA;110 V DC;INCLUDES LH BUS;110 KV VT & VT DISCONNECTOR;LH BUS DISCONNECTOR & EARTH SWITCH;CB;4 PROTECTION CLASS | SIEMENS | SIEMENS LTD | 8DN8 | PURCHASE AS REQUIRED
000020739 | SWITCHGEAR,BUS SECTION | INDOOR GIS;1600 AMP;145 KV;40 KA;110 V DC;INCLUDES LH BUS 132 KV VT & VT DISCONNECTOR;LH BUS DISCONNECTOR & EARTH SWITCH;CB;4 PROTECTION CLASS | SIEMENS | SIEMENS LTD | 8DN8 | PURCHASE AS REQUIRED
000020740 | SWITCHGEAR,FEEDER | OUTDOOR GIS;1600 AMP;145 KV;40 KA;110 V DC;INCLUDES BUS DISCONNECTOR & EARTH SWITCH;CB;4 PROTECTION CLASS CT'S;LINE DISCONNECTOR & EARTH SWITCH;LINE | SIEMENS | SIEMENS LTD | 8DN8 | PHASING
000020741 | SWITCHGEAR,TRANSFORMER | OUTDOOR GIS;1600 AMP;145 KV;40 KA;110 V DC;INCLUDES FAULT MAKE BUS EARTH SWITCH;BUS DISCONNECTOR & EARTH SWITCH ;CB;4 PROTECTION CLASS CT'S;LINE | SIEMENS | SIEMENS LTD | 8DN8 | PURCHASE AS REQUIRED
000020742 | SWITCHGEAR,BUS SECTION | OUTDOOR GIS;1600 AMP;145 KV;40 KA;110 V DC;INCLUDES LH BUS 110 KV VT & VT DISCONNECTOR;LH BUS DISCONNECTOR & EARTH SWITCH;CB;4 PROTECTION CLASS | SIEMENS | SIEMENS LTD | 8DN8 | PURCHASE AS REQUIRED
000020743 | SWITCHGEAR,BUS SECTION | OUTDOOR GIS;1600 AMP;145 KV;40 KA;110 V DC;INCLUDES LH BUS 132 KV VT & VT DISCONNECTOR;LH BUS DISCONNECTOR & EARTH SWITCH;CB;4 PROTECTION CLASS | SIEMENS | SIEMENS LTD | 8DN8 | PURCHASE AS REQUIRED
000020744 | BUSBAR | OUTDOOR GIS;1600 AMP;145 KV;40 KA;5.2 M EXTENSION TO PROVIDE SWITCHGEAR BAY SEPARATION; INTERNAL ITEM # 81 REFERS TO CONTRACT ITEM # 9; | SIEMENS | SIEMENS LTD | 8DN8 | PHASING
000021091 | STRAP,EARTH | Earthing Braid Type 6, Flexible Cu Braid c/w Cu Terminals at each end, 400mm Lg, for Earthing Substation Gate, Dwg LOSTD-EG002-06 | PENTA | PENTA AUST (TMAC THEW & MCCANN/HYLEC) | PA22360 | CURRENT
000021091 | STRAP,EARTH | Earthing Braid Type 6, Flexible Cu Braid c/w Cu Terminals at each end, 400mm Lg, for Earthing Substation Gate, Dwg LOSTD-EG002-06 | HYLEC | HYLEC PTY LTD | TME35370-12 | CURRENT
000020718 | SWITCH FUSE GEAR | 12 KV;LUCY;OIL INSULATED;O/D RMU;2 X 630 AMP CABLE SWITCH DISCONNECTORS;1 X 200 AMP TRANSFORMER SWITCH FUSE;(TYPE TRIDENT FRMU-STANDARD);BOTTOM ENTRY | ADAPT | ADAPT AUSTRALIA PTY LTD | TRIDENT FRMU 2 X ISO REM CONTR | CURRENT
000020719 | SWITCH FUSE GEAR | 12 KV;LUCY;OIL INSULATED;O/D RMU;2 X 630 AMP CABLE SWITCH DISCONNECTORS;1 X 200 AMP TRANSFORMER SWITCH FUSE;TOP ENTRY CABLE BOXES;(TYPE TRIDENT FRMU- | ADAPT | ADAPT AUSTRALIA PTY LTD | TRIDENT/FRMU-FE | CURRENT
000020720 | SWITCH FUSE GEAR | 12 KV;LUCY;OIL INSULATED;O/D RMU;2 X 630 AMP CABLE SWITCH DISCONNECTORS;1 X 200 AMP TRANSFORMER SWITCH FUSE; (TRIDENT TYPE FRMU-STANDARD);BOTTOM | ADAPT | ADAPT AUSTRALIA PTY LTD | TRIDENT/FRMU | CURRENT
000020721 | SWITCH FUSE GEAR | 12 KV;LUCY;OIL INSULATED;O/D RMU;2 X 630 AMP CABLE SWITCH DISCONNECTORS;1 X 200 AMP TRANSFORMER SWITCH FUSE;TOP ENTRY CABLE BOXES;(TRIDENT TYPE FRMU- | ADAPT | ADAPT AUSTRALIA PTY LTD | TRIDENT/FRMU-TE | CURRENT
000020722 | SWITCH FUSE GEAR | 12 KV;LUCY;SABRE VRN 2 AMP;O/D RMU;SF6 INSULATED;METAL CLAD;FULLY-EXT;2 X 630 AMP CABLE SWITCH DISCONNECTORS;1 X 250 AMP TRANSFORMER VACCUM CIRCUIT | ADAPT | ADAPT AUSTRALIA PTY LTD | SABRE/VRN 2A | CURRENT
000020724 | FUSE,CARTRIDGE | BOLTED;57.2 MM LG;OFFSET TAGS;O/A,14.3 MM CAP;5 AMP;TIME LIMIT FUSE;SUIT PROTECTION CIRCUIT FOR LUCY SABRE VRN 2 AMP RMU'S;UK ELECTRICITY INDUSTRIES | ADAPT | ADAPT AUSTRALIA PTY LTD | SABRE/VRN2A TIME LIMIT F/LNK | CURRENT
000020725 | FUSE,CARTRIDGE | BOLTED;57.2 MM LG;OFFSET TAGS;O/A,14.3 MM DIA CAP;7.5 AMP;TIME LIMIT FUSE;SUIT PROTECTION CIRCUIT FOR LUCY SABRE VRN 2 AMP RMU'S;UK ELECTRICITY INDUSTRIES | ADAPT | ADAPT AUSTRALIA PTY LTD | SABRE/VRN 2AMP (7.5 AMP FUSE) | CURRENT
000020726 | FUSE,CARTRIDGE | BOLTED;57.2 MM LG;OFFSET TAGS;O/A,14.3 MM DIA CAP;10 AMP;TIME LIMIT FUSE;SUIT PROTECTION CIRCUIT FOR LUCY SABRE NRN 2 AMP RMU'S;UK ELECTRICITY INDUSTRIES | ADAPT | ADAPT AUSTRALIA PTY LTD | SABRE/VRN2 AMP (10 AMP FUSE) | CURRENT
000020727 | FUSE,CARTRIDGE | BOLTED;57.2 MM LG;OFFSET TAGS;O/A,14.3 MM DIA CAP;12.5 AMP;TIME LIMIT FUSE;SUIT PROTECTION CIRCUIT FOR LUCY SABRE VRN 2 AMP RMU'S;UK ELECTRICITY INDUSTRIES | ADAPT | ADAPT AUSTRALIA PTY LTD | SABRE VRN2A (12.5 AMP FUSE) | CURRENT
000020728 | FUSE,CARTRIDGE | BOLTED;57.2 MM LG;OFFSET TAGS;O/A,14.3 MM DIA CAP;15 AMP;TIME LIMIT FUSE;SUIT PROTECTION CIRCUIT FOR LUCY SABRE VRN 2 AMP RMU'S;UK ELECTRICITY INDUSTRIES | ADAPT | ADAPT AUSTRALIA PTY LTD | SABRE VRN2A (15 AMP FUSE) | CURRENT
000020803 | TEST PROBE,EXTENSION | CABLE TEST PROBE;TO SUIT LUCY SWITCHGEAR; TRIDENT FRMU (INCLUDING FRMU-TE) RMU'S; | ADAPT | ADAPT AUSTRALIA PTY LTD | CABLE TEST PROBE FRMU-TE | PURCHASE AS REQUIRED
000020723 | KIT,SWITCH FUSEGEAR | TOP CABLE ENTRY KIT;TO SUIT LUCY SWITCHGEAR,SABRE VRN 2 AMP; | ADAPT | ADAPT AUSTRALIA PTY LTD | SABRE VRN2A TOP CABLE ENTRY | PURCHASE AS REQUIRED
000021096 | END PLATE,TERMINAL BLOCK | TO SUIT WEIDMULLER CLIP-ON TERMINAL BLOCK;TYPE SAK6N;REFER TO SC13961 FOR TERMINAL BLOCK;BOX OF 100; | HAYMANS | HAYMANS ELECTRICAL | KLI3191.6 | CURRENT
000021096 | END PLATE,TERMINAL BLOCK | TO SUIT WEIDMULLER CLIP-ON TERMINAL BLOCK;TYPE SAK6N;REFER TO SC13961 FOR TERMINAL BLOCK;BOX OF 100; | KLIPPON |  | KLI3191.6 | CURRENT
000021097 | REMOTE I/O MODULE | SEL 2505,24 V DC AUX;24 V DC LOGIC INPUT;SEL 2815 COMPATIBLE; | SEL | SCHWEITZER ENGINEERING LABORATORIES INC. | 2505121XX | CURRENT
000021098 | HOSE,HYDRAULIC | Hyd Tool Hose Assy, 6m, Non-Conductive, c/w 3/8" NPTM, 116 Female One End, 218 Female One End, Carry Bag 690bar, Cejn, Supplied in Carry Bag | TEN | THE ENERGY NETWORK | 2022N-04V15-10K-6C | CURRENT
000021098 | HOSE,HYDRAULIC | Hyd Tool Hose Assy, 6m, Non-Conductive, c/w 3/8" NPTM, 116 Female One End, 218 Female One End, Carry Bag 690bar, Cejn, Supplied in Carry Bag | REXEL | REXEL PTY LTD | SFCHP8-6M-ENERGEX HOSE | CURRENT
000021098 | HOSE,HYDRAULIC | Hyd Tool Hose Assy, 6m, Non-Conductive, c/w 3/8" NPTM, 116 Female One End, 218 Female One End, Carry Bag 690bar, Cejn, Supplied in Carry Bag | SPECFORC | SPECIALISED FORCE | 6 M HYDRAULIC HOSE SET | CURRENT
000021099 | HOSE,HYDRAULIC | HYDRAULIC TOOL HOSE SET 3 M;HIGH PRESSURE HOSE,NON-CONDUCTIVE;FITTED WITH 116 FEMALE COUPLINGS AT EACH END; SUPPLIED IN CARRY BAG; | REXEL | REXEL PTY LTD | SFCHP8-3M-ENERGEX HOSE | CURRENT
000021099 | HOSE,HYDRAULIC | HYDRAULIC TOOL HOSE SET 3 M;HIGH PRESSURE HOSE,NON-CONDUCTIVE;FITTED WITH 116 FEMALE COUPLINGS AT EACH END; SUPPLIED IN CARRY BAG; | SPECFORC | SPECIALISED FORCE | 3 M HYDRAULIC HOSE SET | CURRENT
000021105 | JOINT,ELECTRICAL POWER CABLE | PREMOULDED STRAIGHT JOINT;WITH HEATSHRINK OUTER BOX;SINGLE PHASE;FOR ELECTRICAL POWER CABLE;63.5/110 KV; 400 SQ MM COPPER COND;XLPE INSULATED | OLEX | OLEX AUSTRALIA PTY LTD | GMC1170 | STRATEGIC SPARE
000021106 | SWITCH FUSE GEAR | 12 KV;3 PHASE;630 AMP;20 KA;50 HZ;FAULT MAKING,LOAD BREAKING;TRIPLE POLE OPERATED;I/D;SF6;METALCLAD;NON-EXT; *ITEM SUPPLIED W/OUT HANDLES;C/W CABLE | ABB | ABB FAN PTY LTD | CFCC | PHASING
000021107 | TEST KIT | RMU TESTER;PROVE NOT LIVE & PHASING UNIT; | PENTA | PENTA AUST (TMAC THEW & MCCANN/HYLEC) | PA12615 | CURRENT
000021107 | TEST KIT | RMU TESTER;PROVE NOT LIVE & PHASING UNIT; | THEWMCAN | TMAC THEW & MCCANN GROUP | TM12615 | CURRENT
000021107 | TEST KIT | RMU TESTER;PROVE NOT LIVE & PHASING UNIT; | THEWMCAN | TMAC THEW & MCCANN GROUP | F/O 514421 | CURRENT
000021107 | TEST KIT | RMU TESTER;PROVE NOT LIVE & PHASING UNIT; | THEWMCAN | TMAC THEW & MCCANN GROUP | 21107 | CURRENT
000021100 | CIRCUIT BREAKER | 36 KV;800 AMP;31.5 KA,FEEDER UNIT (TYPE B);GAS INSULATED;INDOOR METALCLAD SWITCHGEAR & CONTROL GEAR ASSEMBLY; WIRING PROVISION FOR 3OC,EF,3DOC,DEF, | SIEMENS | SIEMENS LTD | 8DA10 | PHASING
000021101 | CIRCUIT BREAKER | 36 KV;800 AMP;31.5 KA,FEEDER UNIT (TYPE C);GAS INSULATED;INDOOR METALCLAD SWITCHGEAR & CONTROL GEAR ASSEMBLY; WIRING PROVISION FOR DIGITAL FEEDER | SIEMENS | SIEMENS LTD | 8DA10 | PHASING
000020754 | CIRCUIT BREAKER | 36 KV;800 AMP;31.5 KA,FEEDER UNIT (MODULAR SUBSTN);GAS INSULATED,INDOOR METALCLAD SWITCHGEAR & CONTROL GEAR ASSEMBLY;WIRING PROVISIONS FOR DOC,DEF | SIEMENS | SIEMENS LTD | 8DA10 | PHASING
000020755 | CIRCUIT BREAKER | 36 KV;800 AMP;31.5 KA,TRANSFORMER UNIT (MODULAR SUBSTN);GAS INSULATED,INDOOR METALCLAD SWITCHGEAR & CONTROL GEAR ASSEMBLY & BUS EARTH SWITCH;WIRING | SIEMENS | SIEMENS LTD | 8DA10 | PHASING
000020756 | CIRCUIT BREAKER | 36 KV;800 AMP;31.5 KA,BUS TIE UNIT (MODULAR SUBSTN);GAS INSULATED;INDOOR METALCLAD SWITCHGEAR & CONTROL GEAR ASSEMBLY;WITH 3 PHASE BUS VOLTAGE | SIEMENS | SIEMENS LTD | 8DA10 | PHASING
000020757 | DISCONNECTOR,HIGH VOLTAGE | 36 KV;800 AMP;31.5 KA,BUS TEE-OFF UNIT (MODULAR SUBSTN);GAS INSULATED;INDOOR METALCLAD SWITCHGEAR & CONTROL GEAR ASSEMBLY;WITH 3 PHASE BUS VOLTAGE | SIEMENS | SIEMENS LTD | 8DA10 | PHASING
000020758 | CIRCUIT BREAKER | 36 KV;2000 AMP;31.5 KA,TRANSFORMER UNIT (BULK SUPPLY SUBSTN-ENERGEX TFMR);GAS INSULATED;INDOOR METALCLAD SWITCHGEAR & CONTROL GEAR ASSEMBLY;WITH 3 PHASE | SIEMENS | SIEMENS LTD | 8DA10 | PHASING
000020759 | CIRCUIT BREAKER | 36 KV;2000 AMP;31.5 KA,TRANSFORMER UNIT (BULK SUPPLY SUBSTN POWERLINK TFMR); GAS INSULATED,INDOOR METALCLAD SWITCHGEAR & CONTROL GEAR ASSEMBLY; | SIEMENS | SIEMENS LTD | 8DA10 | PURCHASE AS REQUIRED
000020760 | CIRCUIT BREAKER | 36 KV;2000 AMP;31.5 KA,BUS SECTION UNIT; GAS INSULATED,INDOOR METALCLAD SWITCHGEAR & CONROL GEAR ASSEMBLY; WIRING PROVISION FOR CIRCUIT BREAKER | SIEMENS | SIEMENS LTD | 8DA10 | PHASING
000020761 | CIRCUIT BREAKER | 36 KV;2000 AMP;31.5 KA,BUS TIE UNIT;GAS INSULATED,INDOOR METALCLAD SWITCHGEAR & CONTROL GEAR ASSEMBLY;WIRING PROVISION FOR CIRCUIT BREAKER FAIL & | SIEMENS | SIEMENS LTD | 8DA10 | PHASING
000020762 | DISCONNECTOR,HIGH VOLTAGE | 36 KV;2000 AMP;31.5 KA,BUS TEE-OFF UNIT; GAS INSULATED,INDOOR METALCLAD SWITCHGEAR & CONTROL GEAR ASSEMBLY; INCLUDES 2 X TYPE 3 CABLE TERMINATION | SIEMENS | SIEMENS LTD | 8DA10 | PHASING
000020763 | CIRCUIT BREAKER | 36 KV;800 AMP;31.5 KA,FEEDER UNIT (TYPE A);GAS INSULATED,INDOOR METALCLAD SWITCHGEAR & CONTROL GEAR ASSEMBLY; WIRING PROVISION FOR FEEDER DIFFERENTIAL | SIEMENS | SIEMENS LTD | 8DA10 | PHASING
000020764 | CIRCUIT BREAKER | 36 KV;800 AMP;31.5 KA,TRANSFORMER UNIT; GAS INSULATED,INDOOR METALCLAD SWITCHGEAR & CONTROL GEAR ASSEMBLY; WIRING PROVISION FOR TRANSFORMER | SIEMENS | SIEMENS LTD | 8DA10 | PHASING
000020765 | CIRCUIT BREAKER | 36 KV;800 AMP;31.5 KA,TRANSFORMER UNIT; GAS INSULATED,INDOOR METALCLAD SWITCHGEAR & CONTROL GEAR ASSEMBLY; WITH 3 PHASE BUS VOLTAGE TRANSFORMER; | SIEMENS | SIEMENS LTD | 8DA10 | PHASING
000020766 | CIRCUIT BREAKER | 36 KV;800 AMP;31.5 KA,CAPACITOR UNIT;GAS INSULATED,INDOOR METALCLAD SWITCHGEAR & CONTROL GEAR ASSEMBLY;WIRING PROVISION FOR OC,EF CAPACITOR OVERLOAD | SIEMENS | SIEMENS LTD | 8DA10 | PURCHASE AS REQUIRED
000020767 | KIT,CONNECTION | 36 KV;TERMINATION KIT ELECTRICAL POWER CABLE;INDOOR;3 PHASE;SUITABLE FOR 630 SQ MM CABLE; INTERNAL ITEM #71 REFERS TO CONTRACT ITEM #14 | SIEMENS | SIEMENS LTD | 8DA10 | PURCHASE AS REQUIRED
000020768 | DUMMY CONNECTOR,PLUG | Type 2, suit Pfisterer Size 2 Cable Sockets, Set of 3 | INTERTEC | INTERTECH ENGINEERING PTY LTD | 827150003 | CURRENT
000020768 | DUMMY CONNECTOR,PLUG | Type 2, suit Pfisterer Size 2 Cable Sockets, Set of 3 | PFISTER | PFISTERER HOLDINGS | 827 150 003 | CURRENT
000020768 | DUMMY CONNECTOR,PLUG | Type 2, suit Pfisterer Size 2 Cable Sockets, Set of 3 | SIEMENS | SIEMENS LTD | 8DA10 | CURRENT
000021103 | SWITCHBOARD,LV | LV SWITCHBOARD; RECTANGULAR PMT'S; ASSEMBLIES ARE CONFIGURED (L TO R) AS REQUESTED;SUIT 750 KVA UNITS;1 X TRANSFMR SWITCH-DISCONNECTOR; 4 X 630 | WEBER | WEBER SOUTH PACIFIC PTY LTD | 750 KVA LV BOARD-VF124123-EE8 | STRATEGIC SPARE
000021103 | SWITCHBOARD,LV | LV SWITCHBOARD; RECTANGULAR PMT'S; ASSEMBLIES ARE CONFIGURED (L TO R) AS REQUESTED;SUIT 750 KVA UNITS;1 X TRANSFMR SWITCH-DISCONNECTOR; 4 X 630 | WEBER | WEBER SOUTH PACIFIC PTY LTD | 750 KVA LV BOARD | STRATEGIC SPARE
000021104 | SWITCHBOARD,LV | LV SWITCHBOARD;RECTANGULAR PMT'S; ASSEMBLIES ARE CONFIGURED (L TO R) AS AS REQUESTED;SUIT 1000 KVA UNITS;1 X TRANSFMR SWITCH DISCONNECTOR;4 X SPACE | WEBER | WEBER SOUTH PACIFIC PTY LTD | 1000 KVA LVBOARD-VF124163-EE11 | STRATEGIC SPARE
000021104 | SWITCHBOARD,LV | LV SWITCHBOARD;RECTANGULAR PMT'S; ASSEMBLIES ARE CONFIGURED (L TO R) AS AS REQUESTED;SUIT 1000 KVA UNITS;1 X TRANSFMR SWITCH DISCONNECTOR;4 X SPACE | WEBER | WEBER SOUTH PACIFIC PTY LTD | 1000 KVA LV BOARD | STRATEGIC SPARE
000021109 | SWITCHGEAR,FEEDER | INDOOR GIS;1600 AMP;123 KV;40 KA;110 V DC;INCLUDES BUS DISCONNECTOR & EARTH SWITCH;CB;4 PROTECTION CLASS CT'S;LINE DISCONNECTOR & EARTH SWITCH;LINE | MITSUBIS | MITSUBISHI | IGP-18089-B | PURCHASE AS REQUIRED
000021111 | SWITCHGEAR,TRANSFORMER | INDOOR GIS;1600 AMP;123 KV;40 KA;110 V: DC;INCLUDES FAULT MAKE BUS EARTH SWITCH;BUS DISCONNECTOR & EARTH SWITCH;CB;4 PROTECTION CLASS CT'S; | MITSUBIS | MITSUBISHI | IGP-18089-B | PURCHASE AS REQUIRED
000021123 | SWITCHBOARD,LV | LV SWITCHBOARD; RECTANGULAR PMT'S ASSEMBLIES ARE CONFIGURED (L TO R); SUIT 315 KVA UNITS;1 X TRANSFORMER SWITCH- DISCONNECTOR;1 X 630 AMP | WEBER | WEBER SOUTH PACIFIC PTY LTD | 315 KVA LV BOARD-VF114036-EE4 | STRATEGIC SPARE
000021123 | SWITCHBOARD,LV | LV SWITCHBOARD; RECTANGULAR PMT'S ASSEMBLIES ARE CONFIGURED (L TO R); SUIT 315 KVA UNITS;1 X TRANSFORMER SWITCH- DISCONNECTOR;1 X 630 AMP | WEBER | WEBER SOUTH PACIFIC PTY LTD | 315 KVA LV BOARD | STRATEGIC SPARE
000020591 | JOINT,ELECTRICAL POWER CABLE | 170 KV;SECTIONALISED PREMOULDED;1 PHASE; FOR 1600 SQ MM CU XLPE/PE/CCU/PVC/HDPE TO 1000 SQ MM CU XLPE/PE/LY/CU SCR/PVC/ HDPE CABLE;MILLIKEN STRANDING;TO IEC | PRYSMIAN | PRYSMIAN POWER CABLES & SYSTEMS AUST | GMS 1170 CA | PHASING
000020607 | TERMINATION,ELECTRICAL POWER CABLE | 145 KV;OUTDOOR;SEALING END WITH GREY POLYMERIC INSULATOR;1 PHASE;FOR 400 SQ MM CU XLPE/LY/CU SCR/PVC/HDPE CABLE; CIRCULAR STRANDING;TO IEC 60840;MINIMUM | PRYSMIAN | PRYSMIAN POWER CABLES & SYSTEMS AUST | TES 1170/201 | STRATEGIC SPARE
000020604 | TERMINATION,ELECTRICAL POWER CABLE | 110 KV; OUTDOOR SEALING END; 1 PHASE; FOR ILJIN 800 SQ MM CU XLPE/CCU/MDPE CABLE MILLIKEN STRANDING; POLYMERIC INSULATOR; BIL 650 KV; PACK OF 1; SUITS | PRYSMIAN | PRYSMIAN POWER CABLES & SYSTEMS AUST | TES 1170/201 | PURCHASE AS REQUIRED
000020601 | TERMINATION,ELECTRICAL POWER CABLE | 145 KV;OUTDOOR;SEALING END WITH GREY POLYMERIC INSULATOR;1 PHASE;FOR 1000 SQ MM CU XLPE/LY/CU SCR/PVC/HDPE CABLE; MILLIKEN STRANDING;TO IEC 60840;MINIMUM | PRYSMIAN | PRYSMIAN POWER CABLES & SYSTEMS AUST | TES 1170/201 | PURCHASE AS REQUIRED
000020595 | TERMINATION,ELECTRICAL POWER CABLE | 145 KV;OUTDOOR;SEALING END WITH GREY POLYMERIC INSULATOR;1 PHASE;FOR 2000 SQ MM CU XLPE/CCU/PVC/HDPE CABLE; MILLIKEN STRANDING;TO IEC 60840;MINIMUM | PRYSMIAN | PRYSMIAN POWER CABLES & SYSTEMS AUST | TES 1170/201 | PURCHASE AS REQUIRED
000020594 | TERMINATION,ELECTRICAL POWER CABLE | 145 KV;OUTDOOR;SEALING END;1 PHASE;FOR 2000 SQ MM CU XLPE/CCU/PVC/HDPE CABLE; MILLIKEN STRANDING;TO IEC 60840; PORCELAIN INSULATOR GREY;MINIMUM | PRYSMIAN | PRYSMIAN POWER CABLES & SYSTEMS AUST | TPE 1170/203 | PHASING
000020597 | TERMINATION,ELECTRICAL POWER CABLE | 145 KV;OUTDOOR;SEALING END;1 PHASE;FOR 1600 SQ MM CU XLPE/CCU/PVC/HDPE CABLE; MILLIKEN STRANDING;TO IEC 60840; PORCELAIN INSULATOR GREY;MINIMUM | PRYSMIAN | PRYSMIAN POWER CABLES & SYSTEMS AUST | TPE 1170/203 | PHASING
000020593 | JOINT,ELECTRICAL POWER CABLE | 170 KV;SECTIONALISED PREMOULDED;1 PHASE ;FOR 2000 SQ MM CU XLPE/CCU/PVC/HDPE CABLE;MILLIKEN STRANDING;TO IEC 60840; C/W PRESSING/PUNCHING FERRULE; | PRYSMIAN | PRYSMIAN POWER CABLES & SYSTEMS AUST | GMS 1170 CA | PHASING
000020596 | TERMINATION,ELECTRICAL POWER CABLE | 145 KV;INDOOR;SF6 IMMERSED SEALING UNIT ;1 PHASE;FOR 2000 SQ MM CU XLPE/CCU/PVC/ HDPE CABLE;MILLIKEN STRANDING;TO IEC 60859 WITH DIMENSIONS AS SPECIFIED IN | PRYSMIAN | PRYSMIAN POWER CABLES & SYSTEMS AUST | EVG 1170/048 | PURCHASE AS REQUIRED
000020596 | TERMINATION,ELECTRICAL POWER CABLE | 145 KV;INDOOR;SF6 IMMERSED SEALING UNIT ;1 PHASE;FOR 2000 SQ MM CU XLPE/CCU/PVC/ HDPE CABLE;MILLIKEN STRANDING;TO IEC 60859 WITH DIMENSIONS AS SPECIFIED IN | OLEX | OLEX AUSTRALIA PTY LTD | EGS 1170/072 | PURCHASE AS REQUIRED
000021144 | INDICATOR,FAULTED CIRCUIT. | MONITOR EARTH;CT CABLE MTG;FOR 11 KV REMOTE INDICATOR;ELECTRONIC,SELF POWERED;RESET AFTER 4 HRS OR MANUAL RESET BY LOCAL;REFER SC20110 FOR TEST | MVTECH | MV TECHNOLOGY SOLUTIONS P/L | H-V32-1503-001-001 | PURCHASE AS REQUIRED
000021144 | INDICATOR,FAULTED CIRCUIT. | MONITOR EARTH;CT CABLE MTG;FOR 11 KV REMOTE INDICATOR;ELECTRONIC,SELF POWERED;RESET AFTER 4 HRS OR MANUAL RESET BY LOCAL;REFER SC20110 FOR TEST | HYLEC | HYLEC PTY LTD | HORSTMANN-OPTO-E3.0 | PURCHASE AS REQUIRED
000021132 | BOLT,EYE | M20 x 450mm, 40mm ID Eye, Galv Steel, ISO-M, 120kN Rating c/w M20 Class 8.8, 2 x Nuts & Washer, Pack of 10 | DULHUNTY | DULHUNTY INDUSTRIES PTY LTD | EB20-450 | CURRENT
000021139 | BOLT,EYE | M20 x 800mm, 40mm ID Eye, Galv Steel, ISO-M, 120kN Rating c/w M20 Class 8.8, 2 x Nuts & Washer, Pack of 5 | T&R FAST | T&R FASTENERS 22 CHAPPLE ST GYMPIE 4570 | M20 X 800 MM LG | CURRENT
000021146 | CIRCUIT BREAKER | MINIATURE;2 AMP;CIRCUIT BREAKER;1 POLE; MCBDC 6 KA C CURVE;DIN;PACK OF 1; | REXEL | REXEL PTY LTD | TERDTCBDC102C | CURRENT
000021146 | CIRCUIT BREAKER | MINIATURE;2 AMP;CIRCUIT BREAKER;1 POLE; MCBDC 6 KA C CURVE;DIN;PACK OF 1; | NHP | NHP ELECTRICAL ENGINEERING | TERDTCBDC102C | CURRENT
000021146 | CIRCUIT BREAKER | MINIATURE;2 AMP;CIRCUIT BREAKER;1 POLE; MCBDC 6 KA C CURVE;DIN;PACK OF 1; | HAYMANS | HAYMANS ELECTRICAL | TERDTCBDC102C | CURRENT
000021147 | CIRCUIT BREAKER | MINIATURE;6 AMP;CIRCUIT BREAKER;1 POLE; MCBDC 6 KA C CURVE;DIN;PARK OF 1; | HAYMANS | HAYMANS ELECTRICAL | NHPDTMDC106C | CURRENT
000021147 | CIRCUIT BREAKER | MINIATURE;6 AMP;CIRCUIT BREAKER;1 POLE; MCBDC 6 KA C CURVE;DIN;PARK OF 1; | REXEL | REXEL PTY LTD | TERDTCBDC106C | CURRENT
000021147 | CIRCUIT BREAKER | MINIATURE;6 AMP;CIRCUIT BREAKER;1 POLE; MCBDC 6 KA C CURVE;DIN;PARK OF 1; | NHP | NHP ELECTRICAL ENGINEERING | TERDTCBDC106C | CURRENT
000021147 | CIRCUIT BREAKER | MINIATURE;6 AMP;CIRCUIT BREAKER;1 POLE; MCBDC 6 KA C CURVE;DIN;PARK OF 1; | HAYMANS | HAYMANS ELECTRICAL | TERDTCBDC106C | CURRENT
000021148 | CIRCUIT BREAKER | MINIATURE;10 AMP;CIRCUIT BREAKER;1 POLE; MCBDC 6 KA C CURVE;DIN;PACK OF 1; | REXEL | REXEL PTY LTD | TERDTCBDC110C | PURCHASE AS REQUIRED
000021148 | CIRCUIT BREAKER | MINIATURE;10 AMP;CIRCUIT BREAKER;1 POLE; MCBDC 6 KA C CURVE;DIN;PACK OF 1; | NHP | NHP ELECTRICAL ENGINEERING | TERDTCBDC110C | PURCHASE AS REQUIRED
000021149 | CIRCUIT BREAKER | MINIATURE;16 AMP;CIRCUIT BREAKER;1 POLE; MCBDC 6 KA C CURVE;DIN;PACK OF 1; | REXEL | REXEL PTY LTD | TERDTCBDC116C | PURCHASE AS REQUIRED
000021149 | CIRCUIT BREAKER | MINIATURE;16 AMP;CIRCUIT BREAKER;1 POLE; MCBDC 6 KA C CURVE;DIN;PACK OF 1; | NHP | NHP ELECTRICAL ENGINEERING | TERDTCBDC116C | PURCHASE AS REQUIRED
000021150 | CIRCUIT BREAKER | MINIATURE;20 AMP;CIRCUIT BREAKER;1 POLE; MCBDC 6 KA C CURVE;DIN;PACK OF 1; | REXEL | REXEL PTY LTD | TERDTCBDC120C | PURCHASE AS REQUIRED
000021150 | CIRCUIT BREAKER | MINIATURE;20 AMP;CIRCUIT BREAKER;1 POLE; MCBDC 6 KA C CURVE;DIN;PACK OF 1; | NHP | NHP ELECTRICAL ENGINEERING | TERDTCBDC120C | PURCHASE AS REQUIRED
000021151 | CONNECTOR,BUSBAR | BUSBAR;1 POLE;12 WAY PIN BUS BAR; PACK OF 1; | REXEL | REXEL PTY LTD | TERIBC112P | CURRENT
000021151 | CONNECTOR,BUSBAR | BUSBAR;1 POLE;12 WAY PIN BUS BAR; PACK OF 1; | CNWPL | CNW PL - SLACKS CREEK | IBC112P | CURRENT
000021151 | CONNECTOR,BUSBAR | BUSBAR;1 POLE;12 WAY PIN BUS BAR; PACK OF 1; | NHP | NHP ELECTRICAL ENGINEERING | IBC112P | CURRENT
000021152 | SWITCH,ISOLATING | 63A, Single Pole, Pack of 1 | REXEL | REXEL PTY LTD | TERDINTMS631 | CURRENT
000021152 | SWITCH,ISOLATING | 63A, Single Pole, Pack of 1 | NHP | NHP ELECTRICAL ENGINEERING | DINTMS631 | CURRENT
000020576 | TERMINATION,ELECTRICAL POWER CABLE | 33 KV;FOR 800 SQ MM S/C CU XLPE/LY/HDPE CABLE;HEAT SHRINK;3 PHASE;OUTDOOR TERMINATION;TO AS/NZS 8405 PART 2;C/W FULLY SEALED LONG BARREL TINNED CU | TECONN | TE CONNECTIVITY LTD | EPKT-EX38 | CURRENT
000020577 | TERMINATION,ELECTRICAL POWER CABLE | 33 KV;FOR 800 SQ MM S/C CU XLPE/LY/HDPE CABLE;HEAT SHRINK;3 PHASE;INDOOR TERMINATION;TO AS/NZS 4805 PART 1;C/W FULLY SEALED LONG BARREL TINNED CU | TECONN | TE CONNECTIVITY LTD | EPKT-EX39-M | PURCHASE AS REQUIRED
000020578 | TERMINATION,ELECTRICAL POWER CABLE | 33 KV;FOR 630 SQ MM S/C CU XLPE/LY/HDPE CABLE;HEAT SHRINK;3 PHASE;OUTDOOR TERMINATION;TO AS/NZS 4805 PART 2;C/W FULLY SEALED LONG BARREL TINNED CU | ABB | ABB FAN PTY LTD | APSTA 3611-630 | CURRENT
000020578 | TERMINATION,ELECTRICAL POWER CABLE | 33 KV;FOR 630 SQ MM S/C CU XLPE/LY/HDPE CABLE;HEAT SHRINK;3 PHASE;OUTDOOR TERMINATION;TO AS/NZS 4805 PART 2;C/W FULLY SEALED LONG BARREL TINNED CU | TECONN | TE CONNECTIVITY LTD | EPKT-EX40-M | CURRENT
000020579 | TERMINATION,ELECTRICAL POWER CABLE | 33 KV;FOR 630 SQ MM S/C CU XLPE/LY/HDPE CABLE;HEAT SHRINK;3 PHASE INDOOR TERMINATION;TO AS/NZS 4805 PART 1;C/W FULLY SEALED LONG BARREL TINNED CU | ABB | ABB FAN PTY LTD | APIT 11-630 | CURRENT
000020579 | TERMINATION,ELECTRICAL POWER CABLE | 33 KV;FOR 630 SQ MM S/C CU XLPE/LY/HDPE CABLE;HEAT SHRINK;3 PHASE INDOOR TERMINATION;TO AS/NZS 4805 PART 1;C/W FULLY SEALED LONG BARREL TINNED CU | TECONN | TE CONNECTIVITY LTD | EPKT-EX41 | CURRENT
000020580 | TERMINATION,ELECTRICAL POWER CABLE | 33 KV;FOR 400 SQ MM S/C CU XLPE/LY/HDPE CABLE;HEATSHRINK;3 PHASE;OUTDOOR TERMINATION;TO AS/NZS 4805 PART 2;C/W FULLY SEALED LONG BARREL TINNED CU | TECONN | TE CONNECTIVITY LTD | EPKT-EX42-M | CURRENT
000020580 | TERMINATION,ELECTRICAL POWER CABLE | 33 KV;FOR 400 SQ MM S/C CU XLPE/LY/HDPE CABLE;HEATSHRINK;3 PHASE;OUTDOOR TERMINATION;TO AS/NZS 4805 PART 2;C/W FULLY SEALED LONG BARREL TINNED CU | ABB | ABB FAN PTY LTD | APSTA 369-400 | CURRENT
000020581 | TERMINATION,ELECTRICAL POWER CABLE | 33 KV;FOR 400 SQ MM S/C CU XLPE/LY/HDPE CABLE;HEAT SHRINK;3 PHASE;INDOOR TERMINATION;TO AS/NZS 4805 PART 1;C/W FULLY SEALED LONG BARREL TINNED CU | RAYCHEM | RAYCHEM (AUSTRALIA) PTY LTD | EPKT-EX43 | CURRENT
000020581 | TERMINATION,ELECTRICAL POWER CABLE | 33 KV;FOR 400 SQ MM S/C CU XLPE/LY/HDPE CABLE;HEAT SHRINK;3 PHASE;INDOOR TERMINATION;TO AS/NZS 4805 PART 1;C/W FULLY SEALED LONG BARREL TINNED CU | ABB | ABB FAN PTY LTD | APIT 9-400 | CURRENT
000020582 | TERMINATION,ELECTRICAL POWER CABLE | 33 KV;FOR 185 SQ MM S/C CU XLPE/LY/HDPE CABLE;HEATSHRINK;3 PHASE;OUTDOOR TERMINATION;TO AS/NZS 4805 PART 2;C/W FULLY SEALED LONG BARREL TINNED CU | ABB | ABB FAN PTY LTD | APSTA 367-185 | CURRENT
000020582 | TERMINATION,ELECTRICAL POWER CABLE | 33 KV;FOR 185 SQ MM S/C CU XLPE/LY/HDPE CABLE;HEATSHRINK;3 PHASE;OUTDOOR TERMINATION;TO AS/NZS 4805 PART 2;C/W FULLY SEALED LONG BARREL TINNED CU | TECONN | TE CONNECTIVITY LTD | EPKT-EX44-M | CURRENT
000020583 | TERMINATION,ELECTRICAL POWER CABLE | 33 KV;FOR185 SQ MM S/C CU XLPE/HDPE CABLE;HEATSHRINK;3 PHASE;INDOOR TERMINATION;TO AS/NZS 4805 PART 1;C/W FULLY SEALED LONG BARREL TINNED CU | TECONN | TE CONNECTIVITY LTD | EPKT-36D1XI-M | STRATEGIC SPARE
000020583 | TERMINATION,ELECTRICAL POWER CABLE | 33 KV;FOR185 SQ MM S/C CU XLPE/HDPE CABLE;HEATSHRINK;3 PHASE;INDOOR TERMINATION;TO AS/NZS 4805 PART 1;C/W FULLY SEALED LONG BARREL TINNED CU | ABB | ABB FAN PTY LTD | APIT 7-185 | STRATEGIC SPARE
000020585 | TERMINATION,ELECTRICAL POWER CABLE | 33 KV;FOR 400 SQ MM S/C CU PLY/HDPE CABLE;HEAT SHRINK;3 PHASE;INDOOR TERMINATION;TO AS/NZS 4805 PART 2;C/W FULLY SEALED LONG BARREL TINNED CU | TECONN | TE CONNECTIVITY LTD | EPKT-EX47-M | PURCHASE AS REQUIRED
000020587 | TERMINATION,ELECTRICAL POWER CABLE | 33 KV;FOR 185 SQ MM S/C CU PLY/HDPE CABLE;HEAT SHRINK;3 PHASE;INDOOR TERMINATION;TO AS/NZS 4805 PART 2;C/W FULLY SEALED LONG BARREL TINNED CU | TECONN | TE CONNECTIVITY LTD | EPKT-EX49-M | PURCHASE AS REQUIRED
000021156 | HOLE SAW | CARBIDE;16 MM X 4.5 MM DEPTH CUT; C/W ARBOR;FOR USE ON STAINLESS STEEL;PACK OF 1; | STATEWD | STATEWIDE FSTNERS & ENG SPLS PL | B708016 | CURRENT
000021157 | HOLE SAW | CARBIDE;20 MM X 4.5 MM DEPTH CUT; C/W ARBOR;FOR USE ON STAINLESS STEEL;PACK OF 1; | STATEWD | STATEWIDE FSTNERS & ENG SPLS PL | B708020 | CURRENT
000021158 | HOLE SAW | CARBIDE;25 MM X 4.5 MM DEPTH CUT; C/W ARBOR;FOR USE ON STAINLESS STEEL;PACK OF 1; | STATEWD | STATEWIDE FSTNERS & ENG SPLS PL | B708025 | CURRENT
000021159 | HOLE SAW | CARBIDE;32 MM X 4.5 MM DEPTH CUT; C/W ARBOR;FOR USE ON STAINLESS STEEL;PACK OF 1; | STATEWD | STATEWIDE FSTNERS & ENG SPLS PL | B708032 | CURRENT
000021160 | HOLE SAW | CARBIDE;40 MM X 4.5 MM DEPTH CUT; C/W ARBOR;FOR USE ON STAINLESS STEEL;PACK OF 1; | STATEWD | STATEWIDE FSTNERS & ENG SPLS PL | B708040 | CURRENT
000021161 | HOLE SAW | CARBIDE;50 MM X 4.5 MM DEPTH CUT; C/W ARBOR;FOR USE ON STAINLESS STEEL;PACK OF 1; | STATEWD | STATEWIDE FSTNERS & ENG SPLS PL | B708050 | CURRENT
000021169 | TOWELETTE,CLEANING | PPE & Lens Cleaning Wipes, Pre-Moistened Alcohol Free, Anti-Static, Ultra Soft Non-abrasive, for Glass or PC Lens, Eyewear, Earmuffs, Respirators, Visors, | ATOMSUPP | ATOM SUPPLY | SCT30 | CURRENT
000021169 | TOWELETTE,CLEANING | PPE & Lens Cleaning Wipes, Pre-Moistened Alcohol Free, Anti-Static, Ultra Soft Non-abrasive, for Glass or PC Lens, Eyewear, Earmuffs, Respirators, Visors, | ATOMSUPP | ATOM SUPPLY | 31020094 | CURRENT
000021169 | TOWELETTE,CLEANING | PPE & Lens Cleaning Wipes, Pre-Moistened Alcohol Free, Anti-Static, Ultra Soft Non-abrasive, for Glass or PC Lens, Eyewear, Earmuffs, Respirators, Visors, | ATOMSUPP | ATOM SUPPLY | 60010899 | CURRENT
000021169 | TOWELETTE,CLEANING | PPE & Lens Cleaning Wipes, Pre-Moistened Alcohol Free, Anti-Static, Ultra Soft Non-abrasive, for Glass or PC Lens, Eyewear, Earmuffs, Respirators, Visors, | ATOMSUPP | ATOM SUPPLY | 60013845 | CURRENT
000021169 | TOWELETTE,CLEANING | PPE & Lens Cleaning Wipes, Pre-Moistened Alcohol Free, Anti-Static, Ultra Soft Non-abrasive, for Glass or PC Lens, Eyewear, Earmuffs, Respirators, Visors, | AUSTSAF | AUSTRALIAN SAFETY SUPPLIES | VUKDISP | CURRENT
000021039 | RELAY,OVERCURRENT AND EARTH FAULT | SEL 351A;5 AMP/5 AMP NEUTRAL;48/110 V DC AUX;110 V DC LOGIC INPUTS;HORIZONTAL RACK MTG; | SEL | SCHWEITZER ENGINEERING LABORATORIES INC. | 0351A00H23553X1 | PHASING
000021041 | RELAY,SENSITIVE EARTH FAULT | RMS 2C138;SEF;5 AMP;10S RESET;48/110 V DC AUX;18-300 V DC LOGIC INPUTS;FLUSH & RACK MTG; | RMS | RELAY MONITORING SYSTEMS PL | 2C138-BBA CONFIG 10101 | CURRENT
000021042 | RELAY,SENSITIVE EARTH FAULT | RMS 2C138;SEF;5 AMP;10S RESET;30 V DC AUX;18-300 V DC LOGIC INPUTS;FLUSH & RACK MTG; | RMS | RELAY MONITORING SYSTEMS PL | 2C138-ABA CONFIG-10101 | CURRENT
000021043 | RELAY SET,DIFFERENTIAL BUSBAR | TO BE SUPPLIED IN KIT FORM; RMS (3X HIGH INP RELAYS) & (1X BUS 5A CT SUP RELAY) & (1X 3 PHASE MET) & (3 X 250 OHM RESISTORS) & (3X RESISTOR MOUNT KITS) | RMS | RELAY MONITORING SYSTEMS PL | PART NUMBER IN EXTENDED TEXT | CURRENT
000021044 | RELAY SET,DIFFERENTIAL BUSBAR | TO BE SUPPLIED IN KIT FORM; RMS (3X HIGH INP RELAYS) & (1X BUS 1A CT SUP RELAY) & (1X 3 PHASE MET) & (3 X 250 OHM RESISTORS) & (3X RESISTOR MOUNT KITS) | RMS | RELAY MONITORING SYSTEMS PL | PART NUMBER IN EXTENDED TEXT | PHASING
000021045 | RELAY,ELECTROMAGNETIC | MULTITRIP;RMS 2HSM514;HR FLAG;10 N/O HR CONT;48 V DC AUX;SIZE 2M CASE; | RMS | RELAY MONITORING SYSTEMS PL | 2HSM514B2C 10M | PURCHASE AS REQUIRED
000021046 | RELAY,TRANSFORMER DIFFERENTIAL | REYROLLE DU3-201;1/5 AMP;48/110 V DC AUX ;110 V DC LOGIC INPUTS;FLUSH & RACK MTG; | RMS | RELAY MONITORING SYSTEMS PL | DU3-2-01EA-50 | PHASING
000021047 | RELAY,TRANSFORMER DIFFERENTIAL | REYROLLE DU3-201;1/5 AMP;30 V DC AUX; 30 V DC LOGIC INPUTS;FLUSH & RACK MTG; | RMS | RELAY MONITORING SYSTEMS PL | DU3-2-01AA-50 | PHASING
000021048 | RELAY,TRANSFORMER DIFFERENTIAL | REYROLLE DU3-401;1/5 AMP;48/110 V DC AUX ;110 V DC LOGIC INPUTS;FLUSH & RACK MTG; | RMS | RELAY MONITORING SYSTEMS PL | DU3-4-01EA-50 | PHASING
000021049 | TRANSFORMER,ISOLATION | REYROLLE 4T82;PILOT WIRE;15 KV ISOL TFMR;FLUSH MTG; | RMS | RELAY MONITORING SYSTEMS PL | 5R4T82 | CURRENT
000021050 | TIMER,INTERVAL | RMS 2T105;0 SEC TO 990 SEC DELAYED PICKUP;110 V DC AUX;HR LED;FLUSH & RACK MTG; | RMS | RELAY MONITORING SYSTEMS PL | 2T105K1BAA1111 | CURRENT
000021051 | TIMER,INTERVAL | RMS 2T105;0 SEC TO 990 SEC DELAYED PICKUP;30/48 V DC AUX;HR LED;FLUSH & RACK MTG; | RMS | RELAY MONITORING SYSTEMS PL | 2T105K3AAA1111 | CURRENT
000021052 | RELAY,OVERCURRENT AND EARTH FAULT | AREVA P123;3 OC,EF,SEF;5/1 AMP;24/250 V DC 48/240 VAC AUX SUPPLY 24/250 V DC 24/ 240 VAC LOGIC INPUTS; FLUSH & RACK MOUNTING; | AREVA | AREVA T&D AUSTRALIA LIMITED | P123B00Z412BF0 | PHASING
000021053 | RELAY,OVERCURRENT AND EARTH FAULT | AREVA P123;3 OC,EF,SEF;5/1 AMP;30 V DC AUX;30 V DC LOGIC INPUTS;FLUSH & RACK MTG; OBSOLESCENT, REPLACED WITH 21052 | SCHNEDER | SCHNEIDER PTY LTD | P123B00Z412BF0 | PHASING
000021054 | RELAY,FEEDER DIFFERENTIAL. | AREVA P541;5/1 AMP;48/110 V DC AUX; 24 TO 250 V DC LOGIC INPUTS;FLUSH & RACK MTG; | SCHNEDER | SCHNEIDER PTY LTD | P541 211A4M0308J | CURRENT
000021055 | RELAY,FEEDER DIFFERENTIAL. | AREVA P541;5/1 AMP;30 V DC AUX; 24 TO 250 V DC LOGIC INPUTS;FLUSH & RACK MTG; | SCHNEDER | SCHNEIDER PTY LTD | P541911A4M0308J | CURRENT
000020401 | TERMINATION,ELECTRICAL POWER CABLE | 11 KV;INDOOR TERMINATION;3 PHASE;FOR 185-240 SQ MM AL & CU XLPE/CWS/PVC/HDPE CABLE;HEAT SHRINK;1200 MM MIN TAIL LGTHS WITH CT'S;TO AS/NZS 4805 PART 1;C/W | SICAME | SICAME AUSTRALIA PTY LTD | HST-11-IX3-185240-EQ1 | CURRENT
000020401 | TERMINATION,ELECTRICAL POWER CABLE | 11 KV;INDOOR TERMINATION;3 PHASE;FOR 185-240 SQ MM AL & CU XLPE/CWS/PVC/HDPE CABLE;HEAT SHRINK;1200 MM MIN TAIL LGTHS WITH CT'S;TO AS/NZS 4805 PART 1;C/W | INTERTEC | INTERTECH ENGINEERING PTY LTD | EGX20401 | CURRENT
000020401 | TERMINATION,ELECTRICAL POWER CABLE | 11 KV;INDOOR TERMINATION;3 PHASE;FOR 185-240 SQ MM AL & CU XLPE/CWS/PVC/HDPE CABLE;HEAT SHRINK;1200 MM MIN TAIL LGTHS WITH CT'S;TO AS/NZS 4805 PART 1;C/W | JBJOINT | JB JOINTING SUPPLIES PTY LTD | 11-95/240-IN-3C | CURRENT
000020401 | TERMINATION,ELECTRICAL POWER CABLE | 11 KV;INDOOR TERMINATION;3 PHASE;FOR 185-240 SQ MM AL & CU XLPE/CWS/PVC/HDPE CABLE;HEAT SHRINK;1200 MM MIN TAIL LGTHS WITH CT'S;TO AS/NZS 4805 PART 1;C/W | TECONN | TE CONNECTIVITY LTD | IXSU-FEX195A | CURRENT
000020402 | TERMINATION,ELECTRICAL POWER CABLE | 11 KV;INDOOR TERMINATION;3 PHASE;FOR 185-240 SQ MM AL & CU XLPE/CWS/PVC/HDPE CABLE;HEAT SHRINK;450 MM MAX TAIL LGTHS WITHOUT CT'S;TO AS/NZS 4805 PART 1;C/W | SICAME | SICAME AUSTRALIA PTY LTD | HST-11-IX3-185240-EQ2 | CURRENT
000020402 | TERMINATION,ELECTRICAL POWER CABLE | 11 KV;INDOOR TERMINATION;3 PHASE;FOR 185-240 SQ MM AL & CU XLPE/CWS/PVC/HDPE CABLE;HEAT SHRINK;450 MM MAX TAIL LGTHS WITHOUT CT'S;TO AS/NZS 4805 PART 1;C/W | INTERTEC | INTERTECH ENGINEERING PTY LTD | EGX20402 | CURRENT
000020402 | TERMINATION,ELECTRICAL POWER CABLE | 11 KV;INDOOR TERMINATION;3 PHASE;FOR 185-240 SQ MM AL & CU XLPE/CWS/PVC/HDPE CABLE;HEAT SHRINK;450 MM MAX TAIL LGTHS WITHOUT CT'S;TO AS/NZS 4805 PART 1;C/W | JBJOINT | JB JOINTING SUPPLIES PTY LTD | 11-95/240-IN-3C | CURRENT
000020402 | TERMINATION,ELECTRICAL POWER CABLE | 11 KV;INDOOR TERMINATION;3 PHASE;FOR 185-240 SQ MM AL & CU XLPE/CWS/PVC/HDPE CABLE;HEAT SHRINK;450 MM MAX TAIL LGTHS WITHOUT CT'S;TO AS/NZS 4805 PART 1;C/W | TECONN | TE CONNECTIVITY LTD | IXSU-FEX196A | CURRENT
000020403 | TERMINATION,ELECTRICAL POWER CABLE | 11 KV;OUTDOOR TERMINATION;3 PHASE;FOR 185-240 SQ MM AL & CU XLPE/CWS/PVC/HDPE CABLE;HEAT HRINK;800 MM MIN TAIL LGTHS TO AS/NZS 4805 PART 1;C/W BI-METAL | SICAME | SICAME AUSTRALIA PTY LTD | HST-11-OX3-185240-EQ1 | CURRENT
000020403 | TERMINATION,ELECTRICAL POWER CABLE | 11 KV;OUTDOOR TERMINATION;3 PHASE;FOR 185-240 SQ MM AL & CU XLPE/CWS/PVC/HDPE CABLE;HEAT HRINK;800 MM MIN TAIL LGTHS TO AS/NZS 4805 PART 1;C/W BI-METAL | INTERTEC | INTERTECH ENGINEERING PTY LTD | EGX20403 | CURRENT
000020403 | TERMINATION,ELECTRICAL POWER CABLE | 11 KV;OUTDOOR TERMINATION;3 PHASE;FOR 185-240 SQ MM AL & CU XLPE/CWS/PVC/HDPE CABLE;HEAT HRINK;800 MM MIN TAIL LGTHS TO AS/NZS 4805 PART 1;C/W BI-METAL | TECONN | TE CONNECTIVITY LTD | OXSU-FEX197A | CURRENT
000020403 | TERMINATION,ELECTRICAL POWER CABLE | 11 KV;OUTDOOR TERMINATION;3 PHASE;FOR 185-240 SQ MM AL & CU XLPE/CWS/PVC/HDPE CABLE;HEAT HRINK;800 MM MIN TAIL LGTHS TO AS/NZS 4805 PART 1;C/W BI-METAL | JBJOINT | JB JOINTING SUPPLIES PTY LTD | 11-95/240-OD-3C | CURRENT
000021174 | SIGN,TRAFFIC | FABRIC,PEDESTRIANS ARROW RIGHT;BLACK LEGEND& BORDER ON YELLOW RETRO- REFLECTIVE BACKGROUND;CLASS1W;1200 MM LG 300 MM H;VELCRO BACKED;PACK OF 1;U/W | SAFESIGN | SAFE SIGN AUATRALIA PTY LTD | 21174 | PURCHASE AS REQUIRED
000021174 | SIGN,TRAFFIC | FABRIC,PEDESTRIANS ARROW RIGHT;BLACK LEGEND& BORDER ON YELLOW RETRO- REFLECTIVE BACKGROUND;CLASS1W;1200 MM LG 300 MM H;VELCRO BACKED;PACK OF 1;U/W | ARTCRAFT | ARTCRAFT PTY LTD | TCMM-123YEL-1-Q | PURCHASE AS REQUIRED
000021175 | SIGN,TRAFFIC | FABRIC,PEDESTRIANS ARROW LEFT;BLACK LEGEND& BORDER ON YELLOW RETRO- REFLECTIVE BACKGROUND;CLASS 1W;1200 MM ,LG 300 MM H;VELCRO BACKED;PACK OF 1; | ARTCRAFT | ARTCRAFT PTY LTD | SF-306-(LEFT) | PURCHASE AS REQUIRED
000020712 | SIGN | MDCF MAXIMUM DEPTH CONCRETE FOUNDATION; WOOD POLE FOUNDATION LABEL;LETTERS MDCF TO BE PLACED VERTICAL;1.2 MM ANODISED ALUMINIUM WITH SPECIAL BRONZE SURFACE | ARTCRAFT | ARTCRAFT PTY LTD | SE019-Q | PURCHASE AS REQUIRED
000020712 | SIGN | MDCF MAXIMUM DEPTH CONCRETE FOUNDATION; WOOD POLE FOUNDATION LABEL;LETTERS MDCF TO BE PLACED VERTICAL;1.2 MM ANODISED ALUMINIUM WITH SPECIAL BRONZE SURFACE | ES | QUALITY ENGRAVING SERVICES PTY LTD | 20712 | PURCHASE AS REQUIRED
000021176 | COVER,TERMINAL | TO SUIT AMPY EM1000 KWH METERS;REFER TO SC19692 FOR METER WATTHOUR; | EMAIL |  | 848842 | CURRENT
000021177 | CAPACITOR UNIT. | 8.93 KV;100 KVAR;SINGLE PHASE; 4 MICROFARAD;8.8 AMP CONT @ 50 HZ; 2 BUSHINGS PER UNIT;TO SUIT ENERMET 40 & 80 KVA COUPLING UNITS; | ENERMET | ENERMET | PHAO 8.93/4UF | STRATEGIC SPARE
000021178 | GAUGE,PRESSURE | ABB SafeLink & SafeLink 2 Gas Density | ABB | ABB FAN PTY LTD | C2592 | MAINTENANCE STOCK
000021179 | CARTRIDGE,FUSE CAP | SAFELINK;FUSE CAP;(SINGLE PHASE); | ABB | ABB FAN PTY LTD | CA2012 | STRATEGIC SPARE
000020404 | TERMINATION,ELECTRICAL POWER CABLE | 11 KV;INDOOR TERMINATION;3 PHASE;FOR 95 SQ MM AL XLPE/PVC/HDPE CABLE; HEATSHRINK;1200 MM MIN TAIL LENGTHS WITH CT'S;TO AS/NZS 4805 PART 1;C/W BI-METAL | SICAME | SICAME AUSTRALIA PTY LTD | HST-11-IX3-95-EQ1 | CURRENT
000020404 | TERMINATION,ELECTRICAL POWER CABLE | 11 KV;INDOOR TERMINATION;3 PHASE;FOR 95 SQ MM AL XLPE/PVC/HDPE CABLE; HEATSHRINK;1200 MM MIN TAIL LENGTHS WITH CT'S;TO AS/NZS 4805 PART 1;C/W BI-METAL | JBJOINT | JB JOINTING SUPPLIES PTY LTD | 11-95/240-IN-3C | CURRENT
000020404 | TERMINATION,ELECTRICAL POWER CABLE | 11 KV;INDOOR TERMINATION;3 PHASE;FOR 95 SQ MM AL XLPE/PVC/HDPE CABLE; HEATSHRINK;1200 MM MIN TAIL LENGTHS WITH CT'S;TO AS/NZS 4805 PART 1;C/W BI-METAL | INTERTEC | INTERTECH ENGINEERING PTY LTD | EGX20404 | CURRENT
000020404 | TERMINATION,ELECTRICAL POWER CABLE | 11 KV;INDOOR TERMINATION;3 PHASE;FOR 95 SQ MM AL XLPE/PVC/HDPE CABLE; HEATSHRINK;1200 MM MIN TAIL LENGTHS WITH CT'S;TO AS/NZS 4805 PART 1;C/W BI-METAL | TECONN | TE CONNECTIVITY LTD | IXSU-FEX198A | CURRENT
000020405 | TERMINATION,ELECTRICAL POWER CABLE | 11 KV;INDOOR TERMINATION;3 PHASE;FOR 95 SQ MM AL XLPE/PVC/HDPE CABLE;HEATSHRINK ;450 MM MAX TAIL LENGTHS WITHOUT CT'S;TO AS/NZS 4805 PART 1;C/W BI-METAL SHEAR | SICAME | SICAME AUSTRALIA PTY LTD | HST-11-IX3-95-EQ2 | CURRENT
000020405 | TERMINATION,ELECTRICAL POWER CABLE | 11 KV;INDOOR TERMINATION;3 PHASE;FOR 95 SQ MM AL XLPE/PVC/HDPE CABLE;HEATSHRINK ;450 MM MAX TAIL LENGTHS WITHOUT CT'S;TO AS/NZS 4805 PART 1;C/W BI-METAL SHEAR | JBJOINT | JB JOINTING SUPPLIES PTY LTD | 11-25/95-IN-3C | CURRENT
000020405 | TERMINATION,ELECTRICAL POWER CABLE | 11 KV;INDOOR TERMINATION;3 PHASE;FOR 95 SQ MM AL XLPE/PVC/HDPE CABLE;HEATSHRINK ;450 MM MAX TAIL LENGTHS WITHOUT CT'S;TO AS/NZS 4805 PART 1;C/W BI-METAL SHEAR | TECONN | TE CONNECTIVITY LTD | IXSU-FEX199A | CURRENT
000020405 | TERMINATION,ELECTRICAL POWER CABLE | 11 KV;INDOOR TERMINATION;3 PHASE;FOR 95 SQ MM AL XLPE/PVC/HDPE CABLE;HEATSHRINK ;450 MM MAX TAIL LENGTHS WITHOUT CT'S;TO AS/NZS 4805 PART 1;C/W BI-METAL SHEAR | INTERTEC | INTERTECH ENGINEERING PTY LTD | EGX20405 | CURRENT
000020406 | TERMINATION,ELECTRICAL POWER CABLE | 11 KV;OUTDOOR TERMINATION;3 PHASE;FOR 95 SQ MM AL XLPE/PVC/HDPE CABLE; HEATSHRINK;800 MM MIN TAIL LENGHTS;TO AS /NZS 4805 PART 1;C/W BI-METAL SHEAR | SICAME | SICAME AUSTRALIA PTY LTD | HST-11-OX3-95-EQ1 | CURRENT
000020406 | TERMINATION,ELECTRICAL POWER CABLE | 11 KV;OUTDOOR TERMINATION;3 PHASE;FOR 95 SQ MM AL XLPE/PVC/HDPE CABLE; HEATSHRINK;800 MM MIN TAIL LENGHTS;TO AS /NZS 4805 PART 1;C/W BI-METAL SHEAR | TECONN | TE CONNECTIVITY LTD | OXSU-FEX200A | CURRENT
000020406 | TERMINATION,ELECTRICAL POWER CABLE | 11 KV;OUTDOOR TERMINATION;3 PHASE;FOR 95 SQ MM AL XLPE/PVC/HDPE CABLE; HEATSHRINK;800 MM MIN TAIL LENGHTS;TO AS /NZS 4805 PART 1;C/W BI-METAL SHEAR | INTERTEC | INTERTECH ENGINEERING PTY LTD | EGX20406 | CURRENT
000020406 | TERMINATION,ELECTRICAL POWER CABLE | 11 KV;OUTDOOR TERMINATION;3 PHASE;FOR 95 SQ MM AL XLPE/PVC/HDPE CABLE; HEATSHRINK;800 MM MIN TAIL LENGHTS;TO AS /NZS 4805 PART 1;C/W BI-METAL SHEAR | JBJOINT | JB JOINTING SUPPLIES PTY LTD | 11-95/240-OD-3C | CURRENT
000020407 | TERMINATION,ELECTRICAL POWER CABLE | 11 KV;INDOOR TERMINATION;3 PHASE;FOR 35 SQ MM AL XLPE/PVC/HDPE CABLE;HEATSHRINK ;1200 MM MIN TAIL LENGTHS WITH CT'S;TO AS/NZS 4805 PART 1;C/W BI-METAL SHEAR | JBJOINT | JB JOINTING SUPPLIES PTY LTD | 11-25/95-IN-3C | CURRENT
000020407 | TERMINATION,ELECTRICAL POWER CABLE | 11 KV;INDOOR TERMINATION;3 PHASE;FOR 35 SQ MM AL XLPE/PVC/HDPE CABLE;HEATSHRINK ;1200 MM MIN TAIL LENGTHS WITH CT'S;TO AS/NZS 4805 PART 1;C/W BI-METAL SHEAR | INTERTEC | INTERTECH ENGINEERING PTY LTD | EGX20407 | CURRENT
000020407 | TERMINATION,ELECTRICAL POWER CABLE | 11 KV;INDOOR TERMINATION;3 PHASE;FOR 35 SQ MM AL XLPE/PVC/HDPE CABLE;HEATSHRINK ;1200 MM MIN TAIL LENGTHS WITH CT'S;TO AS/NZS 4805 PART 1;C/W BI-METAL SHEAR | TECONN | TE CONNECTIVITY LTD | IXSU-FEX201A | CURRENT
000020408 | TERMINATION,ELECTRICAL POWER CABLE | 11 KV;INDOOR TERMINATION;3 PHASE;FOR 35 SQ MM AL XLPE/PVC/HDPE CABLE;HEATSHRINK ;450 MM MAX TAIL LENGTHS WITHOUT CT'S; AS/NZS 4805 PART 1;C/W BI-METAL SHEAR | JBJOINT | JB JOINTING SUPPLIES PTY LTD | 11-25/95-IN-3C | CURRENT
000020408 | TERMINATION,ELECTRICAL POWER CABLE | 11 KV;INDOOR TERMINATION;3 PHASE;FOR 35 SQ MM AL XLPE/PVC/HDPE CABLE;HEATSHRINK ;450 MM MAX TAIL LENGTHS WITHOUT CT'S; AS/NZS 4805 PART 1;C/W BI-METAL SHEAR | TECONN | TE CONNECTIVITY LTD | IXSU-FEX202A | CURRENT
000020408 | TERMINATION,ELECTRICAL POWER CABLE | 11 KV;INDOOR TERMINATION;3 PHASE;FOR 35 SQ MM AL XLPE/PVC/HDPE CABLE;HEATSHRINK ;450 MM MAX TAIL LENGTHS WITHOUT CT'S; AS/NZS 4805 PART 1;C/W BI-METAL SHEAR | INTERTEC | INTERTECH ENGINEERING PTY LTD | EGX20408 | CURRENT
000020409 | TERMINATION,ELECTRICAL POWER CABLE | 11 KV;OUTDOOR TERMINATION;3 PHASE;FOR 35 SQ MM AL XLPE/PVC/HDPE CABLE; HEATSHRINK;800 MM MIN TAIL LENGTHS;TO AS/NZS 4805 PART 1;C/W BI-METAL SHEAR | INTERTEC | INTERTECH ENGINEERING PTY LTD | EGX20409 | CURRENT
000020409 | TERMINATION,ELECTRICAL POWER CABLE | 11 KV;OUTDOOR TERMINATION;3 PHASE;FOR 35 SQ MM AL XLPE/PVC/HDPE CABLE; HEATSHRINK;800 MM MIN TAIL LENGTHS;TO AS/NZS 4805 PART 1;C/W BI-METAL SHEAR | TECONN | TE CONNECTIVITY LTD | OXSU-FEX203A | CURRENT
000020409 | TERMINATION,ELECTRICAL POWER CABLE | 11 KV;OUTDOOR TERMINATION;3 PHASE;FOR 35 SQ MM AL XLPE/PVC/HDPE CABLE; HEATSHRINK;800 MM MIN TAIL LENGTHS;TO AS/NZS 4805 PART 1;C/W BI-METAL SHEAR | JBJOINT | JB JOINTING SUPPLIES PTY LTD | 11-25/95-OD-3C | CURRENT
000020498 | TERMINATION,ELECTRICAL POWER CABLE | 11 KV;INDOOR TERMINATION;3 PHASE;FOR 400 SQ MM CU PLY/HDPE CABLE;HEATSHRINK; 800 MM MIN TAIL LENGTHS WITH CT'S;TO AS/ NZS 4805 PART 2;C/W COMPRESSION LUGS; | TECONN | TE CONNECTIVITY LTD | EPKT-EX204 | PURCHASE AS REQUIRED
000020410 | TERMINATION,ELECTRICAL POWER CABLE | 11 KV;INDOOR TERMINATION;3 PHASE;FOR 300 SQ MM CU PLY/HDPE CABLE;HEATSHRINK; 800 MM MIN TAIL LENGTHS WITH CT'S;TO AS/ NZS 4805 PART 2;C/W COMPRESSION LUGS; | TECONN | TE CONNECTIVITY LTD | EPKT-EX208-M | CURRENT
000020411 | TERMINATION,ELECTRICAL POWER CABLE | 11 KV;INDOOR TERMINATION;3 PHASE;FOR 300 SQ MM CU PLY/HDPE CABLE;HEATSHRINK; 650 MM MIN TAIL LENGTHS;TO AS/NZS 4805 PART 2;C/W COMPRESSION LUGS;PACK OF | TECONN | TE CONNECTIVITY LTD | EPKT-EX206-M | CURRENT
000020412 | TERMINATION,ELECTRICAL POWER CABLE | 11 KV;OUTDOOR TERMINATION;3 PHASE;FOR 300 SQ MM CU PLY/HDPE CABLE;HEATSHRINK; 800 MM MIN TAIL LENGTHS;TO AS/NZS 4805 PART 2;C/W COMPRESSION LUGS;PACK OF | TECONN | TE CONNECTIVITY LTD | EPKT-EX207 | CURRENT
000020413 | TERMINATION,ELECTRICAL POWER CABLE | 11 KV;INDOOR TERMINATION;3 PHASE;FOR 300 SQ MM AL PLY/HDPE CABLE;HEATSHRINK; 800 MM MIN TAIL LENGTHS WITH CT'S;TO AS/ NZS 4805 PART 2;C/W COMPRESSION LUGS; | TECONN | TE CONNECTIVITY LTD | EPKT-EX208-M | CURRENT
000020414 | TERMINATION,ELECTRICAL POWER CABLE | 11 KV;INDOOR TERMINATION;3 PHASE;FOR 240 SQ MM CU PLY/HDPE CABLE;HEATSHRINK; 800 MM MIN TAIL LENGTHS WITH CT'S;TO AS/ NZS 4805 PART 2;C/W COMPRESSION LUGS; | TECONN | TE CONNECTIVITY LTD | EPKT-EX209 | CURRENT
000020415 | TERMINATION,ELECTRICAL POWER CABLE | 11 KV;INDOOR TERMINATION;3 PHASE;FOR 240 SQ MM CU PLY/HDPE CABLE;HEATSHRINK; 650 MM MIN TAIL LENGTHS;TO AS/NZS 4805 PART 2;C/W COMPRESSION LUGS;PACK OF | TECONN | TE CONNECTIVITY LTD | EPKT-EX210 | CURRENT
000020416 | TERMINATION,ELECTRICAL POWER CABLE | 11 KV;OUTDOOR TERMINATION;3 PHASE;FOR 240 SQ MM CU PLY/HDPE CABLE;HEATSHRINK; 800 MM MIN TAIL LENGTHS;TO AS/NZS 4805 PART 2;C/W COMPRESSION LUGS;PACK OF | TECONN | TE CONNECTIVITY LTD | EPKT-EX211 | CURRENT
000020417 | TERMINATION,ELECTRICAL POWER CABLE | 11 KV;INDOOR TERMINATION;3 PHASE;FOR 185 SQ MM CU PLY/HDPE CABLE;HEATSHRINK; 800 MM MIN TAIL LENGTHS WITH CT'S;TO AS/ NZS 4805 PART 2;C/W COMPRESSION LUGS; | TECONN | TE CONNECTIVITY LTD | EPKT-EX212 | CURRENT
000020418 | TERMINATION,ELECTRICAL POWER CABLE | 11 KV;INDOOR TERMINATION;3 PHASE;FOR 185 SQ MM CU PLY/HDPE CABLE;HEATSHRINK; 650 MM MIN TAIL LENGTHS;TO AS/NZS 4805 PART 2;C/W COMPRESSION LUGS;PACK OF | TECONN | TE CONNECTIVITY LTD | EPKT-EX213 | CURRENT
000020419 | TERMINATION,ELECTRICAL POWER CABLE | 11 KV;OUTDOOR TERMINATION;3 PHASE;FOR 185 SQ MM CU PLY/HDPE CABLE;HEATSHRINK; 800 MM MIN TAIL LENGTHS;TO AS/NZS 4805 PART 2;C/W COMPRESSION LUGS;PACK OF | TECONN | TE CONNECTIVITY LTD | EPKT-EX214 | CURRENT
000020499 | TERMINATION,ELECTRICAL POWER CABLE | 11 KV;INDOOR TERMINATION;3 PHASE;FOR 161 SQ MM CU PLYSWS CABLE;HEATSHRINK; 800 MM MIN TAIL LENGTHS WITH CT'S;TO AS/ NZS 4805 PART 2;C/W COMPRESSION LUGS; | TECONN | TE CONNECTIVITY LTD | EPKT-EX212 | PURCHASE AS REQUIRED
000020426 | TERMINATION,ELECTRICAL POWER CABLE | 11 KV;INDOOR TERMINATION;3 PHASE;FOR 120 SQ MM AL PLYSWS CABLE;HEATSHRINK; 800 MM MIN TAIL LENGTHS WITH CT'S;TO AS/ NZS 4805 PART 2;C/W COMPRESSION LUGS; | TECONN | TE CONNECTIVITY LTD | EPKT-EX222 | CURRENT
000020500 | TERMINATION,ELECTRICAL POWER CABLE | 11 KV;OUTDOOR TERMINATION;3 PHASE;FOR 120 SQ MM AL PLYSWPVC CABLE;HEATSHRINK; 800 MM MIN TAIL LENGTHS;TO AS/NZS 4805 PART 2;C/W COMPRESSION LUGS;PACK OF | TECONN | TE CONNECTIVITY LTD | EPKT-EX223 | PURCHASE AS REQUIRED
000020427 | TERMINATION KIT,ELECTRICAL CABLE | Indoor, 11kV, 3Ph, 95mm2 Cu PLY/HDPE & PLYSWS Cable, Heatshrink, 800mm Min Tail Lenghths, c/w CT's & Compression Lugs, AS/NZS 4805 Part 2 | TECONN | TE CONNECTIVITY LTD | EPKT-EX224 | CURRENT
000020428 | TERMINATION KIT,ELECTRICAL CABLE | Indoor, 11kV, 3Ph, 95mm2 Cu PLY/HDPE & PLYSWS Cable, Heatshrink, 650mm Min Tail Lengths, c/w Compression Lugs, AS/NZS 4805 Part 2 | TECONN | TE CONNECTIVITY LTD | EPKT-EX225 | CURRENT
000020501 | TERMINATION KIT,ELECTRICAL CABLE | TERMINATION KIT:CBL;HEAT SHRINK,OTDR TERMINATION KIT,ELECTRICAL CABLE Outdoor , 11kV, 3Ph, 95mm2 Cu PLYSWS Cable, Heat shrink, 800mm Min Tail Lengths, c/w Comp | TECONN | TE CONNECTIVITY LTD | EPKT-EX226 | CURRENT
000020429 | TERMINATION,ELECTRICAL POWER CABLE | 11 KV;INDOOR TERMINATION;3 PHASE;FOR 70 SQ MM CU PLYSWS CABLE;HEATSHRINK; 800 MM MIN TAIL LENGTHS WITH CT'S;TO AS/ NZS 4805 PART 2;C/W COMPRESSION LUGS; | RAYCHEM | RAYCHEM (AUSTRALIA) PTY LTD | EPKT-EX227 | PHASING
000020430 | TERMINATION KIT,ELECTRICAL CABLE | Indoor, 11kV, 3Ph, 25mm2 Cu PLYSWS Cable, Heatshrink, 800mm Min Tail Lengths, c/w CT's & Compression Lugs, AS/NZS 4805 Part 2 | TECONN | TE CONNECTIVITY LTD | EPKT-EX228 | CURRENT
000020431 | TERMINATION KIT,ELECTRICAL CABLE | Indoor, 11kV, 3Ph, 25mm2 Cu PLY/HDPE & PLYSWS Cable, Heatshrinks, 650mm Min Tail Lengths, c/w Compression Lugs, AS/NZS 4805 Part 2 | TECONN | TE CONNECTIVITY LTD | EPKT-EX229 | CURRENT
000020432 | TERMINATION KIT,ELECTRICAL CABLE | Outdoor, 11kV, 3Ph, 25mm2 Cu PLY/HDPE & PLYSWS Cable, Heatshrink, 800mm Min Tail Lengths, c/w Compression Lugs, AS/NZS 4805 Part 2 | TECONN | TE CONNECTIVITY LTD | EPKT-EX230 | CURRENT
000020502 | TERMINATION,ELECTRICAL POWER CABLE | 11 KV;OUTDOOR TERMINATION;3 PHASE;FOR 1000 SQ MM CU PLYPVC CABLE;HEATSHRINK; 800 MM MIN TAIL LENGTHS;TO AS/NZS 4805 PART 2;C/W COMPRESSION LUGS;PACK OF | TECONN | TE CONNECTIVITY LTD | EPKT-EX231 | PURCHASE AS REQUIRED
000020503 | TERMINATION,ELECTRICAL POWER CABLE | 11 KV;INDOOR TERMINATION;3 PHASE;FOR 800 SQ MM S/C CU XLPE/CWS/PVC/HDPE CABLE;HEATSHRINK;1200 MM MIN TAIL LENGTHS WITH CT'S;TO AS/NZS 4805 PART 1; | INTERTEC | INTERTECH ENGINEERING PTY LTD | EGX20503 | CURRENT
000020503 | TERMINATION,ELECTRICAL POWER CABLE | 11 KV;INDOOR TERMINATION;3 PHASE;FOR 800 SQ MM S/C CU XLPE/CWS/PVC/HDPE CABLE;HEATSHRINK;1200 MM MIN TAIL LENGTHS WITH CT'S;TO AS/NZS 4805 PART 1; | TECONN | TE CONNECTIVITY LTD | IXSU-FEX232-ML-8-17 | CURRENT
000020504 | TERMINATION,ELECTRICAL POWER CABLE | 11 KV;INDOOR TERMINATION;3 PHASE;FOR 800 SQ MM S/C CU XLPE/CWS/HDPE CABLE; HEATSHRINK;450 MM MAX TAIL LENGTHS WITHOUT CT'S;TO AS/NZS 4805 PART 1;C/W | INTERTEC | INTERTECH ENGINEERING PTY LTD | EGX20504 | CURRENT
000020504 | TERMINATION,ELECTRICAL POWER CABLE | 11 KV;INDOOR TERMINATION;3 PHASE;FOR 800 SQ MM S/C CU XLPE/CWS/HDPE CABLE; HEATSHRINK;450 MM MAX TAIL LENGTHS WITHOUT CT'S;TO AS/NZS 4805 PART 1;C/W | RAYCHEM | RAYCHEM (AUSTRALIA) PTY LTD | IXSU-FEX233 | CURRENT
000020505 | TERMINATION,ELECTRICAL POWER CABLE | 11 KV;OUTDOOR TERMINATION;3 PHASE;FOR 800 SQ MM S/C CU XLPE/CWS/PVC/HDPE CABLE;HEATSHRINK;800 MM MIN TAIL LENGTHS ;TO AS/NZS 4805 PART 1;C/W BI-METAL | INTERTEC | INTERTECH ENGINEERING PTY LTD | EGX20505 | CURRENT
000020505 | TERMINATION,ELECTRICAL POWER CABLE | 11 KV;OUTDOOR TERMINATION;3 PHASE;FOR 800 SQ MM S/C CU XLPE/CWS/PVC/HDPE CABLE;HEATSHRINK;800 MM MIN TAIL LENGTHS ;TO AS/NZS 4805 PART 1;C/W BI-METAL | TECONN | TE CONNECTIVITY LTD | OXSU-FEX234 | CURRENT
000020506 | TERMINATION,ELECTRICAL POWER CABLE | 11 KV;INDOOR TERMINATION;3 PHASE;FOR 630 SQ MM S/C CU PLYPVC CABLE;HEATSHRINK ;800 MM MIN TAIL LENGTHS WITH CT'S;TO AS/NZS 4805 PART 2;C/W COMPRESSION LUGS; | RAYCHEM | RAYCHEM (AUSTRALIA) PTY LTD | EPKT-EX235 | PHASING
000020433 | TERMINATION,ELECTRICAL POWER CABLE | 11 KV;INDOOR TERMINATION;3 PHASE;FOR 630 SQ MM S/C CU PLYPVC CABLE;HEATSHRINK ;650 MM MIN TAIL LENGTHS;TO AS/NZS 4805 PART 2;C/W COMPRESSION LUGS;PACK OF | TECONN | TE CONNECTIVITY LTD | EPKT-EX236-M | PURCHASE AS REQUIRED
000020434 | TERMINATION,ELECTRICAL POWER CABLE | 11 KV;OUTDOOR TERMINATION;3 PHASE;FOR 630 SQ MM CU PLYPVC CABLE;HEATSHRINK; 800 MM MIN TAIL LENGTHS;TO AS/NZS 4805 PART 2;C/W COMPRESSION LUGS;PACK OF | TECONN | TE CONNECTIVITY LTD | EPKT-EX237 | PURCHASE AS REQUIRED
000020435 | TERMINATION,ELECTRICAL POWER CABLE | 11 KV;INDOOR TERMINATION;3 PHASE;FOR 630 SQ MM S/C CU XLPE/CWS/PVC/HDPE CABLE;HEATSHRINK;1200 MM MIN TAIL LENGTHS WITH CT'S;TO AS/NZS 4805 PART 1; | TECONN | TE CONNECTIVITY LTD | IXSU-F3151-ML-7-13-AU01 | CURRENT
000020437 | TERMINATION,ELECTRICAL POWER CABLE | 11 KV;OUTDOOR TERMINATION;3 PHASE;FOR 630 SQ MM S/C CU XLPE/CWS/PVC/HDPE CABLE;HEATSHRINK;800 MM MIN TAIL LENGTHS;TO AS/NZS 4805 PART1;C/W | TECONN | TE CONNECTIVITY LTD | OXSU-FEX240 | CURRENT
000020507 | TERMINATION,ELECTRICAL POWER CABLE | 11 KV;INDOOR TERMINATION;3 PHASE;FOR 400 SQ MM S/C CU PLYPVC CABLE;HEATSHRINK ;800 MM MIN TAIL LENGTHS WITH CT'S;TO AS /NZS 4805 PART 2;C/W COMPRESSION LUGS; | RAYCHEM | RAYCHEM (AUSTRALIA) PTY LTD | EPKT-EX241 | PHASING
000020438 | TERMINATION,ELECTRICAL POWER CABLE | 11 KV;INDOOR TERMINATION;3 PHASE;FOR 400 SQ MM S/C CU PLYPVC CABLE;HEATSHRINK ;650 MM MIN TAIL LENGTHS;TO AS/NZS 4805 PART 2;C/W COMPRESSION LUGS;PACK OF | TECONN | TE CONNECTIVITY LTD | EPKT-EX242 | PURCHASE AS REQUIRED
000020439 | TERMINATION,ELECTRICAL POWER CABLE | 11 KV;OUTDOOR TERMINATION;3 PHASE;FOR 400 SQ MM CU PLYPVC CABLE;HEATSHRINK; 800 MM MIN TAIL LENGTHS;TO AS/NZS 4805 PART 2;C/W COMPRESSION LUGS;PACK OF | TECONN | TE CONNECTIVITY LTD | EPKT-EX243 | PURCHASE AS REQUIRED
000020345 | INSULATING COMPOUND,ELECTRICAL | GUROFLEX MV INSULATING COMPOUND;TWO PART COLD POUR;FOR 33 KV STRAIGHT JOINTS ,USING COPPER SLEEVES ON 185-800 SQ MM XLPE/LY/HDPE;5.5 L KIT;SHELF LIFE 2 YRS | TECONN | TE CONNECTIVITY LTD | GUROFLEX-MV-C530 | CURRENT
000020609 | SLEEVE,ELECTRICAL POWER CABLE,JOINT | FOR 33 KV STRAIGHT JOINTS;COPPER SLEEVE; 1 PHASE;SUITS 185 - 800 SQ MM 33 KV CU XLPE/LY/HDPE;125 MM OD COPPER TUBE WITH END CONE/REDUCERS & 2 X 25 MM | INTERTEC | INTERTECH ENGINEERING PTY LTD | VA-CJB | CURRENT
000020609 | SLEEVE,ELECTRICAL POWER CABLE,JOINT | FOR 33 KV STRAIGHT JOINTS;COPPER SLEEVE; 1 PHASE;SUITS 185 - 800 SQ MM 33 KV CU XLPE/LY/HDPE;125 MM OD COPPER TUBE WITH END CONE/REDUCERS & 2 X 25 MM | RAYCHEM | RAYCHEM (AUSTRALIA) PTY LTD | COPCAN800 | CURRENT
000021183 | END,PLATE | TO SUIT TERMINAL BLOCK TYPE CTS6U; | IPD | IPD GROUP LIMITED | EP6/10U | PURCHASE AS REQUIRED
000021184 | TERMINAL BLOCK | POLYAMIDE;2 TERMINAL FEED THROUGH TYPE; 600 V;50 AMP;RAIL MTG (TH35);1.5-6 SQ MM CONDUCTOR SIZE;8 MM THK,47 MM H,43 MM W ; | HAYMANS | HAYMANS ELECTRICAL | IPDCTS6U | PURCHASE AS REQUIRED
000021184 | TERMINAL BLOCK | POLYAMIDE;2 TERMINAL FEED THROUGH TYPE; 600 V;50 AMP;RAIL MTG (TH35);1.5-6 SQ MM CONDUCTOR SIZE;8 MM THK,47 MM H,43 MM W ; | IPD | IPD GROUP LIMITED | CTS6U | PURCHASE AS REQUIRED
000021187 | RELAY,PROTECTION,IMPEDENCE | SEL 311 A;5 AMP;125 V DC AUX;110 V DC LOGIC INPUTS;VERTICAL PANEL MTG; | SEL | SCHWEITZER ENGINEERING LABORATORIES INC. | 0311A01424253X1 | CURRENT
000021189 | BREATHER | SILICA GEL;REPLACEMENT OF OLTC BREATHER ;FOR YEAR 2000 ONWARDS & FOR EARTHING TRANSFORMER BREATHERS; | ABB | ABB FAN PTY LTD | 1EM01DBOOO TYPE EM1DB | CURRENT
000021190 | BOX,ELECTRICAL,MULTIAPPLICATION. | POLYCARBONATE;280 MM H,190 MM W,130 MM D;WEATHERPROOF TO IP67;SCREW ON COVER; ENCLOSURE;BASE LID & PLATE TO BE ASSEMBLED AS EJKB130G + M PLATE EKJVT; | REXEL | REXEL PTY LTD | FIBEKJB130G+EKJVT | CURRENT
000021190 | BOX,ELECTRICAL,MULTIAPPLICATION. | POLYCARBONATE;280 MM H,190 MM W,130 MM D;WEATHERPROOF TO IP67;SCREW ON COVER; ENCLOSURE;BASE LID & PLATE TO BE ASSEMBLED AS EJKB130G + M PLATE EKJVT; | NHP | NHP ELECTRICAL ENGINEERING | FIBEKJB130G+EKJVT | CURRENT
000021190 | BOX,ELECTRICAL,MULTIAPPLICATION. | POLYCARBONATE;280 MM H,190 MM W,130 MM D;WEATHERPROOF TO IP67;SCREW ON COVER; ENCLOSURE;BASE LID & PLATE TO BE ASSEMBLED AS EJKB130G + M PLATE EKJVT; | CNWPL | CNW PL - SLACKS CREEK | EKJB130G+EKJVT | CURRENT
000021190 | BOX,ELECTRICAL,MULTIAPPLICATION. | POLYCARBONATE;280 MM H,190 MM W,130 MM D;WEATHERPROOF TO IP67;SCREW ON COVER; ENCLOSURE;BASE LID & PLATE TO BE ASSEMBLED AS EJKB130G + M PLATE EKJVT; | NHP | NHP ELECTRICAL ENGINEERING | EKJB+ EKJ30 + PLATE EKJVT | CURRENT
000021191 | LOCKOUT DEVICE | NHP DIN-T Lockdog, LV Lockout Device, 2 per Pack | REXEL | REXEL PTY LTD | TERDTLD | CURRENT
000021191 | LOCKOUT DEVICE | NHP DIN-T Lockdog, LV Lockout Device, 2 per Pack | NHP | NHP ELECTRICAL ENGINEERING | TERDTLD | CURRENT
000021191 | LOCKOUT DEVICE | NHP DIN-T Lockdog, LV Lockout Device, 2 per Pack | AUSLEC | AUSLEC | DTLD | CURRENT
000021192 | LUBRICANT | ADHESIVE GREASE;CRC TAC 2;LUBRICANT; 300 G AEROSOL CAN; | ATOMSUPP | ATOM SUPPLY | 80500931 | CURRENT
000021192 | LUBRICANT | ADHESIVE GREASE;CRC TAC 2;LUBRICANT; 300 G AEROSOL CAN; | HAYMANS | HAYMANS ELECTRICAL | CRC5035 | CURRENT
000021192 | LUBRICANT | ADHESIVE GREASE;CRC TAC 2;LUBRICANT; 300 G AEROSOL CAN; | STATEWD | STATEWIDE FSTNERS & ENG SPLS PL | CRC 5035 | CURRENT
000021194 | SECTIONALISER | 12.7 KV; ELECTRONIC SECTIONALISER, SECT 01;8/16/20/24 AMP;FOR USE WITH 12.7 SWER LINES;3 PHASE SYSTEM VOLTAGE; 22 KV (12/24 KV UNIT);BIL;150 KVP; | AKPOWER | AK POWER SOLUTIONS PTY LTD | 70285 | PURCHASE AS REQUIRED
000021195 | DISCONNECTOR,HIGH VOLTAGE | 12.7 KV;SINGLE PHASE DISCONNECTOR;FOR USE ON 12.7 KV SWER LINES;3 PHASE SYSTEM VOLTAGE;22 KV(12/24 KV UNIT);LOAD RATING 630 AMP;BIL;150 KVP;FAULT RATING 20 KA | AKPOWER | AK POWER SOLUTIONS PTY LTD | 00201 | PURCHASE AS REQUIRED
000021197 | TRANSFORMER,CURRENT | PROTECTION,TOROIDAL;OUTDOOR;2.5 KV; 400/200/5 AMP;CLASS 5P20;15 VA ON 200/5 AMP,100 INTERNAL DIA;FOR NEF PROTECTION; | STEMAR |  | UVBCT240/100ID 400-200/5 | PURCHASE AS REQUIRED
000021198 | BEND,NONMETALLIC RIGID CONDUIT | UPVC;ORANGE;50 MM NOM DIA;HEAVY DUTY; 90 DEG;304 RADIUS;SOCKET MOULDED BOTH ENDS;MARKED ELECTRICAL SUPPLY CABLE; AS2053; | TRI UGRD | TRI UNDERGROUND AUSTRALIA PTY LTD | HDE5090300FFS | CURRENT
000021198 | BEND,NONMETALLIC RIGID CONDUIT | UPVC;ORANGE;50 MM NOM DIA;HEAVY DUTY; 90 DEG;304 RADIUS;SOCKET MOULDED BOTH ENDS;MARKED ELECTRICAL SUPPLY CABLE; AS2053; | HAYMANS | HAYMANS ELECTRICAL | CONX50HD300R90 | CURRENT
000021198 | BEND,NONMETALLIC RIGID CONDUIT | UPVC;ORANGE;50 MM NOM DIA;HEAVY DUTY; 90 DEG;304 RADIUS;SOCKET MOULDED BOTH ENDS;MARKED ELECTRICAL SUPPLY CABLE; AS2053; | VINIDEX |  | 30860 | CURRENT
000021199 | CONDUIT,NONMETALLIC,RIGID | 50 MM NOM SIZE;UPVC;ORANGE;HEAVY DUTY; SOCKET MOULDED ONE END;4 M LG;MARKED ELECTRICAL SUPPLY CABLE;AS2053; | TRI UGRD | TRI UNDERGROUND AUSTRALIA PTY LTD | CONHD50P | VENDOR HELD
000021199 | CONDUIT,NONMETALLIC,RIGID | 50 MM NOM SIZE;UPVC;ORANGE;HEAVY DUTY; SOCKET MOULDED ONE END;4 M LG;MARKED ELECTRICAL SUPPLY CABLE;AS2053; | HAYMANS | HAYMANS ELECTRICAL | PIP50HD | VENDOR HELD
000021199 | CONDUIT,NONMETALLIC,RIGID | 50 MM NOM SIZE;UPVC;ORANGE;HEAVY DUTY; SOCKET MOULDED ONE END;4 M LG;MARKED ELECTRICAL SUPPLY CABLE;AS2053; | VINIDEX |  | 10780 | VENDOR HELD
000021199 | CONDUIT,NONMETALLIC,RIGID | 50 MM NOM SIZE;UPVC;ORANGE;HEAVY DUTY; SOCKET MOULDED ONE END;4 M LG;MARKED ELECTRICAL SUPPLY CABLE;AS2053; | IPLEX | IPLEX PIPELINES AUSTRALIA PTY LTD | A23 | VENDOR HELD
000021201 | CORD,ELECTRICAL | 4 SQ MM;56/0.30 MM;0.6/1 KV;PVC;1 CORE; RED;FLEXIBLE COPPER;HEAT RESISTANT; V90;100 M DRUM SIZE; | BAMBACH | BAMBACH WIRES & CABLES PTY LTD | 26702RD | CURRENT
000021202 | CORD,ELECTRICAL | 4 SQ MM;56/0.30 MM;0.6/1 KV;PVC;1 CORE; BLACK;FLEXIBLE COPPER;HEAT RESISTANT V90;100 M DRUM SIZE; | BAMBACH | BAMBACH WIRES & CABLES PTY LTD | 26702 BK | CURRENT
000021203 | FUSE ELEMENT,ELEC | 2 AMP;500 V;MINATURE CERAMIC TUBE; 50 KA RATING;FOR TEST LAMP;6.35 MM X 32 MM LG FUSE; | PENTA | PENTA AUST (TMAC THEW & MCCANN/HYLEC) | PA12746 | PHASING
000021203 | FUSE ELEMENT,ELEC | 2 AMP;500 V;MINATURE CERAMIC TUBE; 50 KA RATING;FOR TEST LAMP;6.35 MM X 32 MM LG FUSE; | THEWMCAN | TMAC THEW & MCCANN GROUP | TM12746 | PHASING
000021203 | FUSE ELEMENT,ELEC | 2 AMP;500 V;MINATURE CERAMIC TUBE; 50 KA RATING;FOR TEST LAMP;6.35 MM X 32 MM LG FUSE; | THEWMCAN | TMAC THEW & MCCANN GROUP | 21203 | PHASING
000021204 | CABLE ASSY,PWR,ELEC | TO SUIT NULEC 33/11 KV RECLOSERS; TIED SET OF 3 X 6 M LG 800 AMP,400 MM XLPE COPPER CABLE TAILS;C/W CABLE LUG,CABLE PALM,S/S BOLTS & WASHERS; | NU-LEC | NU-LEC | 990003120 | PURCHASE AS REQUIRED
000021205 | ASSEMBLY,POWER ELECTRICAL | SUIT 11 KV RECLOSER;SET OF 3, 27 KV SILICONE BUSHING BOOTS;770 MM CREEPAGE; C/W LOCKING RINGS,SPANNER & 3 TUBES OF SILICONE GREASE; | NU-LEC | NU-LEC | 990000337 | PURCHASE AS REQUIRED
000021206 | ASSEMBLY,POWER ELECTRICAL | SUIT 33 KV NU-LEC RECLOSER;SET OF 3, 38 KV SILICONE BUSHING BOOTS;1100 MM CREEPAGE;C/W LOCKING RINGS,SPANNER & 4 TUBES OF SILICONE GREASE; | NU-LEC | NU-LEC | 990000306 | PURCHASE AS REQUIRED
000021209 | TERMINATION CONNECTOR. | 145 KV;OUTDOOR SEALING END CONNECTOR; FOR 800 SQ MM COMPACTED MILLIKEN 34.6 MM DIA COPPER CONDUCTOR;FOR F907,F811, F781,F782 & P'LINK SWANBANK;U/W SC19214 | PRYSMIAN | PRYSMIAN POWER CABLES & SYSTEMS AUST | DWG 99.828.8.467 | STRATEGIC SPARE
000021210 | CABLE GLAND | HEATSHRINK TYPE;TO SUIT 37 MM - 61 MM DIA HEATSHRINK CABLE ENTRY SEALING GLAND;SUITABLE FOR CABLE DIAMETERS 37 MM - 61 MM & CABINET ENTRY HOLE SIZE | RAYCHEM | RAYCHEM (AUSTRALIA) PTY LTD | CFTS-5W-(B5) | CURRENT
000021210 | CABLE GLAND | HEATSHRINK TYPE;TO SUIT 37 MM - 61 MM DIA HEATSHRINK CABLE ENTRY SEALING GLAND;SUITABLE FOR CABLE DIAMETERS 37 MM - 61 MM & CABINET ENTRY HOLE SIZE | PLP AUST | PREFORMED LINE PRODUCTS (AUST) | CPA-PLP-HSG-4 | CURRENT
000021210 | CABLE GLAND | HEATSHRINK TYPE;TO SUIT 37 MM - 61 MM DIA HEATSHRINK CABLE ENTRY SEALING GLAND;SUITABLE FOR CABLE DIAMETERS 37 MM - 61 MM & CABINET ENTRY HOLE SIZE | RAYCHEM | RAYCHEM (AUSTRALIA) PTY LTD | CFTS-5-(B5) | CURRENT
000021211 | BOLT,MACHINE | STEEL;GALV;HEX HD;M10;ISO M;110 MM LG; W/HEX NUT TO BE FITTED TO BOLT;FULL- SIZE SHANK;PACK OF 50; | HOBSON | HOBSON ENGINEERING CO PTY LTD 393904 | KBX46GCM100110 | CURRENT
000021211 | BOLT,MACHINE | STEEL;GALV;HEX HD;M10;ISO M;110 MM LG; W/HEX NUT TO BE FITTED TO BOLT;FULL- SIZE SHANK;PACK OF 50; | STATEWD | STATEWIDE FSTNERS & ENG SPLS PL | HBNEGM10110 | CURRENT
000021212 | CABLE ASSY,PWR,ELEC | TO SUIT NULEC 33/11 KV RECLOSERS; TIED SET OF 3 X 6 M LG 630 AMP,240 MM XLPE ALUMINIUM CABLE TAILS;C/W CABLE LUGS ,CABLE PALM,S/S BOLTS & WASHERS; | NU-LEC | NU-LEC | 990003170 | CURRENT
000021215 | RECEIVER,RIPPLE CONTROL | TYPE 4B;PLASTIC;RIPPLE CONTROL;W/O THEMISTOR;SIGNAL ADAPTOR;IP40;80 MM H, 80 MM W,30 MM D; | ENERMET | ENERMET | TYPE 4B | PURCHASE AS REQUIRED
000021214 | RECEIVER,RIPPLE CONTROL | TYPE 4A;PLASTIC;COMBINED RIPPLE CONTROL; C/W THERMISTOR;SIGNAL ADAPTOR INDOOR UNIT INSTALLATION;IP40;80 MM H,80 MM W, 30 MM D; | ENERMET | ENERMET | TYPE 4A | PURCHASE AS REQUIRED
000021213 | RECEIVER,RIPPLE CONTROL | TYPE 1;PLASTIC;RIPPLE CONTROL;PRE-FITTED IN IP54 RATED ENCLOSURE; EXTERNAL INSTALLATION;215 MM H,120 MM W,90 MM D; | ENERMET | ENERMET | TYPE 1 | STRATEGIC SPARE
000021216 | PLATE,EARTHING | DISCONNECTOR OPERATING MECHANISM EARTHING PLATE;ALUMINIUM TREAD PLATE; 1200 MM LG X 1200 MM W X 5 MM THK;REFER ENERGEX DWG LOSTD-EG004-03; | ALLMET | ALLMET ENGINEERING | ALUMINIUM EARTHING PLATE | CURRENT
000021216 | PLATE,EARTHING | DISCONNECTOR OPERATING MECHANISM EARTHING PLATE;ALUMINIUM TREAD PLATE; 1200 MM LG X 1200 MM W X 5 MM THK;REFER ENERGEX DWG LOSTD-EG004-03; | ERGON | ERGON ENERGY | PLATE EARTHING | CURRENT
000021219 | PANEL,INTERFACE | SERIAL COMMUNICATIONS INTERFACE PANEL (32);ROCKETPORT;RACKMOUNT,RJ-45;32 PORT; RS-232;SENSITIVE ELECTRONIC EQUIPMENT; ***NOTE*** ANTI-STATIC PACKAGING NOT TO | RTS | REALTIME TECHNOLOGY SYSTEMS P/L | RM32-RJ45 I/F 99380-3 R/PORT | PHASING
000021220 | REGULATOR,STEP VOLTAGE | 33 KV;3 PHASE;50 HZ;20 MVA;ONAN; + 5% TO 15%;16 STEPS OF 1.25%;GROUND MTG ;HV BUSHINGS;YNA0D11;RG512;HELD AT LARAPINTA; | WILSONTR | WILSON POWER TRANSFORMER | 33 KV STEP VOLTAGE | STRATEGIC SPARE
000021185 | TRANSFORMER,METERING | INDOOR/OUTDOOR TYPE;FREE STANDING; 36 KV;800 AMP;OIL INSULATED;31.5 KA FOR 3 SECS;PACK OF 1,PACK WEIGHT ESTIMATE 1000 KG; | TWS | TWS ENERGY CONTROLS | SBT04B | PURCHASE AS REQUIRED
000021221 | TRANSFORMER,METERING | OUTDOOR TYPE;FREE STANDING;12 KV; 400 AMP;25 KA FOR 3 SECS;OIL INSULATED; PACK OF 1,PACK WEIGHT 750 KG; | TWS | TWS ENERGY CONTROLS | SBM73A | CURRENT
000021223 | LAMP,FLUORESCENT. | 32W, Compact, CX24q-3 Base, EQTS 05-03-01 (scm) | CLS | CONNECTED LIGHT SOLUTIONS | S70403 | CURRENT
000021223 | LAMP,FLUORESCENT. | 32W, Compact, CX24q-3 Base, EQTS 05-03-01 (scm) | PHILIPS | PHILIPS AUSTRALIA PTY LTD | 927912584014 | CURRENT
000021223 | LAMP,FLUORESCENT. | 32W, Compact, CX24q-3 Base, EQTS 05-03-01 (scm) | GERARD | GERARD PROFESSIONAL SOLUTIONS PL | 99033540 | CURRENT
000021223 | LAMP,FLUORESCENT. | 32W, Compact, CX24q-3 Base, EQTS 05-03-01 (scm) | LSSOLUTI | LIGHT SOURCE SOLUTIONS PL | S93112574 | CURRENT
000021224 | FIXTURE,LIGHTING | COMPACT FLUORESCENT;32 W;STREET LIGHT MINOR ROAD;END ENTRY;34 MM SPIGOT.C/W INTEGRAL VARIABLE WATTAGE ELECTRONIC BALLAST;D2 ELECTRONIC PHOTO ELECTRIC | GERARD | GERARD PROFESSIONAL SOLUTIONS PL | JS98BD09L | PHASING
000021228 | LAMP,FLUORESCENT. | T5;TUBULAR;550 MM LG X 16 MM DIA;FHO; 24 W;840,4000K;G5 MINI BI-PIN;CARTON OF 25; | GERARD | GERARD PROFESSIONAL SOLUTIONS PL | 200773 | PURCHASE AS REQUIRED
000021226 | BLOCK,CONTACT. | AUX CONTACT BLOCK;2 POLE TOP MTG;1NO, 1NC CONTACT;TO SUIT NHP CA7 CONTACTOR; PACK OF 1; | REXEL | REXEL PTY LTD | SPRCS7-PV-11 | CURRENT
000021226 | BLOCK,CONTACT. | AUX CONTACT BLOCK;2 POLE TOP MTG;1NO, 1NC CONTACT;TO SUIT NHP CA7 CONTACTOR; PACK OF 1; | NHP | NHP ELECTRICAL ENGINEERING | S&SCS7-PV-11 | CURRENT
000021226 | BLOCK,CONTACT. | AUX CONTACT BLOCK;2 POLE TOP MTG;1NO, 1NC CONTACT;TO SUIT NHP CA7 CONTACTOR; PACK OF 1; | CNWPL | CNW PL - SLACKS CREEK | CS7-PV-11 | CURRENT
000021181 | RELAY,FEEDER DIFFERENTIAL. | AREVA;P546;5/1 AMP;110 V TO 250 V DC AUX ;24 V TO 250 V DC LOGIC INPUTS;100 V TO 120 V AC;INCLUDES IMPEDANCE PROTECTION; FLUSH & RACK MTG;FIRMWARE VERSION H; | SCHNEDER | SCHNEIDER PTY LTD | P546318A4N0519K | CURRENT
000021182 | RELAY,FEEDER DIFFERENTIAL. | SEL 311L;1 AMP;125 V TO 250 V DC AUX; 125 V DC LOGIC INPUTS;UP TO 150 V AC; INCLUDES IMPEDANCE PROTECTION; HORIZONTAL RACK MTG; | SEL | SCHWEITZER ENGINEERING LABORATORIES INC. | 0311L7JBB421421XX | CURRENT
000020157 | CIRCUIT BREAKER | INDOOR METAL CLAD SWITCHGEAR & CONTROL GEAR ASSEMBLY;25 KA;BUS SECTION UNIT; 12 KV;2000 AMP;PROVISION FOR TWO ZONES OF FEF & FEF CK BUS PROTECTION;TWO BUS | HAWKSIDD | HAWKER SIDDELEY SWITCHGEAR LTD | ECLIPSE | PHASING
000020156 | CIRCUIT BREAKER | INDOOR METAL CLAD SWITCHGEAR & CONTROL GEAR ASSEMBLY;25 KA;SINGLE FEEDER UNIT; 12 KV;1250 AMP;PROVISION FOR OC,EF,SEF, FD & INTERTRIP PROTECTION;METERING CT; | HAWKSIDD | HAWKER SIDDELEY SWITCHGEAR LTD | ECLIPSE | PHASING
000020155 | CIRCUIT BREAKER | INDOOR METAL CLAD SWITCHGEAR & CONTROL GEAR ASSEMBLY;25 KA;SINGLE FEEDER UNIT; 12 KV;1250 AMP;PROVISION FOR OC,EF,SEF & FD PROTECTION;SINGLE CABLE BOX; | HAWKSIDD | HAWKER SIDDELEY SWITCHGEAR LTD | ECLIPSE | PHASING
000021233 | CANVAS,BLANK | PVC;WHITE RE-INFORCED BACKING;C/W VELCRO STRIPS & FIXING CLIPS FOR APPLYING VARIOUS TRAFFIC SIGNS;1200 MM LG X 900 MM W;SUPPLIED WITH 2 X 20 MM | ARTCRAFT | ARTCRAFT PTY LTD | 21233 | CURRENT
000021234 | TUBE,METALLIC | ALUMINIUM;TUBULAR;20 MM DIA;1 X 1300 MM LG,8 MM HOLE EACH END,10 MM IN FROM END OF TUBE;1 X 1220 MM LG TUBE,8 MM HOLE EACH END,10 MM IN FROM EACH END;TUBES TO | ARTCRAFT | ARTCRAFT PTY LTD | SE002-Q | CURRENT
000021231 | CROSSARM,COMPOSITE | FIBREGLASS;2600 MM LG;100 MM X 100 MM; HOLES DRILLED 6;FOR CONSTR,LVP,LVA,LVT, & LVS;FOR TRIAL PURPOSES ONLY; | AUS | ARMOR UTILITY STRUCTURES | CA260EN1 | PURCHASE AS REQUIRED
000021232 | CROSSARM,COMPOSITE | FIBREGLASS;2600 MM LG;100 MM X 100 MM; HOLES DRILLED 5;FOR CONSTR,11P & 11ED03; FOR TRIAL PURPOSES ONLY; | AUS | ARMOR UTILITY STRUCTURES | CA260EN2 | PURCHASE AS REQUIRED
000021241 | GASKET | SWITCH FUSE INDICATOR WINDOW GASKET; FOR LUCY FRMU RMU; | ADAPT | ADAPT AUSTRALIA PTY LTD | 3717006001 | CURRENT
000021242 | CONTACT,SWITCH | SWITCH CONTACT;FOR ABB SDAF RMU'S; | ABB | ABB FAN PTY LTD | RM0024 | CURRENT
000021243 | FUSECARRIER | FUSECARRIER COMPLETE FOR ABB SDAF RMU; 14 IN FUSECARRIER;COMPLETE FOR ABB SDAF RMU; | ABB | ABB FAN PTY LTD | NA0011F | CURRENT
000021244 | BUSHING,EARTH SWITCH & WASHER. | FOR ABB SDAF RMU; | ABB | ABB FAN PTY LTD | N5003-1 | CURRENT
000021245 | GASKET | GASKET MATERIAL;FOR LID & COVERS FOR ABB SDAF RMU;50 M ROLL TO BE CUT INTO 6 M LENGTHS; | ABB | ABB FAN PTY LTD | 6 M LENGTHS | CURRENT
000021246 | GASKET | TOP & TEST COVER;COVER GASKET KIT;FOR LUCY FRMU RMU; | ADAPT | ADAPT AUSTRALIA PTY LTD | 3700013006 | CURRENT
000021247 | GASKET | SWITCH FUSE GASKET;FOR LUCY FRMU RMU; | ADAPT | ADAPT AUSTRALIA PTY LTD | 3727901001 | CURRENT
000021248 | INDICATOR,WINDOW | SWITCH FUSE INDICATOR WINDOW;FOR LUCY FRMU RMU; | ADAPT | ADAPT AUSTRALIA PTY LTD | 3727001001 | CURRENT
000021222 | PANEL,POWER DISTRIBUTION | DC MAIN BOARD;1400 MM H X 580 MM W X 250 MM D;INCLUDING 250 AMP BUSBAR CHASSIS;U/W M + H POWER SYSTEM BATTERY SUPERVISION; | NHP | NHP ELECTRICAL ENGINEERING | EGXSC21222 | PURCHASE AS REQUIRED
000021240 | SIGN | WARNING-FALLING AND TRIPPING HAZARDS, ACCESS PROHIBITED;360 MM W,200 MM H, 3 MM THK ABS PLASTIC; | ARTCRAFT | ARTCRAFT PTY LTD | WARNING | CURRENT
000021254 | CONCRETE,PRECAST FOUNDATION | 950 MM LG X 500 MM W X 100 MM H;4 X RECESSED N12 BARS FOR LIFTING & HOLD DOWN;F62 REINFORCING MESH + 2 X N12 BARS;PACK OF 6,PALLET WEIGHT 780 KG; | TRI UGRD | TRI UNDERGROUND AUSTRALIA PTY LTD | TRIPLINTH950 | CURRENT
000021254 | CONCRETE,PRECAST FOUNDATION | 950 MM LG X 500 MM W X 100 MM H;4 X RECESSED N12 BARS FOR LIFTING & HOLD DOWN;F62 REINFORCING MESH + 2 X N12 BARS;PACK OF 6,PALLET WEIGHT 780 KG; | HUMES | HUMES | 950 MM LG X 500 MM W X 100 MM | CURRENT
000021255 | CONCRETE,PRECAST FOUNDATION | 400 MM LG X 500 M M W X 100 MM H;4 X RECESSED N12 BARS FOR LIFING & HOLD DOWN;F62 REINFORCING MESH + 2 X N12 BARS;PACK OF 12;PALLET WEIGHT 600 KG; | AQUARIUS | AQUARIUS PRECAST PL | 552Q050401EX | CURRENT
000021255 | CONCRETE,PRECAST FOUNDATION | 400 MM LG X 500 M M W X 100 MM H;4 X RECESSED N12 BARS FOR LIFING & HOLD DOWN;F62 REINFORCING MESH + 2 X N12 BARS;PACK OF 12;PALLET WEIGHT 600 KG; | TRI UGRD | TRI UNDERGROUND AUSTRALIA PTY LTD | TRIPLINTH400 | CURRENT
000021255 | CONCRETE,PRECAST FOUNDATION | 400 MM LG X 500 M M W X 100 MM H;4 X RECESSED N12 BARS FOR LIFING & HOLD DOWN;F62 REINFORCING MESH + 2 X N12 BARS;PACK OF 12;PALLET WEIGHT 600 KG; | HUMES | HUMES | 400 MM LG X 500 M M W X 100 M | CURRENT
000021256 | CONCRETE,PRECAST FOUNDATION | 1200 MM LG X 500 MM W X 150 MM H;4 X RECESSED N12 BARS FOR LIFTING & HOLD DOWN;F62 REINFORCING MESH + 2 X N12 BARS;PACK OF 4;PALLET WEIGHT 960 KG; | TRI UGRD | TRI UNDERGROUND AUSTRALIA PTY LTD | TRIPLINTH1200 | CURRENT
000021256 | CONCRETE,PRECAST FOUNDATION | 1200 MM LG X 500 MM W X 150 MM H;4 X RECESSED N12 BARS FOR LIFTING & HOLD DOWN;F62 REINFORCING MESH + 2 X N12 BARS;PACK OF 4;PALLET WEIGHT 960 KG; | HUMES | HUMES | 1200 MM LG X 500 MM W X 150 MM | CURRENT
000021253 | BUSBAR | CABLE SPACER;ALUMINIUM;TO SUIT 37/3.75 AAC CABLE;REFER ENERGEX DWG LOSTD- EC007-03; | POWERLEC | POWERLEC ENTERPRISES ZILLMERE QLD | CABLE SPACER | PURCHASE AS REQUIRED
000021257 | SEAL,OIL & SIGHT GLASS | POLYCARB;INDICATOR WINDOW & CORK SEAL GASKET;FOR LUCY FRMU FUSE SWITCH; | ADAPT | ADAPT AUSTRALIA PTY LTD | 3727006001 | CURRENT
000021238 | CROSSARM,METAL | STEEL;GALV;2490 MM LG;100 MM X 100 MM X 4 MM THK SHS GALV;6 KN MWT HORIZONTAL; C/W BRACKET;1.2 KN VERTICAL PER PHASE; | HAYMAN | HAYMANS INDUSTRIES PTY LTD | 21238 | CURRENT
000021238 | CROSSARM,METAL | STEEL;GALV;2490 MM LG;100 MM X 100 MM X 4 MM THK SHS GALV;6 KN MWT HORIZONTAL; C/W BRACKET;1.2 KN VERTICAL PER PHASE; | MEFCO | MEFCO AUSTRALIA PTY LTD SUNSHINE VIC | 21238 | CURRENT
000021249 | BUSBAR | TINNED COPPER;100 MM X 100 HORSESHOE SHAPE NEUTRAL;C/W 8 CAPTIVE NUTS FOR NEUTRAL CONNECTIONS AT PT STATIONS; PACK OF 50; | FULTON | FULTON INDUSTRIES PL | TCBU-10108-6/8I | PHASING
000021249 | BUSBAR | TINNED COPPER;100 MM X 100 HORSESHOE SHAPE NEUTRAL;C/W 8 CAPTIVE NUTS FOR NEUTRAL CONNECTIONS AT PT STATIONS; PACK OF 50; | GLOBAL | GLOBAL MANUFACTURING GROUP | ENERGEX-9353-A4 | PHASING
000021258 | BAG,PLASTIC | for Disposal fo Dead Animals, 200um, 910 x 610mm, Black LDPE | CHURCHIL | CHURCHILL AND COOMBES -307689 | J-EGX-WHITE | CURRENT
000021259 | CIRCUIT BREAKER | OUTDOOR TYPE;EMAIL S15/OS15;11 KV; NOMINAL CURENT 400 AMP;CLOSING COIL 220 V DC,TRIPPING COIL;30 V DC/S/N 9057; SEQEB NO.60761;ITEM ENTERED AT ZERO | EMAIL |  | S15/OS15 | STRATEGIC SPARE
000021260 | CIRCUIT BREAKER | OUTDOOR TYPE;EMAIL S15/OS15;11 KV; NOMINAL CURENT 400 AMP;CLOSING COIL 220 V DC,TRIPPING COIL;30 V DC/S/N 9029; SEQEB NO.60733; | EMAIL |  | S15/OS15 | STRATEGIC SPARE
000021267 | BAG,TOOL | CANVAS;C/W METAL FINGER SPRING LOADED DOG CLIP & WELDED STEEL D RING;300 MM LG X 160 MM D (STEEL RING) X 3 MM THK CANVAS BODY & PIGSKIN BASE;C/W WOVEN | THOMBROS | THOMSON BROS IND SUPPLIERS | 21267 | CURRENT
000021268 | BOLT,MACHINE | BOLT;HEX HD,M10,110MM,304 STAINLESS STL BOLT,MACHINE STAINLESS STEEL,GDE 304;HEX HD;M10;ISO M ;110 MM LG;NUT TO BE ORDER ED SEPARATELY ON SC13225;BOX OF 25; | STATEWD | STATEWIDE FSTNERS & ENG SPLS PL | HBS4M10110 | CURRENT
000021270 | FUSE ELEMENT,ELEC | 500mA, Kyoritsu Insulation Tester Fuse, Fast Acting, 50KA, 600V, 6.3 x 32mm | FUSECO | FUSECO PTY LTD | 70 094 63.0.500 | PURCHASE AS REQUIRED
000021270 | FUSE ELEMENT,ELEC | 500mA, Kyoritsu Insulation Tester Fuse, Fast Acting, 50KA, 600V, 6.3 x 32mm | EATON | EATON ELECTRIC SYSTEMS PTY LTD | 70 094 63.0.500 | PURCHASE AS REQUIRED
000021271 | STRIP,METAL | COPPER;38.1 MM W;3.18 MM THK;ANNEALED; BRIGHT TIN PLATED 30 MICRONS;18 KG COILS ,APPROX 1M = 1.08 KG;WEIGHT OF COILS TO BE MARKED ACCORDINGLY;TEST CERTIFICATE | GEOWEST | GEORGE WESTON & SONS | CCOIL 38.1X3.18T | CURRENT
000021271 | STRIP,METAL | COPPER;38.1 MM W;3.18 MM THK;ANNEALED; BRIGHT TIN PLATED 30 MICRONS;18 KG COILS ,APPROX 1M = 1.08 KG;WEIGHT OF COILS TO BE MARKED ACCORDINGLY;TEST CERTIFICATE | PRIMETA | PRIMARY METALS & ALLOYS | 1-4257 | CURRENT
000021271 | STRIP,METAL | COPPER;38.1 MM W;3.18 MM THK;ANNEALED; BRIGHT TIN PLATED 30 MICRONS;18 KG COILS ,APPROX 1M = 1.08 KG;WEIGHT OF COILS TO BE MARKED ACCORDINGLY;TEST CERTIFICATE | PRIMETA | PRIMARY METALS & ALLOYS | 1-4257-030EGEX | CURRENT
000021271 | STRIP,METAL | COPPER;38.1 MM W;3.18 MM THK;ANNEALED; BRIGHT TIN PLATED 30 MICRONS;18 KG COILS ,APPROX 1M = 1.08 KG;WEIGHT OF COILS TO BE MARKED ACCORDINGLY;TEST CERTIFICATE | QLDELECT | QUEENSLAND ELECTROPLATING PTY LTD | STRIP METAL 38.1 MM W | CURRENT
000021273 | TAPE,INSULATION,ELECTRICAL | HIGHLY ADHESIVE SYNTHETIC RUBBER & RESIN BASED TAPE;BLACK;SELF AMALGAMATING;20 MM W X 5 M ROLL;USED FOR SEALING,WATERPROOFING & INSULATING; | CABLACES | CABLACES | SAT1 | STRATEGIC SPARE
000021276 | WASHER,FLAT | STEEL;GALV;M16 BOLT SIZE;FLAT ROUND WASHER;STRUCTRUAL;CLASS 8.8;THICKNESS (3.1 MIN,4.6 MAX);Pack of 800 | HOBSON | HOBSON ENGINEERING CO PTY LTD 393904 | WRK0GM16 | CURRENT
000021276 | WASHER,FLAT | STEEL;GALV;M16 BOLT SIZE;FLAT ROUND WASHER;STRUCTRUAL;CLASS 8.8;THICKNESS (3.1 MIN,4.6 MAX);Pack of 800 | STATEWD | STATEWIDE FSTNERS & ENG SPLS PL | WFSGM16 | CURRENT
000021277 | BOLT,MACHINE | STEEL;GALV;BOLT & NUT HEX STRUCTURAL ASSEMBLY;M16;70 MM LG;GDE 8.8;C/W 1 X CL8 GALV WASHER;PACK OF 75; | STATEWD | STATEWIDE FSTNERS & ENG SPLS PL | HSBAGM1670 | CURRENT
000021275 | LABEL | WARNING:-1. FUSE CARRIER MUST NOT BE REMOVED FROM THE OIL TANK TO REPLACE HV FUSES;2. OIL TANK MAY CONTAIN LIVE CONDUCTORS WITH SWITCHES OFF;3. | UES | UTILITY ENGRAVING & SIGNS | WARNING LABEL | PURCHASE AS REQUIRED
000021279 | BLOCK,HAND LINE. | BLOCK;560 KG SWL;ALUMINIUM STD;STEEL ROTATING NON-SWIVEL HOOK;C/W SAFETY LATCH; SIDE OPENING WITH BALL LOCK PIN SECURED TO BODY WITH CHAIN; | TEN | THE ENERGY NETWORK | SPP-HLB | CURRENT
000021279 | BLOCK,HAND LINE. | BLOCK;560 KG SWL;ALUMINIUM STD;STEEL ROTATING NON-SWIVEL HOOK;C/W SAFETY LATCH; SIDE OPENING WITH BALL LOCK PIN SECURED TO BODY WITH CHAIN; | SPECFORC | SPECIALISED FORCE | HLB-560 | CURRENT
000021279 | BLOCK,HAND LINE. | BLOCK;560 KG SWL;ALUMINIUM STD;STEEL ROTATING NON-SWIVEL HOOK;C/W SAFETY LATCH; SIDE OPENING WITH BALL LOCK PIN SECURED TO BODY WITH CHAIN; | ENERGYNW | THE ENERGY NETWORK | HLB1250-S | CURRENT
000021281 | FUSE,CARTRIDGE | BOLT IN;111 MM NOM CENTRES,REF B1, CENTRE TAGS;80 AMP;415 V AC;AS2005 PART 2;PACK OF 10;FUSEHOLDERS REF B1,B2,B3 & B4; | FUSECO | FUSECO PTY LTD | OTC80 | CURRENT
000021281 | FUSE,CARTRIDGE | BOLT IN;111 MM NOM CENTRES,REF B1, CENTRE TAGS;80 AMP;415 V AC;AS2005 PART 2;PACK OF 10;FUSEHOLDERS REF B1,B2,B3 & B4; | COOPELEC | COOPER ELECTRICAL AUSTRALIA PTY LTD | CD80WO | CURRENT
000021282 | LUBRICATING OIL,HYDRAULIC | Gde 46 (Bulk), Mineral Base Hydraulic Fluid, Oil to be pumped into Bulk Tank at Geebung Plant Workshop | CASTROL | CASTROL | HYSPIN AWH 46 BULK L - 3336166 | PURCHASE AS REQUIRED
000021282 | LUBRICATING OIL,HYDRAULIC | Gde 46 (Bulk), Mineral Base Hydraulic Fluid, Oil to be pumped into Bulk Tank at Geebung Plant Workshop | CALTEX | CALTEX | RANDO HDZ 46 | PURCHASE AS REQUIRED
000021284 | SUPPORT | VARIOUS COLOURS;RUBBER HOLDER;32 MM; USED FOR SECURING HOT LINE STICKS; | W.L.W. | WEIGHT LIFTER WHEELS PTY LTD | CC32 | CURRENT
000021285 | SUPPORT | RED;RUBBER HOLDER;62 MM;USED FOR SECURING HOT LINE STICKS; | W.L.W. | WEIGHT LIFTER WHEELS PTY LTD | CC62 | CURRENT
000021286 | COUPLING,NONMETALLIC RIGID CONDUIT | BELL MOUTH UPVC;ORANGE;125 MM NOM DIA; HVY DUTY;AS2053; | TRI UGRD | TRI UNDERGROUND AUSTRALIA PTY LTD | HDE125BELLSOC | CURRENT
000021286 | COUPLING,NONMETALLIC RIGID CONDUIT | BELL MOUTH UPVC;ORANGE;125 MM NOM DIA; HVY DUTY;AS2053; | HAYMANS | HAYMANS ELECTRICAL | CONXBM125HD | CURRENT
000021286 | COUPLING,NONMETALLIC RIGID CONDUIT | BELL MOUTH UPVC;ORANGE;125 MM NOM DIA; HVY DUTY;AS2053; | VINIDEX |  | 31310 | CURRENT
000021287 | COUPLING,ELECTRICAL CONDUIT | Bell Mouth, 100mm Nom Dia, HD, PVC, Orange, AS2053 | HAYMANS | HAYMANS ELECTRICAL | CONXBM100HD | CURRENT
000021287 | COUPLING,ELECTRICAL CONDUIT | Bell Mouth, 100mm Nom Dia, HD, PVC, Orange, AS2053 | CLIPSAL | GERARD INDUSTRIES QLD DIVSN P/L | CLI 288/100C | CURRENT
000021287 | COUPLING,ELECTRICAL CONDUIT | Bell Mouth, 100mm Nom Dia, HD, PVC, Orange, AS2053 | TRI UGRD | TRI UNDERGROUND AUSTRALIA PTY LTD | HDE100BMSOC230L | CURRENT
000021287 | COUPLING,ELECTRICAL CONDUIT | Bell Mouth, 100mm Nom Dia, HD, PVC, Orange, AS2053 | VINIDEX |  | 31300 | CURRENT
000021288 | CABLE,POWER,ELECTRICAL | AERIAL;COVERED CONDUCTOR THICK;120 SQ MM;CCT;X90;AAAC GDE 1120;600 M DRUM; SOFT XLPE COVERING;TO AS/NZS3675; | MIDLANDS | MIDLAND METALS | CCT 120 SQ MM SOFT COVERINGS | PURCHASE AS REQUIRED
000021289 | ENCLOSURE,DATA LOGGER | TYPE A ENCLOSURE;C/W TRANSDUCER COMMUNICATION MODULE & DATA LOGGER; 240 V SUPPLY; | OMNI | OMNI INSTRUMENTS PTY LTD PARKES NSW. | TYPE A | PURCHASE AS REQUIRED
000021290 | ENCLOSURE,DATA LOGGER | TYPE B ENCLOSURE;C/W TRANSDUCER COMMUNICATION MODULE REACTIVE POWER SENSOR & DATA LOGGER;240 V SUPPLY; | OMNI | OMNI INSTRUMENTS PTY LTD PARKES NSW. | TYPE B | PURCHASE AS REQUIRED
000021291 | LUBRICATING OIL,HYDRAULIC | ISO VG 22, Mineral Base Hydraulic Fluid, General Purpose, 205L Drum | CASTROL | CASTROL | HYSPIN AWS 22 | CURRENT
000021292 | BOX,ELECTRICAL,MULTIAPPLICATION. | STAINLESS STEEL;600 MM H,400 MM W,200 MM D;VENTILATION FAN CONTROL; | NHP | NHP ELECTRICAL ENGINEERING | EGXSC21292 | PURCHASE AS REQUIRED
000021293 | CIRCUIT BREAKER | INDOOR METAL CLAD SWITCHGEAR & CONTROL GEAR ASSEMBLY;25 KA;DOUBLE FEEDER UNIT;12 KV;800 AMP; | IPSOL | I POWER SOLUTIONS HEMMANT QLD 4174 | BV SERIES | PURCHASE AS REQUIRED
000021294 | FRAME | GALVANISED INSPECTION COVER FRAME;FOR DOUBLE FOOTPATH INFILL INSPECTION COVER;TYPE B;1305 MM X 800 MM; (SIMPLIFIED DESIGN); | CAPAENG | CAPALABA ENGINEERING TINGALPA QLD | FRAME INSPECTION COVER | CURRENT
000021295 | TERMINAL,LUG | ROUND PALM;BI-METALLIC AL/CU PRE-INSULATED COMPRESSION LUG;35 SQ MM ;MIN 92 MM LG BARREL;U/W ABC CUSTOMER SERVICES FROM BUNDLE BOXES;M12 HOLE | TYCO | TYCO | CPTAU-35 | CURRENT
000021295 | TERMINAL,LUG | ROUND PALM;BI-METALLIC AL/CU PRE-INSULATED COMPRESSION LUG;35 SQ MM ;MIN 92 MM LG BARREL;U/W ABC CUSTOMER SERVICES FROM BUNDLE BOXES;M12 HOLE | LEGEND | LEGEND POWER SYSTEMS | BMABC35 | CURRENT
000021295 | TERMINAL,LUG | ROUND PALM;BI-METALLIC AL/CU PRE-INSULATED COMPRESSION LUG;35 SQ MM ;MIN 92 MM LG BARREL;U/W ABC CUSTOMER SERVICES FROM BUNDLE BOXES;M12 HOLE | PLP AUST | PREFORMED LINE PRODUCTS (AUST) | D-K163 | CURRENT
000021297 | TRANSFORMER,POWER | 33 KV/11 KV;25 MVA;3 PHASE;GROUND MTG; BSH HV 90 LV AIR;MINERAL OIL INSULATED; ODAF;DYN 11;C/W VACUUM OLTC 23 TAP POS; ATTACHED RADIATOR REDUCED SOUND LEVEL | WILSON | WILSON TRANSFORMER CO. PTY LTD | 33 KV/11 KV 25 MVA | STRATEGIC SPARE
000021300 | INSULATION SLEEVING,ELECTRICAL | HEATSHRINK;11 KV;FOR CABLE TRIFURCATION MWTM SLEEVING FOR 11 KV TERMINATION; SUITS TYCO KIT 202A-IXSU-FEX202A;PACK CONTAINING 40 M ROLL OF HS SLEEVING; | RAYCHEM | RAYCHEM (AUSTRALIA) PTY LTD | MWTM-25/8-A/U (S40) | CURRENT
000021301 | LUBRICATING OIL,GEAR | GEAR OIL;20 L DRUM; | MOBIL |  | GEAR 600XP 220 (5053-220) | CURRENT
000021301 | LUBRICATING OIL,GEAR | GEAR OIL;20 L DRUM; | CALTEX | CALTEX | MEROPA 220 | CURRENT
000021301 | LUBRICATING OIL,GEAR | GEAR OIL;20 L DRUM; | CASTROL | CASTROL | ALPHA SP 220 | CURRENT
000021302 | LUBRICATING OIL,GEAR | ISO 150 Grade Gear Oil, 20L Drum | AMPOL | AMPOL AUSTRALIA | MOBILGEAR 600 XP 150 | CURRENT
000021302 | LUBRICATING OIL,GEAR | ISO 150 Grade Gear Oil, 20L Drum | CALTEX | CALTEX | MEROPA 150 | CURRENT
000021302 | LUBRICATING OIL,GEAR | ISO 150 Grade Gear Oil, 20L Drum | SHELL |  | OMALA 150 | CURRENT
000021302 | LUBRICATING OIL,GEAR | ISO 150 Grade Gear Oil, 20L Drum | CASTROL | CASTROL | ALPHA SP 150 | CURRENT
000021304 | CIRCUIT BREAKER | INDOOR METAL CLAD SWITCHGEAR & CONTROL GEAR ASSEMBLY;25 KA;DOUBLE FEEDER UNIT; 12 KV;800 AMP;2000 AMP BUSBAR;110 V DC COILS;AREVA TYPE HWX; | SCHNEDER | SCHNEIDER PTY LTD | HWX 95KV | PURCHASE AS REQUIRED
000021305 | TRANSFORMER,VOLTAGE | METERING PROTECTION;O/D;STN TYPE; 110 KV/SQRT3,110 V/SQRT3,110 V SQRT3; 100 VA,CLASS 0.2M1P;24 MS;SINGLE PHASE; 50 HZ;CAPACITOR VT;AS1243; | TRENCH |  | TEMP 115 | PURCHASE AS REQUIRED
000021306 | CROSSARM,COMPOSITE | FIBREGLASS;1700 MM LG;100 MM X 100 MM; BUCK ARM;FOR USE AT PT STATIONS FOR TRANSFORMER ISOLATION;C/W FERRULES FOR DISCONNECTORS & FUSES;PALLET OF 50, | RMSRVR | RMS (RIVERSLEIGH MANAGEMENT SERVICES) | BXT5000673152 | CURRENT
000021306 | CROSSARM,COMPOSITE | FIBREGLASS;1700 MM LG;100 MM X 100 MM; BUCK ARM;FOR USE AT PT STATIONS FOR TRANSFORMER ISOLATION;C/W FERRULES FOR DISCONNECTORS & FUSES;PALLET OF 50, | WAGNERS | WAGNERS PTY LTD TOOWOOMBA QLD | EC003-00020 | CURRENT
000021307 | OUTREACH ARM,PUBLIC LIGHTING | COMBINED;DUAL 3 M OUTREACH ARM;300 MM LG,76 MM DIA SPIGOT;W/EXTRA OUTREACH BRACKET FOR SINGLE PEDESTRAIN CROSSING FLOODLIGHT;COMBINATION;FOR APPROVED | GM POLES | GM POLES PTY LTD | 3 M OUTREACH | PURCHASE AS REQUIRED
000020519 | JOINT,ELECTRICAL POWER CABLE | LV;TO SUIT 3.5 CORE CABLE;185 SQ MM XLPE SWA HDPE;HEATSHRINK;STRAIGHT JOINT; PACK OF 1,PACK WEIGHT 5 KG; | TECONN | TE CONNECTIVITY LTD | EPKJ-EX263 | CURRENT
000020517 | JOINT,ELECTRICAL POWER CABLE | LV;TO SUIT 3.5 CORE CABLE;185 SQ MM CU XLPE SWA HDPE TO 70 SQ MM CU PLY HDPE; HEATSHRINK;TRANSITION JOINT;PACK OF 1, PACK WEIGHT 4 KG; | TECONN | TE CONNECTIVITY LTD | EPKJ-EX261 | STRATEGIC SPARE
000020518 | JOINT,ELECTRICAL POWER CABLE | LV;TO SUIT 3.5 CORE CABLE;185 SQ MM CU XLPE SWA HDPE TO 3.5 CORE 185 SQ MM CU PLY HDPE;HEATSHRINK;TRANSITION JOINT; PACK OF 1,PACK WEIGHT 4.5 KG; | TECONN | TE CONNECTIVITY LTD | EPKJ-EX262 | CURRENT
000020520 | JOINT,ELECTRICAL POWER CABLE | LV;TO SUIT 3.5 CORE CABLE;185 SQ MM CU XLPE SWA HDPE TO 4 CORE 120 SQ MM AL XLPE HDPE;HEATSHRINK;TRANSITION JOINT; PACK OF 1,PACK WEIGHT 5 KG; | TECONN | TE CONNECTIVITY LTD | EPKJ-EX264 | CURRENT
000020521 | JOINT,ELECTRICAL POWER CABLE | LV;TO SUIT 3.5 CORE CABLE;185 SQ MM CU XLPE SWA HDPE TO 4 CORE 240 SQ MM AL XLPE HDPE;HEATSHRINK;TRANSITION JOINT; PACK OF 1,PACK WEIGHT 3.5 KG; | TECONN | TE CONNECTIVITY LTD | EPKJ-EX265 | CURRENT
000020540 | TERMINATION,ELECTRICAL POWER CABLE | CABLE TERMINATION;LV;INDOOR & OUTDOOR; HEATSHRINK;SUIT 4 C 240 SQ MM AL XLPE/ PVC STRANDED OR SOLID;C/W 4 X SHEAR BOLT LUGS;PACK OF 1,PACK WEIGHT 2 KG; | TECONN | TE CONNECTIVITY LTD | EPKT-EX299 | CURRENT
000021308 | NUT,SELF-LOCKING,GANG CHANNEL | STEEL;GALV;HOT DIPPED;M6;ISO M;W/LONG SPRING & SERRATED GROVED HD;BOX OF 100,PACK WEIGHT 4.10 KG; | EZYSTRUT | EZYSTRUT CABLE & PIPE SUPPORTS | E1006H | CURRENT
000021310 | CLAMP,CABLE | IPC Connector, Insulated, Multi-Service LV ABC Main, FRP Black Body, Red Id Plate, 35 to 95mm2 Mains, 4 x 6-35mm2 Taps, Pack of 10 | SICAME | SICAME AUSTRALIA PTY LTD | MSCI/3595XE RED | CURRENT
000021311 | CLAMP,CABLE | IPC Connector, Insulated, Multi-Service LV ABC Main, FRP Black Body, White Id Plate, 35 to 95mm2 Mains, 4 x 6-35mm2 Taps, Pack of 10 | SICAME | SICAME AUSTRALIA PTY LTD | MSCI/3595XE WHITE | CURRENT
000021312 | CLAMP,CABLE | IPC Connector, Insulated, Multi-Service LV ABC Main, FRP Black Body, Blue Id Plate, 35 to 95mm2 Mains, 4 x 6-35mm2 Taps, Pack of 10 | SICAME | SICAME AUSTRALIA PTY LTD | MSCI/3595XE BLUE | CURRENT
000021313 | LABEL | WARNING:-4. WHEN FITTING FUSES ENSURE ALL 6 STIRRUPS ARE UPRIGHT AND ENGAGED IN THE FUSE CLIP;NEVER LEAVE STIRRUPS IN THE OPEN POSITION;BLACK LETTERING ON | UES | UTILITY ENGRAVING & SIGNS | WARNING LABEL | PURCHASE AS REQUIRED
000021315 | BATTERY,STORAGE | 14.4V, 3.0Ah, Li-Ion Battery, for Izumi Tools, u/w Battery Operated Crimper & Cutter | SPECFORC | SPECIALISED FORCE | BP-84LI | CURRENT
000021316 | INDUSTRIAL,WORKWEAR | FOR VARIOUS GARMENTS;MADE TO MEASURE FOR REQUIREMENTS OUTSIDE STANDARD FITTINGS; | PACBRAND | PACIFIC BRANDS WORKWEAR GROUP PL | MADE TO MEASURE | PURCHASE AS REQUIRED
000021316 | INDUSTRIAL,WORKWEAR | FOR VARIOUS GARMENTS;MADE TO MEASURE FOR REQUIREMENTS OUTSIDE STANDARD FITTINGS; | AUSDEF | AUSTRALIAN DEFENCE APPAREL | MADE TO MEASURE | PURCHASE AS REQUIRED
000021318 | TRANSFORMER,DISTRIBUTION | 11 KV;1000 KVA;PADMOUNT (SQUARE STYLE); HV HAZ L BSH;MINERAL OIL INSULATED;ONAN; DYN 11;CUBICLE;7 TAP POSITIONS;NO HV LV SW GEAR; | WILSON | WILSON TRANSFORMER CO. PTY LTD | 1000 KVA SQ STYLE | STRATEGIC SPARE
000021319 | TERMINATION,ELECTRICAL POWER CABLE | 11 KV;CORRIGATED;HV/NON HEATSHRINK; WITH COLLAR FOR 31 MM TO 45 MM BUSHING/ BUSBAR;FOR 35 TO 400 SQ MM CABLE TERMINATIONS TO ABB SAFELINK RMU'S; | PLP AUST | PREFORMED LINE PRODUCTS (AUST) | CPA-PLP-CUB-2 | CURRENT
000021319 | TERMINATION,ELECTRICAL POWER CABLE | 11 KV;CORRIGATED;HV/NON HEATSHRINK; WITH COLLAR FOR 31 MM TO 45 MM BUSHING/ BUSBAR;FOR 35 TO 400 SQ MM CABLE TERMINATIONS TO ABB SAFELINK RMU'S; | RAYCHEM | RAYCHEM (AUSTRALIA) PTY LTD | RCAB 4110 | CURRENT
000021320 | IGNITER,FRICTION | PIEZO GAS IGNITER;USED TO IGNITE GAS BOTTLE FLAME; | BLKWOODS | J BLACKWOOD & SON LTD | 00491096/EVEREST | CURRENT
000021320 | IGNITER,FRICTION | PIEZO GAS IGNITER;USED TO IGNITE GAS BOTTLE FLAME; | ATOMSUPP | ATOM SUPPLY | EVEREST | CURRENT
000021321 | SIGN | SIDE 1;HAZARDOUS CONDITION TAG;LEGEND; ONLY REMOVE ON DIRECTION FROM SWITCHING CO-ORDINATOR;SIDE 2;WARNING; LEGEND;HAZARDOUS CONDITION;ALUMINIUM, | ARTCRAFT | ARTCRAFT PTY LTD | SE021-Q | CURRENT
000021322 | TERMINAL,LUG | BELL MOUTH;TO SUIT FLEXIBLE CABLE; 7/3/50/0.25;10 MM HOLE; | CABLACES | CABLACES | CAL50-10BM | PURCHASE AS REQUIRED
000021323 | TERMINAL,LUG | BELL MOUTH;TO SUIT FLEXIBLE CABLE; 7/3/50/0.25;12 MM HOLE; | CABLACES | CABLACES | CAL50-12BM | CURRENT
000020302 | JOINT,ELECTRICAL POWER CABLE | 11 KV;HEATSHRINK;TRANSITION JOINT; 3 PHASE;FOR 95 SQ MM CU PLY/HDPE TO 50 SQ MM AL PLY/SWS;C/W RFSM OUTER SEALING SLEEVE & BARRIED COMPRESSION | RAYCHEM | RAYCHEM (AUSTRALIA) PTY LTD | EFSJ-EX52A | PHASING
000020303 | JOINT,ELECTRICAL POWER CABLE | 11 KV;HEATSHRINK;TRANSITION JOINT; 3 PHASE;FOR 95 SQ MM CU PLY/HDPE TO 65 SQ MM CU PLY/SWS;C/W RFSM OUTER SEALING SLEEVE & BARRIED COMPRESSION | RAYCHEM | RAYCHEM (AUSTRALIA) PTY LTD | EFSJ-EX53A | PHASING
000020304 | JOINT,ELECTRICAL POWER CABLE | 11 KV;HEATSHRINK;TRANSITION JOINT; 3 PHASE;FOR 95 SQ MM CU PLY/HDPE TO 70 SQ MM CU PLY/SWS;C/W RFSM OUTER SEALING SLEEVE & BARRIED COMPRESSION | RAYCHEM | RAYCHEM (AUSTRALIA) PTY LTD | EFSJ-EX54A | CURRENT
000020305 | JOINT,ELECTRICAL POWER CABLE | 11 KV;HEATSHRINK;STRAIGHT JOINT;3 PHASE; FOR 95 SQ MM CU PLY/HDPE;C/W RFSM OUTER SEALING SLEEVE & BARRIED COMPRESSION CONNECTORS; | RAYCHEM | RAYCHEM (AUSTRALIA) PTY LTD | EFSJ-EX55A | PURCHASE AS REQUIRED
000020306 | JOINT,ELECTRICAL POWER CABLE | 11 KV;HEATSHRINK;TRANSITION JOINT; 3 PHASE;FOR 95 SQ MM CU PLY/HDPE TO 120 SQ MM AL PLY/SW/PVC;C/W RFSM OUTER SEALING SLEEVE & BARRIED | RAYCHEM | RAYCHEM (AUSTRALIA) PTY LTD | EFSJ-EX56A | CURRENT
000020307 | JOINT,ELECTRICAL POWER CABLE | 11 KV;HEATSHRINK;TRANSITION JOINT; 3 PHASE;FOR 95 SQ MM CU PLY/HDPE TO 161 SQ MM CU PLY/SWS;C/W RFSM OUTER SEALING SLEEVE & BARRIED COMPRESSION | TECONN | TE CONNECTIVITY LTD | MXSU-12C/3XU-3SB-AU02 | CURRENT
000020308 | JOINT,ELECTRICAL POWER CABLE | 11 KV;HEATSHRINK;TRANSITION JOINT; 3 PHASE;FOR 95 SQ MM CU PLY/HDPE TO 185 SQ MM CU PLY/HDPE;C/W RFSM OUTER SEALING SLEEVE& BARRIED COMPRESSION | TECONN | TE CONNECTIVITY LTD | EPKJ-17B/3SB-3SB-AU02 | CURRENT
000020309 | JOINT,ELECTRICAL POWER CABLE | 11 KV;HEATSHRINK;STRAIGHT JOINT;3 PHASE; FOR 161 SQ MM CU PLY/SWS;C/W RFSM OUTER SEALING SLEEVE & BARRIED COMPRESSION CONNECTORS;PACK OF 1, | TECONN | TE CONNECTIVITY LTD | EPKJ-17B/3SB-3SB-AU02 | CURRENT
000020310 | JOINT,ELECTRICAL POWER CABLE | 11 KV;HEATSHRINK;TRANSITION JOINT; 3 PHASE;FOR 161 SQ MM CU PLY/SWS TO 185 SQ MM CU PLY/HDPE;C/W RFSM OUTER SEALING SLEEVE & BARRIED COMPRESSION | TECONN | TE CONNECTIVITY LTD | EPKJ-17B/3SB-3SB-AU02 | CURRENT
000020311 | JOINT,ELECTRICAL POWER CABLE | 11 KV;HEATSHRINK;TRANSITION JOINT; 3 PHASE;FOR 185 SQ MM CU PLY/HDPE TO 70 SQ MM CU PLY/SWS;C/W RFSM OUTER SEALING SLEEVE & BARRIED COMPRESSION | RAYCHEM | RAYCHEM (AUSTRALIA) PTY LTD | EFSJ-EX61A | PURCHASE AS REQUIRED
000020312 | JOINT,ELECTRICAL POWER CABLE | 11 KV;HEATSHRINK;TRANSITION JOINT; 3 PHASE;FOR 185 SQ MM CU PLY/HDPE TO 120 SQ MM AL PLY/SW/PVC;C/W RFSM OUTER SEALING SLEEVE & BARRIED COMPRESSION | RAYCHEM | RAYCHEM (AUSTRALIA) PTY LTD | EFSJ-EX62A | STRATEGIC SPARE
000020313 | JOINT,ELECTRICAL POWER CABLE | 11 KV;HEATSHRINK;TRANSITION JOINT; 3 PHASE;FOR 185 SQ MM CU PLY/HDPE TO 150 SQ MM AL PLY/SW/PVC;C/W RPSM OUTER SEALING SLEEVE & BARRIED COMPRESSION | RAYCHEM | RAYCHEM (AUSTRALIA) PTY LTD | EFSJ-EX63A | CURRENT
000020314 | JOINT,ELECTRICAL POWER CABLE | 11 KV;HEATSHRINK;STRAIGHT JOINT;3 PHASE; FOR 185 SQ MM CU PLY/HDPE;C/W RFSM OUTER SEALING SLEEVE & BARRIED COMPRESSION CONNECTORS;PACK OF 1, | TECONN | TE CONNECTIVITY LTD | EPKJ-17B/3SB-3SB-AU02 | CURRENT
000020315 | JOINT,ELECTRICAL POWER CABLE | 11 KV;HEATSHRINK;TRANSITION JOINT; 3 PHASE;FOR 240 SQ MM CU PLY/HDPE TO 120 SQ MM AL PLY/SW/PVC;C/W RFSM OUTER SEALING SLEEVE & BARRIED COMPRESSION | RAYCHEM | RAYCHEM (AUSTRALIA) PTY LTD | EFSJ-EX65A | PHASING
000020316 | JOINT,ELECTRICAL POWER CABLE | 11 KV;HEATSHRINK;TRANSITION JOINT; 3 PHASE;FOR 300 SQ MM CU PLY/HDPE TO 185 SQ MM CU PLY/HDPE;C/W RFSM OUTER SEALING SLEEVE & BARRIED COMPRESSION | TECONN | TE CONNECTIVITY LTD | EPKJ-17C/3SB-3SB-AU02 | CURRENT
000020317 | JOINT,ELECTRICAL POWER CABLE | 11 KV;HEATSHRINK;TRANSITION JOINT; 3 PHASE;FOR 35 SQ MM AL XLPE/PVC/HDPE TO 16 SQ MM CU PLY/HDPE;C/W RFSM OUTER SEALING SLEEVE & BARRIED COMPRESSION | TECONN | TE CONNECTIVITY LTD | EFSJ-EX67A | STRATEGIC SPARE
000020318 | JOINT,ELECTRICAL POWER CABLE | 11kV, Transition Joint, Heatshrink, 3Ph, 35mm2 Al XPLE/PVC/HDPE to 25mm2 Cu PLY/HDPE c/w RFSM Outer Sealing Sleeve & Barried Compression Connectors | TECONN | TE CONNECTIVITY LTD | EFSJ-EX68A | CURRENT
000020319 | JOINT,ELECTRICAL POWER CABLE | 11 KV;HEATSHRINK;TRANSITION JOINT; 3 PHASE;FOR 35 SQ MM AL XLPE/PVC/HDPE TO 50 SQ MM AL PLY/SWS;C/W RFSM OUTER SEALING SLEEVE & BARRIED COMPRESSION | RAYCHEM | RAYCHEM (AUSTRALIA) PTY LTD | AUST-SQB-148 | PURCHASE AS REQUIRED
000020320 | JOINT,ELECTRICAL POWER CABLE | 11 KV;HEATSHRINK;TRANSITION JOINT; 3 PHASE;FOR 35 SQ MM AL XLPE/PVC/HDPE TO 95 SQ MM CU PLY/HDPE;C/W RFSM OUTER SEALING SLEEVE & BARRIED COMPRESSION | RAYCHEM | RAYCHEM (AUSTRALIA) PTY LTD | EFSJ-EX70A | PHASING
000020321 | JOINT,ELECTRICAL POWER CABLE | 11 KV;HEATSHRINK;TRANSITION JOINT; 3 PHASE;FOR 95 SQ MM AL XLPE/PVC/HDPE TO 25 SQ MM CU PLY/HDPE;C/W RFSM OUTER SEALING SLEEVE & BARRIED COMPRESSION | TECONN | TE CONNECTIVITY LTD | MXSU-12A/3XU-3SB-AU02 | CURRENT
000020322 | JOINT,ELECTRICAL POWER CABLE | 11 KV;HEATSHRINK;TRANSITION JOINT; 3 PHASE;FOR 95 SQ MM AL XLPE/PVC/HDPE TO 70 SQ MM CU PLY/SWS;C/W RFSM OUTER SEALING SLEEVE & BARRIED COMPRESSION | TECONN | TE CONNECTIVITY LTD | MXSU-12A/3XU-3SB-AU02 | CURRENT
000020323 | JOINT,ELECTRICAL POWER CABLE | 11 KV;HEATSHRINK;TRANSITION JOINT; 3 PHASE;FOR 95 SQ MM AL XLPE/PVC/HDPE TO 95 SQ MM CU PLY/HDPE;C/W RFSM OUTER SEALING SLEEVE & BARRIED COMPRESSION | TECONN | TE CONNECTIVITY LTD | MXSU-12B/3XU-3SB-AU02 | CURRENT
000020325 | JOINT,ELECTRICAL POWER CABLE | 11 KV;HEATSHRINK;TRANSITION JOINT; 3 PHASE;FOR 95 SQ MM AL XLPE/PVC/HDPE TO 185 SQ MM CU PLY/HDPE;C/W RFSM OUTER SEALING SLEEVE & BARRIED COMPRESSION | TECONN | TE CONNECTIVITY LTD | MXSU-12C/3XU-3SB-AU02 | CURRENT
000020326 | JOINT,ELECTRICAL POWER CABLE | 11 KV;HEATSHRINK;TRANSITION JOINT; 3 PHASE;FOR 240 SQ MM AL XLPE/PVC/HDPE TO 95 SQ MM CU PLY/HDPE;C/W RFSM OUTER SEALING SLEEVE & BARRIED COMPRESSION | TECONN | TE CONNECTIVITY LTD | MXSU-12C/3XU-3SB-AU02 | CURRENT
000020327 | JOINT,ELECTRICAL POWER CABLE | 11 KV;HEATSHRINK;TRANSITION JOINT; 3 PHASE;FOR 240 SQ MM AL XLPE/PVC/HDPE TO 120 SQ MM AL PLY/SW/PVC;C/W RFSM OUTER SEALING SLEEVE & BARRIED | TECONN | TE CONNECTIVITY LTD | MXSU-12C/3XU-3SB-AU02 | STRATEGIC SPARE
000020328 | JOINT,ELECTRICAL POWER CABLE | 11 KV;HEATSHRINK;TRANSITION JOINT; 3 PHASE;FOR 240 SQ MM AL XLPE/PVC/HDPE TO 150 SQ MM AL PLY/SW/PVC;C/W RFSM OUTER SEALING SLEEVE & BARRIED | TECONN | TE CONNECTIVITY LTD | MXSU-12C/3XU-3SB-AU02 | CURRENT
000020329 | JOINT,ELECTRICAL POWER CABLE | 11 KV;HEATSHRINK;TRANSITION JOINT; 3 PHASE;FOR 240 SQ MM AL XLPE/PVC/HDPE TO 161 SQ MM AL PLY/SWS;C/W RFSM OUTER SEALING SLEEVE & BARRIED COMPRESSION | TECONN | TE CONNECTIVITY LTD | MXSU-12C/3XU-3SB-AU02 | CURRENT
000020330 | JOINT,ELECTRICAL POWER CABLE | 11 KV;HEATSHRINK;TRANSITION JOINT; 3 PHASE;FOR 240 SQ MM AL XLPE/PVC/HDPE TO 185 SQ MM CU PLY/HDPE;C/W RFSM OUTER SEALING SLEEVE & BARRIED COMPRESSION | TECONN | TE CONNECTIVITY LTD | MXSU-12C/3XU-3SB-AU02 | CURRENT
000020331 | JOINT,ELECTRICAL POWER CABLE | 11 KV;HEATSHRINK;TRANSITION JOINT; 3 PHASE;FOR 185 SQ MM CU XLPE/PVC/HDPE TO 161 SQ MM CU PLY/SWS;C/W RFSM OUTER SEALING SLEEVE & BARRIED COMPRESSION | TECONN | TE CONNECTIVITY LTD | MXSU-12C/3XU-3SB-AU02 | CURRENT
000020332 | JOINT,ELECTRICAL POWER CABLE | 11 KV;HEATSHRINK;TRANSITION JOINT; 3 PHASE;FOR 185 SQ MM CU XLPE/PVC/HDPE TO 185 SQ MM CU PLY/HDPE;C/W RFSM OUTER SEALING SLEEVE & BARRIED COMPRESSION | TECONN | TE CONNECTIVITY LTD | MXSU-12C/3XU-3SB-AU02 | CURRENT
000020333 | JOINT,ELECTRICAL POWER CABLE | 11 KV;HEATSHRINK;TRANSITION JOINT; 3 PHASE;FOR 240 SQ MM CU XLPE/PVC/HDPE TO 185 SQ MM CU PLY/HDPE;C/W RFSM OUTER SEALING SLEEVE & BARRIED COMPRESSION | TECONN | TE CONNECTIVITY LTD | MXSU-12C/3XU-3SB-AU02 | CURRENT
000020334 | JOINT,ELECTRICAL POWER CABLE | 11 KV;HEATSHRINK;TRANSITION JOINT; 3 PHASE;FOR 25 SQ MM CU PLY/HDPE TO 95 SQ MM AL XLPE/HDPE;C/W RFSM OUTER SEALING SLEEVE & BARRIED COMPRESSION | RAYCHEM | RAYCHEM (AUSTRALIA) PTY LTD | EFSJ-EX86A | STRATEGIC SPARE
000020335 | JOINT,ELECTRICAL POWER CABLE | 11 KV;HEATSHRINK;TRANSITION JOINT; 3 PHASE;FOR 95 SQ MM CU PLY/HDPE TO 35 SQ MM AL XLPE/HDPE;C/W RFSM OUTER SEALING SLEEVE & BARRIED COMPRESSION | RAYCHEM | RAYCHEM (AUSTRALIA) PTY LTD | EFSJ-EX87A | STRATEGIC SPARE
000020336 | JOINT,ELECTRICAL POWER CABLE | 11 KV;HEATSHRINK;TRANSITION JOINT; 3 PHASE;FOR 185 SQ MM CU PLY/HDPE TO 240 SQ MM CU PLY/HDPE;C/W RFSM OUTER SEALING SLEEVE & BARRIED COMPRESSION | TECONN | TE CONNECTIVITY LTD | MXSU-12C/3XU-3SB-AU02 | STRATEGIC SPARE
000020337 | JOINT,ELECTRICAL POWER CABLE | 11 KV;HEATSHRINK;TRANSITION JOINT; 3 PHASE;FOR 185 SQ MM CU PLY/HDPE TO 300 SQ MM CU PLY/HDPE;C/W RFSM OUTER SEALING SLEEVE & BARRIED COMPRESSION | RAYCHEM | RAYCHEM (AUSTRALIA) PTY LTD | EFSJ-EX89A | PHASING
000020338 | JOINT,ELECTRICAL POWER CABLE | 11 KV;HEATSHRINK;STRAIGHT JOINT;3 PHASE; FOR 240 SQ MM CU PLY/HDPE;C/W RFSM OUTER SEALING SLEEVE & BARRIED COMPRESSION CONNECTORS;PACK OF 1, | TECONN | TE CONNECTIVITY LTD | EPKJ-17C/3SB-3SB-AU02 | CURRENT
000020339 | JOINT,ELECTRICAL POWER CABLE | 11 KV;HEATSHRINK;TRANSITION JOINT; 3 PHASE;FOR 240 SQ MM CU PLY/HDPE TO 95 SQ MM AL XLPE/HDPE;C/W RFSM OUTER SEALING SLEEVE & BARRIED COMPRESSION | TECONN | TE CONNECTIVITY LTD | MXSU-12C/3XU-3SB-AU02 | CURRENT
000020340 | JOINT,ELECTRICAL POWER CABLE | 11 KV;HEATSHRINK;TRANSITION JOINT; 3 PHASE;FOR 300 SQ MM CU PLY/HDPE TO 240 SQ MM CU PLY/HDPE;C/W RFSM OUTER SEALING SLEEVE & BARRIED COMPRESSION | TECONN | TE CONNECTIVITY LTD | EPKJ-17C/3SB-3SB-AU02 | CURRENT
000020341 | JOINT,ELECTRICAL POWER CABLE | 11 KV;HEATSHRINK;STRAIGHT JOINT;3 PHASE; FOR 300 SQ MM CU PLY/HDPE;C/W RFSM OUTER SEALING SLEEVE & BARRIED COMPRESSION CONNECTORS;PACK OF 1, | TECONN | TE CONNECTIVITY LTD | EFSJ-EX94A | CURRENT
000020342 | JOINT,ELECTRICAL POWER CABLE | 11 KV;HEATSHRINK;TRANSITION JOINT; 3 PHASE;FOR 300 SQ MM CU PLY/HDPE TO 300 SQ MM AL PLY/PVC;C/W RFSM OUTER SEALING SLEEVE & BARRIED COMPRESSION | TECONN | TE CONNECTIVITY LTD | EPKJ-17C/3SB-3SB-AU02 | PURCHASE AS REQUIRED
000020343 | JOINT,ELECTRICAL POWER CABLE | 11 KV;HEATSHRINK;STRAIGHT JOINT;3 PHASE; FOR 400 SQ MM CU PLY/SWS;C/W RFSM OUTER SEALING SLEEVE & BARRIED COMPRESSION CONNECTORS;PACK OF 1,PACK WEIGHT 10.5 KG | TECONN | TE CONNECTIVITY LTD | EPKJ-17C/3SB-3SB-AU02 | CURRENT
000020344 | JOINT,ELECTRICAL POWER CABLE | 11 KV;HEATSHRINK;STRAIGHT JOINT;3 PHASE; RANGE 25 SQMM TO 95 SQMM AL-AL XLPE/HDPE CABLE;INCLUDING HVABC;C/W WCSM TUBULAR SEALING SLEEVE & SHEAR BOLT CONNECTORS; | JBJOINT | JB JOINTING SUPPLIES PTY LTD | 11-25/95-XL/XL-3C/3C-J | CURRENT
000020344 | JOINT,ELECTRICAL POWER CABLE | 11 KV;HEATSHRINK;STRAIGHT JOINT;3 PHASE; RANGE 25 SQMM TO 95 SQMM AL-AL XLPE/HDPE CABLE;INCLUDING HVABC;C/W WCSM TUBULAR SEALING SLEEVE & SHEAR BOLT CONNECTORS; | SICAME | SICAME AUSTRALIA PTY LTD | HSJ-11-X1-2595-EQ1 | CURRENT
000020344 | JOINT,ELECTRICAL POWER CABLE | 11 KV;HEATSHRINK;STRAIGHT JOINT;3 PHASE; RANGE 25 SQMM TO 95 SQMM AL-AL XLPE/HDPE CABLE;INCLUDING HVABC;C/W WCSM TUBULAR SEALING SLEEVE & SHEAR BOLT CONNECTORS; | STREAM | STREAMLINED ENERGY PTY LTD | SEE.11HJ33.1202C.EN | CURRENT
000020344 | JOINT,ELECTRICAL POWER CABLE | 11 KV;HEATSHRINK;STRAIGHT JOINT;3 PHASE; RANGE 25 SQMM TO 95 SQMM AL-AL XLPE/HDPE CABLE;INCLUDING HVABC;C/W WCSM TUBULAR SEALING SLEEVE & SHEAR BOLT CONNECTORS; | ABB | ABB FAN PTY LTD | SOJ 121-R3-35 | CURRENT
000020347 | JOINT,ELECTRICAL POWER CABLE | 11 KV;HEATSHRINK;TRANSITION JOINT; 3 PHASE;FOR 240 SQ MM AL XLPE/HDPE TO 240 SQ MM CU PLY/HDPE;C/W RFSM OUTER SEALING SLEEVE & BARRIED COMPRESSION | TECONN | TE CONNECTIVITY LTD | MXSU-12D/3XU-3SB-AU02 | CURRENT
000020348 | JOINT,ELECTRICAL POWER CABLE | 11 KV;HEATSHRINK;TRANSITION JOINT; 3 PHASE;FOR 240 SQ MM AL XLPE/HDPE TO 300 SQ MM CU PLY/HDPE;C/W RFSM OUTER SEALING SLEEVE & BARRIED COMPRESSION | TECONN | TE CONNECTIVITY LTD | MXSU-12E/3XU-3SB-AU02 | CURRENT
000020349 | JOINT,ELECTRICAL POWER CABLE | 11 KV;HEATSHRINK;TRANSITION JOINT; 3 PHASE;FOR 240 SQ MM AL XLPE/HDPE TO 300 SQ MM AL PLY/PVC;C/W RFSM OUTER SEALING SLEEVE & BARRIED COMPRESSION | TECONN | TE CONNECTIVITY LTD | MXSU-12E/3XU-3SB-AU02 | CURRENT
000020350 | JOINT,ELECTRICAL POWER CABLE | 11 KV;HEATSHRINK;TRANSITION JOINT; 3 PHASE;FOR 185 SQ MM CU XLPE/HDPE TO 240 SQ MM CU PLY/HDPE;C/W RFSM OUTER SEALING SLEEVE & BARRIED COMPRESSION | TECONN | TE CONNECTIVITY LTD | MXSU-12D/3XU-3SB-AU02 | STRATEGIC SPARE
000020351 | JOINT,ELECTRICAL POWER CABLE | 11 KV;HEATSHRINK;TRANSITION JOINT; 3 PHASE;FOR 185 SQ MM CU XLPE/HDPE TO 300 SQ MM CU PLY/HDPE;C/W RFSM OUTER SEALING SLEEVE & BARRIED COMPRESSION | TECONN | TE CONNECTIVITY LTD | MXSU-12E/3XU-3SB-AU02 | CURRENT
000020353 | JOINT,ELECTRICAL POWER CABLE | 11 KV;HEATSHRINK;TRANSITION JOINT; 3 PHASE;FOR 240 SQ MM CU XLPE/HDPE TO 240 SQ MM CU PLY/HDPE;C/W RFSM OUTER SEALING SLEEVE & BARRIED COMPRESSION | TECONN | TE CONNECTIVITY LTD | MXSU-12D/3XU-3SB-AU02 | CURRENT
000020354 | JOINT,ELECTRICAL POWER CABLE | 11 KV;HEATSHRINK;TRANSITION JOINT; 3 PHASE;FOR 240 SQ MM CU XLPE/HDPE TO 258 SQ MM AL PLY/PVC;C/W RFSM OUTER SEALING SLEEVE & BARRIED COMPRESSION | TECONN | TE CONNECTIVITY LTD | MXSU-12E/3XU-3SB-AU02 | CURRENT
000020355 | JOINT,ELECTRICAL POWER CABLE | 11 KV;HEATSHRINK;TRANSITION JOINT; 3 PHASE;FOR 240 SQ MM CU XLPE/HDPE TO 300 SQ MM CU PLY/HDPE;C/W RSFM OUTER SEALING SLEEVE & BARRIED COMPRESSION | TECONN | TE CONNECTIVITY LTD | MXSU-12E/3XU-3SB-AU02 | STRATEGIC SPARE
000020356 | JOINT,ELECTRICAL POWER CABLE | 11 KV;HEATSHRINK;TRANSITION JOINT; 3 PHASE;FOR 240 SQ MM CU XLPE/HDPE TO 300 SQ MM AL PLY/PVC;C/W RSFM OUTER SEALING SLEEVE & BARRIED COMPRESSION | TECONN | TE CONNECTIVITY LTD | MXSU-12E/3XU-3SB-AU02 | CURRENT
000020463 | JOINT,ELECTRICAL POWER CABLE | 11 KV;HEATSHRINK;TRANSITION JOINT; 3 PHASE;FOR 240 SQ MM CU XLPE/PVC/HDPE TO 161 SQ MM CU PLY/SWS;C/W RFSM OUTER SEALING SLEEVE & BARRIED COMPRESSION | TECONN | TE CONNECTIVITY LTD | MXSU-12C/3XU-3SB-AU02 | CURRENT
000020467 | JOINT,ELECTRICAL POWER CABLE | 11 KV;HEATSHRINK;TRANSITION JOINT; 3 PHASE;FOR 185 SQ MM CU XPLE/HDPE TO 258 SQ MM AL PLY/PVC;C/W RFSM OUTER SEALING SLEEVE & BARRIED COMPRESSION | TECONN | TE CONNECTIVITY LTD | MXSU-12E/3XU-3SB-AU02 | PURCHASE AS REQUIRED
000020464 | JOINT,ELECTRICAL POWER CABLE | 11 KV;HEATSHRINK;TRANSITION JOINT; 3 PHASE;FOR 25 SQ MM CU PLY/HDPE TO 35 SQ MM AL XLPE/HDPE;C/W RFSM OUTER SEALING SLEEVE & BARRIED COMPRESSION | RAYCHEM | RAYCHEM (AUSTRALIA) PTY LTD | EFSJ-EX85A | CURRENT
000020465 | JOINT,ELECTRICAL POWER CABLE | 11 KV;HEATSHRINK;TRANSITION JOINT; 3 PHASE;FOR 185 SQ MM CU PLY/HDPE TO 300 SQ MM AL PLY/PVC;C/W RFSM OUTER SEALING SLEEVE & BARRIED COMPRESSION | TECONN | TE CONNECTIVITY LTD | EPKJ-17C/3SB-3SB-AU02 | CURRENT
000021324 | BRAID,WIRE | FLEXIBLE;TINNED COPPER PIGTAIL;SIZE 7/3/50/0.25;EQUIV TO 51.6 SQ MM;100 M SPOOL; | CMI ELEC | CMI ELECTRICAL PRODUCTS GEEBUNG | CMI -HPT018 | PURCHASE AS REQUIRED
000021325 | NUT,PLAIN,HEXAGON | NYLON;M10 HEX NUT;FOR USE AS FIXING MEDIUM FOR PANELS IN OLD STYLE LINK PILLARS;REFER SC21328 FOR NYLON BOLT; BOX OF 100; | STATEWD | STATEWIDE FSTNERS & ENG SPLS PL | M10 NYLON HEX NUT | CURRENT
000021327 | NUT,PLAIN,HEXAGON | NYLON;M6 HEX NUT;FOR USE AS FIXING MEDIUM FOR PANELS IN OLD STYLE LINK PILLARS;REFER SC21328 FOR NYLON BOLT; BOX OF 100; | HOBSON | HOBSON ENGINEERING CO PTY LTD 393904 | NH66PCM06 | CURRENT
000021328 | SETSCREW | NYLON SETSCREW;HEX HD;M6;40 MM LG;FOR USE AS FIXING MEDIUM FOR PANELS IN OLD STYLE LINK PILLARS;REFER SC21325, SC21326 & SC21327 FOR NUT SPACERS;BOX | HOBSON | HOBSON ENGINEERING CO PTY LTD 393904 | BS66PCM060040 | CURRENT
000021329 | SIDE PANEL | STEEL;SIDE PANEL WITH MTG SCREWS;TO SUIT CUBICLE RACK FRAME;700 MM D X 2200 MM H;U/W SC21330;QUOTATION BRT104426.1 | RITTAL | RITTAL AUSTRALIA PTY LTD | XAU8107100 | CURRENT
000021329 | SIDE PANEL | STEEL;SIDE PANEL WITH MTG SCREWS;TO SUIT CUBICLE RACK FRAME;700 MM D X 2200 MM H;U/W SC21330;QUOTATION BRT104426.1 | NHP | NHP ELECTRICAL ENGINEERING | SPM2207RS | CURRENT
000021330 | CUBICLE,RACK FRAME. | STEEL;47ru 600MM x 700MM 19 INCH RACK FRAME AT FRONT;REAR DOOR;600 MM W,700 MM D,2200 MM H;C/W 100 MM PLINTH FITTED - SOLID FRONT AND BACK AND PLINTH | ERNTEC | ERNTEC PL | 3520948 | CURRENT
000021330 | CUBICLE,RACK FRAME. | STEEL;47ru 600MM x 700MM 19 INCH RACK FRAME AT FRONT;REAR DOOR;600 MM W,700 MM D,2200 MM H;C/W 100 MM PLINTH FITTED - SOLID FRONT AND BACK AND PLINTH | RITTAL | RITTAL AUSTRALIA PTY LTD | 7187709, 8106009 | CURRENT
000021330 | CUBICLE,RACK FRAME. | STEEL;47ru 600MM x 700MM 19 INCH RACK FRAME AT FRONT;REAR DOOR;600 MM W,700 MM D,2200 MM H;C/W 100 MM PLINTH FITTED - SOLID FRONT AND BACK AND PLINTH | NHP | NHP ELECTRICAL ENGINEERING | BRZ104434.1 | CURRENT
000020453 | JOINT,ELECTRICAL POWER CABLE | HEATSHRINK;LV TRANSITION JOINT;120 SQ MM 4 CORE AL XLPE/HDPE TO 70 SQ MM 3.5 CORE CU PLY/HDPE;C/W BARRIED COMPRESSION CONNECTORS;PACK OF 1,PACK WEIGHT 4 KG; | TECONN | TE CONNECTIVITY LTD | EPKJ-EX277 | CURRENT
000020575 | JOINT,ELECTRICAL POWER CABLE | 33 KV;STRAIGHT JOINT;HEATSHRINK;TO SUIT 800 SQ MM;1 CORE CU XLPE/LY/HDPE;C/W BARRIED COMPRESSION CONNECTORS; PACK OF 1,PACK WEIGHT 6 KG; | TECONN | TE CONNECTIVITY LTD | MXSU-6171-AU01 | CURRENT
000020346 | JOINT,ELECTRICAL POWER CABLE | 33 KV;TRANSITION JOINT;HEATSHRINK;800 SQ MM 1 CORE CU XLPE/LY/HDPE TO 630 SQ MM 1 CORE CU XLPE/LY/HDPE;C/W BARRIED COMPRESSION CONNECTORS;PACK OF 1, | TECONN | TE CONNECTIVITY LTD | EPKJ-EX326 | CURRENT
000020440 | JOINT,ELECTRICAL POWER CABLE | HEATSHRINK;LV TRANSITION JOINT;300 SQ MM AL PLY TO 240 SQ MM 4 CORE AL XLPE/HDPE; C/W BI-METAL BARRIED COMPRESSION CONNECTOR;PACK OF 1,PACK WEIGHT 5.5 KG; | TECONN | TE CONNECTIVITY LTD | EPKJ-EX245 | CURRENT
000020448 | JOINT,ELECTRICAL POWER CABLE | HEATSHRINK;LV TRANSITION JOINT;129 SQ MM AL CONSAC TO 120 SQ MM 4 CORE AL XLPE/ HDPE;C/W BARRIED COMPRESSION CONNECTOR;PACK OF 1,PACK WEIGHT 3.5 KG; | TECONN | TE CONNECTIVITY LTD | EPKJ-EX272 | CURRENT
000020450 | JOINT,ELECTRICAL POWER CABLE | HEATSHRINK;LV TRANSITION JOINT;129 SQ MM 4 CORE AL PLY/HDPE TO 120 SQ MM 4 CORE AL XLPE/HDPE;C/W BARRIED COMPRESSION CONNECTOR;PACK OF 1,PACK WEIGHT 4.5 KG; | TECONN | TE CONNECTIVITY LTD | EPKJ-EX274 | CURRENT
000020451 | JOINT,ELECTRICAL POWER CABLE | HEATSHRINK;LV TRANSITION JOINT;120 SQ MM 3 CORE AL XLPE/HDPE NEUTRAL SCR TO 70 SQ MM 3.5 CORE CU PLY/HDPE;C/W BARRIED COMPRESSION CONNECTOR;PACK OF 1,PACK | TECONN | TE CONNECTIVITY LTD | EPKJ-EX275 | CURRENT
000020452 | JOINT,ELECTRICAL POWER CABLE | HEATSHRINK;LV TRANSITION JOINT;120 SQ MM 3 CORE AL XLPE/HDPE NEUTRAL SCR TO 120 SQ MM 4 CORE AL XLPE/HDPE;C/W SHEAR BOLT CONNECTOR;PACK OF 1,PACK WEIGHT | TECONN | TE CONNECTIVITY LTD | EPKJ-EX416 | CURRENT
000020457 | JOINT,ELECTRICAL POWER CABLE | HEATSHRINK;STRAIGHT JOUNT;TO SUIT 25 SQ MM 4 CORE CU PLY/HDPE;C/W BARRIED COMPRESSION CONNECTORS;PACK OF 1, PACK WEIGHT 2.8 KG; | TECONN | TE CONNECTIVITY LTD | EPKJ-EX284 | STRATEGIC SPARE
000020458 | JOINT,ELECTRICAL POWER CABLE | HEATSHRINK;LV TRANSITION JOINT;16 SQ MM 4 CORE CU PLY/HDPE TO 16 SQ MM 4 CORE CU XLPE/PVC;C/W BARRIED COMPRESSION CONNECTORS;PACK OF 1,PACK WEIGHT 2.5 KG; | TECONN | TE CONNECTIVITY LTD | EPKJ-EX285 | CURRENT
000020508 | JOINT,ELECTRICAL POWER CABLE | HEATSHRINK;LV TRANSITION JOINT;300 SQ MM AL PLY TO 185 SQ MM 3.5 CORE CU XLPE/SWA HDPE;C/W BI-METAL BARRIED COMPRESSION CONNECTOR; | RAYCHEM | RAYCHEM (AUSTRALIA) PTY LTD | EPKJ-EX244 | PHASING
000020509 | JOINT,ELECTRICAL POWER CABLE | HEATSHRINK;LV TRANSITION JOINT;258 SQ MM AL PLY TO 185 SQ MM 3.5 CORE CU XLPE/ HDPE;C/W BI-METAL BARRIED COMPRESSION CONNECTOR; | RAYCHEM | RAYCHEM (AUSTRALIA) PTY LTD | EPKJ-EX246 | PHASING
000020510 | JOINT,ELECTRICAL POWER CABLE | HEATSHRINK;LV TRANSITION JOINT;258 SQ MM AL PLY TO 240 SQ MM 4 CORE AL XLPE/HDPE; C/W BI-METAL BARRIED COMPRESSION CONNECTOR;PACK OF 1,PACK WEIGHT 3.5 KG; | TECONN | TE CONNECTIVITY LTD | EPKJ-EX247 | CURRENT
000020511 | JOINT,ELECTRICAL POWER CABLE | HEATSHRINK;LV TRANSITION JOINT;240 SQ MM AL XLPE 3 CORE NEUTRAL SCR TO 185 SQ MM 3.5 CORE CU PLY/HDPE;C/W BI-METAL BARRIED COMPRESSION CONNECTOR;PACK OF 1, | TECONN | TE CONNECTIVITY LTD | EPKJ-EX248 | CURRENT
000020512 | JOINT,ELECTRICAL POWER CABLE | HEATSHRINK;LV TRANSITION JOINT;240 SQ MM AL XLPE 3 CORE NEUTRAL SCR TO 185 SQ MM 3.5 CORE CU XLPE/SWA/HDPE;C/W BI-METAL SHEAR BOLT CONNECTOR;PACK OF 1,PACK | TECONN | TE CONNECTIVITY LTD | EPKJ-EX249 | CURRENT
000020513 | JOINT,ELECTRICAL POWER CABLE | HEATSHRINK;LV TRANSITION JOINT;240 SQ MM AL XLPE 3 CORE NEUTRAL SCR TO 120 SQ MM 4 CORE XLPE/HDPE;C/W BI-METAL SHEAR BOLT CONNECTOR;PACK OF 1,PACK WEIGHT | TECONN | TE CONNECTIVITY LTD | EPKJ-EX250 | CURRENT
000020514 | JOINT,ELECTRICAL POWER CABLE | HEATSHRINK;LV TRANSITION JOINT;240 SQ MM 4 CORE AL XLPE/HDPE TO 185 SQ MM 3.5 CORE CU XLPE/SWA/HDPE;C/W BI-METAL SHEAR BOLT CONNECTOR; | RAYCHEM | RAYCHEM (AUSTRALIA) PTY LTD | EPKJ-EX253 | PHASING
000020515 | JOINT,ELECTRICAL POWER CABLE | HEATSHRINK;LV TRANSITION JOINT;240 SQ MM 4 CORE AL XLPE/HDPE TO 120 SQ MM 4 CORE AL XLPE/HDPE;C/W BI-METAL SHEAR BOLT CONNECTOR;PACK OF 1;PACK WEIGHT 3 KG; | TECONN | TE CONNECTIVITY LTD | EPKJ-EX254 | CURRENT
000020516 | JOINT,ELECTRICAL POWER CABLE | HEATSHRINK;LV TRANSITION JOINT;185 SQ MM 3.5 CORE CU PLY/HDPE TO 185 SQ MM 3.5 CORE CU XLPE/SWA/HDPE;C/W BARRIED COMPRESSION CONNECTOR; | RAYCHEM | RAYCHEM (AUSTRALIA) PTY LTD | EPKJ-EX258 | PHASING
000020523 | JOINT,ELECTRICAL POWER CABLE | HEATSHRINK;LV TRANSITION JOINT;161 SQ MM 3.5 CORE CU PLY/HDPE TO 185 SQ MM 3.5 CORE CU XLPE/SWA/HDPE;C/W BARRIED COMPRESSION CONNECTOR;PACK OF 1, | TECONN | TE CONNECTIVITY LTD | EPKJ-EX267 | CURRENT
000020526 | JOINT,ELECTRICAL POWER CABLE | HEATSHRINK;LV TRANSITION JOINT;150 SQ MM 3.5 CORE AL PLY/HDPE TO 120 SQ MM 4 CORE AL XLPE/HDPE;C/W BARRIED COMPRESSION CONNECTOR;PACK OF 1,PACK WEIGHT 3.5 KG; | TECONN | TE CONNECTIVITY LTD | EPKJ-EX270 | PURCHASE AS REQUIRED
000020527 | JOINT,ELECTRICAL POWER CABLE | HEATSHRINK;LV TRANSITION JOINT;129 SQ MM AL CONSAC TO 70 SQ MM 3.5 CORE CU PLY/ HDPE;C/WBARRIED COMPRESSION CONNECTOR;PACK OF 1,PACK WEIGHT 3.5 KG; | TECONN | TE CONNECTIVITY LTD | EPKJ-EX271 | CURRENT
000020528 | JOINT,ELECTRICAL POWER CABLE | HEATSHRINK;LV TRANSITION JOINT;120 SQ MM 4 CORE AL XLPE/HDPE TO 185 SQ MM 3.5 CORE CU XLPE/SWA/HDPE;C/W BI-METAL SHEAR BOLT CONNECTORS; | RAYCHEM | RAYCHEM (AUSTRALIA) PTY LTD | EPKJ-EX279 | CURRENT
000020529 | JOINT,ELECTRICAL POWER CABLE | HEATSHRINK;LV TRANSITION JOINT;70 SQ MM 3.5 CORE PLY/HDPE TO 120 SQ MM 4 CORE AL XLPE/HDPE;C/W BARRIED COMPRESSION CONNECTOR; | RAYCHEM | RAYCHEM (AUSTRALIA) PTY LTD | EPKJ-EX282 | PHASING
000020530 | JOINT,ELECTRICAL POWER CABLE | HEATSHRINK;LV TRANSITION JOINT;35 SQ MM AL CONSAC TO 25 SQ MM 4 CORE CU PLY/HDPE ;C/W BARRIED COMPRESSION CONNECTORS; PACK OF 1,PACK WEIGHT 3.5 KG; | TECONN | TE CONNECTIVITY LTD | EPKJ-EX283 | CURRENT
000020531 | JOINT,ELECTRICAL POWER CABLE | HEATSHRINK;LV STRAIGHT JOINT;TO SUIT 16 SQ MM 4 CORE CU XLPE/PVC;C/W BI-METAL SHEAR BOLT CONNECTORS;PACK OF 1,PACK WEIGHT 1.5 KG; | TECONN | TE CONNECTIVITY LTD | EPKJ-EX432 | CURRENT
000020544 | TERMINATION,ELECTRICAL POWER CABLE | TO SUIT 185 SQ MM 3.5 CORE CU PLY/HDPE & PLY/SWS;LV OUTDOOR TERMINATION; HEATSHRINK;C/W BI-METAL NARROW PALM SHEAR BOLT LUGS;PACK OF 1,PACK WEIGHT | RAYCHEM | RAYCHEM (AUSTRALIA) PTY LTD | EPKT-EX303 | CURRENT
000020545 | TERMINATION,ELECTRICAL POWER CABLE | TO SUIT 185 SQ MM 3.5 CORE CU PLY/HDPE & PLY/SWS;LV INDOOR TERMINATION; HEATSHRINK;C/W BI-METAL NARROW PALM SHEAR BOLT LUGS; | RAYCHEM | RAYCHEM (AUSTRALIA) PTY LTD | EPKT-EX304 | PHASING
000020548 | TERMINATION,ELECTRICAL POWER CABLE | TO SUIT 25-70 SQ MM 4 CORE CU PLY/HDPE & PLY/SWS;LV INDOOR & OUTDOOR TERMINATION;HEATSHRINKLC/W BI-METAL NARROW PALM SHEAR BOLT LUGS;PACK OF | TECONN | TE CONNECTIVITY LTD | EPKT-EX307 | CURRENT
000020553 | TERMINATION,ELECTRICAL POWER CABLE | TO SUIT 16 SQ MM 4 CORE CU PLY/SWS/LV INDOOR TERMINATION;HEATSHRINK;C/W BI-METAL NARROW PALM SHEAR BOLT LUGS; PACK OF 1,PACK WEIGHT 0.6 KG; | TECONN | TE CONNECTIVITY LTD | EPKT-EX312 | CURRENT
000020554 | TERMINATION,ELECTRICAL POWER CABLE | TO SUIT 16 SQ MM 4 CORE CU XLPE/PVC;LV OUTDOOR TERMINATION;HEATSHRINK;C/W BI-METAL NARROW PALM SHEAR BOLT LUGS; PACK OF 1,PACK WEIGHT 0.8 KG; | TECONN | TE CONNECTIVITY LTD | EPKT-EX313 | CURRENT
000020555 | TERMINATION,ELECTRICAL POWER CABLE | TO SUIT 16 SQ MM 4 CORE CU XLPE/PVC;LV INDOOR TERMINATION;HEATSHRINK;C/W BI-METAL NARROW PALM SHEAR BOLT LUGS; | RAYCHEM | RAYCHEM (AUSTRALIA) PTY LTD | EPKT-EX314 | PHASING
000020560 | JOINT,ELECTRICAL POWER CABLE | 33 KV;TRANSITION JOINT;HEATSHRINK;161 SQ MM 3 CORE CU PLY (0.25 SQ IN HSL) TO 185 SQ MM 3 X 1 CORE CU XLPE/LY/HDPE;C/W BARRIED COMPRESSION CONNECTORS; | TECONN | TE CONNECTIVITY LTD | EPKJ-EX22 | STRATEGIC SPARE
000020561 | JOINT,ELECTRICAL POWER CABLE | 33 KV;TRANSITION JOINT;HEATSHRINK;161 SQ MM 3 CORE CU PLY (0.25 SQ HSL) TO 630 SQ MM 3 X 1 CORE CU XLPE/LY/HDPE;C/W BARRIED COMPRESSION CONNECTORS; | TECONN | TE CONNECTIVITY LTD | EPKJ-EX23 | CURRENT
000020562 | JOINT,ELECTRICAL POWER CABLE | 33 KV;TRANSITION JOINT;HEATSHRINK;185 SQ MM 1 CORE CU PLY/HDPE TO 185 SQ MM 1 CORE CU XLPE/LY/HDPE;C/W BARRIED COMPRESSION CONNECTORS;PACK OF 1, | TECONN | TE CONNECTIVITY LTD | EPKJ-EX24 | CURRENT
000020563 | JOINT,ELECTRICAL POWER CABLE | 33 KV;TRANSITION JOINT;HEATSHRINK;185 SQ MM 1 CORE CU PLY/HDPE TO 400 SQ MM 1 CORE CU XLPE/LY/HDPE;C/W BARRIED COMPRESSION CONNECTORS;PACK OF 1, | TECONN | TE CONNECTIVITY LTD | EPKJ-EX25 | CURRENT
000020564 | JOINT,ELECTRICAL POWER CABLE | 33 KV;TRANSITION JOINT;HEATSHRINK185 SQ MM 1 CORE CU PLY/HDPE TO 630 SQ MM 1 CORE CU XLPE/LY/HDPE;C/W BARRIED COMPRESSION CONNECTORS;PACK OF 1, | TECONN | TE CONNECTIVITY LTD | EPKJ-EX26 | PURCHASE AS REQUIRED
000020565 | JOINT,ELECTRICAL POWER CABLE | 33 KV;TRANSITION JOINT;HEATSHRINK;400 SQ MM 1 CORE CU PLY/HDPE TO 400 SQ MM 1 CORE CU XLPE/LY/HDPE;C/W BARRIED COMPRESSION CONNECTORS;PACK OF 1, | TECONN | TE CONNECTIVITY LTD | EPKJ-EX27 | CURRENT
000020567 | JOINT,ELECTRICAL POWER CABLE | 33 KV;TRANSITION JOINT;HEATSHRINK;500 SQ MM 1 CORE AL XLPE/HDPE TO 630 SQ MM 1 CORE CU XLPE/LY/HDPE;C/W BARRIED COMPRESSION CONNECTORS;PACK OF 1, | TECONN | TE CONNECTIVITY LTD | EPKJ-EX29 | CURRENT
000020569 | JOINT,ELECTRICAL POWER CABLE | 33 KV;STRAIGHT JOINT;HEATSHRINK;TO SUIT 185 SQ MM 1 CORE CU XLPE/LY/HDPE;C/W BARRIED COMPRESSION CONNECTORS; PACK OF 1,PACK WEIGHT 6KG; | TECONN | TE CONNECTIVITY LTD | EPKJ-EX31 | CURRENT
000020570 | JOINT,ELECTRICAL POWER CABLE | 33 KV;STRAIGHT JOINT;HEATSHRINK;TO SUIT 400 SQ MM 1 CORE CU XLPE/LY/HDPE;C/W BARRIED COMPRESSION CONNECTORS; PACK OF 1,PACK WEIGHT 6KG; | TECONN | TE CONNECTIVITY LTD | EPKJ-EX32 | CURRENT
000020571 | JOINT,ELECTRICAL POWER CABLE | 33 KV;TRANSITION JOINT;HEATSHRINK;400 SQ MM 1 CORE CU XLPE/LY/HDPE TO 630 SQ MM 1 CORE CU XLPE/LY/HDPE;C/W BARRIED COMPRESSION CONNECTORS;PACK OF 1, | TECONN | TE CONNECTIVITY LTD | EPKJ-EX33 | CURRENT
000020572 | JOINT,ELECTRICAL POWER CABLE | 11 KV;TRANSITION JOINT;HEATSHRINK;33 KV 630 SQ MM 3 X 1 CORE CU PLY/LY/HDPE TO 11 KV 300 SQ MM 3 CORE CU PLY/LY/HDPE; C/W BARRIED COMPRESSION CONNECTORS; | TECONN | TE CONNECTIVITY LTD | EPKJ-EX34-M | STRATEGIC SPARE
000020573 | JOINT,ELECTRICAL POWER CABLE | 11 KV;TRANSITION JOINT;HEATSHRINK;33 KV 630 SQ MM 3 X 1 CORE CU XLPE/LY/HDPE TO 11 KV 240 SQ MM 3 CORE CU XLPE/HDPE;C/W BARRIED COMPRESSION CONNECTORS; | TECONN | TE CONNECTIVITY LTD | EPKJ-EX35-M | CURRENT
000020566 | JOINT,ELECTRICAL POWER CABLE | 11 KV;HEATSHRINK;STRAIGHT JOINT;SINGLE PHASE;FOR 630 SQ MM CU XLPE/HDPE; C/W WCSM TUBULAR SEALING SLEEVE & SHEAR BOLT CONNECTORS;PACK OF 1, | STREAM | STREAMLINED ENERGY PTY LTD | SEE.11HJ11.1205C.EN | CURRENT
000020566 | JOINT,ELECTRICAL POWER CABLE | 11 KV;HEATSHRINK;STRAIGHT JOINT;SINGLE PHASE;FOR 630 SQ MM CU XLPE/HDPE; C/W WCSM TUBULAR SEALING SLEEVE & SHEAR BOLT CONNECTORS;PACK OF 1, | TECONN | TE CONNECTIVITY LTD | MXSU-3161 | CURRENT
000020566 | JOINT,ELECTRICAL POWER CABLE | 11 KV;HEATSHRINK;STRAIGHT JOINT;SINGLE PHASE;FOR 630 SQ MM CU XLPE/HDPE; C/W WCSM TUBULAR SEALING SLEEVE & SHEAR BOLT CONNECTORS;PACK OF 1, | ABB | ABB FAN PTY LTD | SOJ 125R3-630 | CURRENT
000020568 | JOINT,ELECTRICAL POWER CABLE | 11 KV;HEATSHRINK;TRANSITION JOINT; SINGLE PHASE;FOR 800 SQ MM CU XLPE/ HDPE TO 630 SQ MM CU XLPE/HDPE;C/W WCSM TUBULAR SEALING SLEEVE & SHEAR BOLT | STREAM | STREAMLINED ENERGY PTY LTD | SEE.11HJ11.1255C.EN | STRATEGIC SPARE
000020568 | JOINT,ELECTRICAL POWER CABLE | 11 KV;HEATSHRINK;TRANSITION JOINT; SINGLE PHASE;FOR 800 SQ MM CU XLPE/ HDPE TO 630 SQ MM CU XLPE/HDPE;C/W WCSM TUBULAR SEALING SLEEVE & SHEAR BOLT | TECONN | TE CONNECTIVITY LTD | MXSU-3171-T8-AU01 | STRATEGIC SPARE
000020584 | JOINT,ELECTRICAL POWER CABLE | 11 KV;HEATSHRINK;STRAIGHT JOINT;SINGLE PHASE;FOR 800 SQ MM CU XLPE/HDPE; C/W WCSM TUBULAR SEALING SLEEVE & SHEAR BOLT CONNECTORS;PACK OF 1, | STREAM | STREAMLINED ENERGY PTY LTD | SEE.11HJ11.1255C.EN | STRATEGIC SPARE
000020584 | JOINT,ELECTRICAL POWER CABLE | 11 KV;HEATSHRINK;STRAIGHT JOINT;SINGLE PHASE;FOR 800 SQ MM CU XLPE/HDPE; C/W WCSM TUBULAR SEALING SLEEVE & SHEAR BOLT CONNECTORS;PACK OF 1, | TECONN | TE CONNECTIVITY LTD | MXSU-3171 | STRATEGIC SPARE
000020586 | JOINT,ELECTRICAL POWER CABLE | 11 KV;HEATSHRINK;TRANSITION JOINT; SINGLE PHASE;FOR 630 SQ MM CU XLPE /CWS/HDPE 11 KV CABLE TO 630 SQ MM CU XLPE/LY/HDPE 33 KV CABLE;C/W WCSM | TECONN | TE CONNECTIVITY LTD | MXSU-5161 | STRATEGIC SPARE
000021337 | CONVERTER | ETHERNET TO FIBRE OPTIC CONVERTER; 10 BASE TX & 100 BASE FX FIBRE PORT; ST TYPE CONNECTOR; | ADVANTEC | ADVANTECH AUSTRALIA PTY LTD | ADAM-6541/ST/AE | CURRENT
000021338 | SWITCH,ETHERNET | ETHERNET SWITCH;C/W 4, 10/100 BASE TX PORTS;100 BASE FX FIBRE PORT; | ADVANTEC | ADVANTECH AUSTRALIA PTY LTD | ADAM-6521-BE | CURRENT
000021341 | CLOTH,CLEANING | KIT CONTAINS 1 X NON-LINTING TOWEL FOR BUFFING LIVE LINE TOOLS (BUFFING WIPE); 1 X DISPOSABLE WAXING WIPE FOR PROTECT HOT STICK BOOMS; 72 KT PER BOX; | ADAPT | ADAPT AUSTRALIA PTY LTD | W-1 | CURRENT
000021342 | CLOTH,CLEANING | DISPOSABLE WIPE;FOR DAILY CLEANING; WIPE LEAVES A THIN WATER REPELLENT COATING;USE ON EWP'S;BOX OF 144;REFER WORK PRACTICE 9470-A4; | ADAPT | ADAPT AUSTRALIA PTY LTD | S-1 | CURRENT
000021343 | CLOTH,CLEANING | WATER SOLVENT WIPE;FOR HEAVY DUTY CLEANING;REMOVES GREASE & GRIME FROM BOOMS;CLEANER FOR EWP'S;BOX OF 24;REFER WORK PRACTICE 9470-A4; | TEN | THE ENERGY NETWORK | B-1 | CURRENT
000021345 | CLAMP,ELECTRICAL | INSULATING SPRING LOADED CLAMP;C/W RUBBER CONTACTS IN HEADPIECE;160 MM LG X 40 MM OPENING;1000 V;RATED TO IEC 60900-2004; | THEWMCAN | TMAC THEW & MCCANN GROUP | TM10361 | CURRENT
000021345 | CLAMP,ELECTRICAL | INSULATING SPRING LOADED CLAMP;C/W RUBBER CONTACTS IN HEADPIECE;160 MM LG X 40 MM OPENING;1000 V;RATED TO IEC 60900-2004; | AMPLITUD | AMPLITUDE PTY LTD - 396777 | 120050 | CURRENT
000020300 | JOINT,ELECTRICAL POWER CABLE | 11 KV;STRAIGHT JOINT;HEATSHRINK;3 PHASE; FOR 25 SQ MM CU PLY/HDPE;C/W RFSM OUTER SEALING SLEEVE & BARRIED COMPRESSION CONNECTORS;PACK OF 1, | TECONN | TE CONNECTIVITY LTD | EFSJ-EX50A | CURRENT
000020301 | JOINT,ELECTRICAL POWER CABLE | 11 KV;TRANSITION JOINT;HEATSHRINK; 3 PHASE;FOR 25 SQ MM CU PLY/HDPE TO 95 SQ MM CU PLY/HDPE;C/W RFSM OUTER SEALING SLEEVE & BARRIED COMPRESSION | RAYCHEM | RAYCHEM (AUSTRALIA) PTY LTD | EFSJ-EX51A | CURRENT
000021346 | LADEL | DOUBLE LIPPED;100 MM DIA PLATED STEEL BOWL;HEAT RESISTANT NYLON HANDLE; 340 MM LG; | HYLEC | HYLEC PTY LTD | 100 MM | PURCHASE AS REQUIRED
000021346 | LADEL | DOUBLE LIPPED;100 MM DIA PLATED STEEL BOWL;HEAT RESISTANT NYLON HANDLE; 340 MM LG; | THEWMCAN | TMAC THEW & MCCANN GROUP | 100 MM | PURCHASE AS REQUIRED
000021347 | LADEL | DOUBLE LIPPED;125 MM DIA PLATED STEEL BOWL;HEAT RESISTANT NYLON HANDLE; 360 MM LG; | THEWMCAN | TMAC THEW & MCCANN GROUP | 125 MM BOWL | PURCHASE AS REQUIRED
000020324 | JOINT,ELECTRICAL POWER CABLE | 11 KV;TRANSITION JOINT;HEATSHRINK; 3 PHASE;FOR 95 SQ MM AL XLPE/PVC/HDPE TO 120 SQ MM AL PLY/SW/PVC;C/W RFSM OUTER SEALING SLEEVE & BARRIED COMPRESSION | TECONN | TE CONNECTIVITY LTD | MXSU-12B/3XU-3SB-AU02 | CURRENT
000020466 | JOINT,ELECTRICAL POWER CABLE | 11 KV;TRANSITION JOINT;HEATSHRINK; 3 PHASE;FOR 240 SQ MM AL XLPE/HDPE TO 258 SQ MM AL PLY/PVC;C/W RFSM OUTER SEALING SLEEVE & BARRIED COMPRESSION | TECONN | TE CONNECTIVITY LTD | MXSU-12E/3XU-3SB-AU02 | CURRENT
000020468 | JOINT,ELECTRICAL POWER CABLE | 11 KV;TRANSITION JOINT;HEATSHRINK; 3 PHASE;FOR 185 SQ MM CU XLPE/HDPE TO 300 SQ MM AL PLY/PVC;C/W RFSM OUTER SEALING SLEEVE & BARRIED COMPRESSION | TECONN | TE CONNECTIVITY LTD | MXSU-12E/3XU-3SB-AU02 | CURRENT
000021349 | LUBRICATING OIL,HYDRAULIC | ISO VG 68, Mineral Base Hydraulic Fluid, General Purpose, 205L Drum | CASTROL | CASTROL | 4103467 | CURRENT
000021349 | LUBRICATING OIL,HYDRAULIC | ISO VG 68, Mineral Base Hydraulic Fluid, General Purpose, 205L Drum | CALTEX | CALTEX | RANDO HD 68 | CURRENT
000021349 | LUBRICATING OIL,HYDRAULIC | ISO VG 68, Mineral Base Hydraulic Fluid, General Purpose, 205L Drum | CASTROL | CASTROL | HYSPIN AWH 68 | CURRENT
000021350 | WASHER,FLAT | TINNED COPPER;SPACER WASHER;38 MM DIA X 30 MM THICK;12 MM CLEARANCE HOLE;A PHASE CONNECTION OF CABLE TERM; SAFELINK TOP ENTRY | ERGON | ERGON ENERGY | SPACER WASHER 30MM | CURRENT
000021351 | WASHER,FLAT | TINNED COPPER;SPACER WASHER;38 MM DIA X 6 MM THICK;12 MM CLEARANCE HOLE;B & C PHASE CONECTION OF CABLE TERM;SAFELINK TOP ENTRY | ERGON | ERGON ENERGY | SPACER WASHER 6MM | PURCHASE AS REQUIRED
000020546 | TERMINATION,ELECTRICAL POWER CABLE | INDOOR & OUTDOOR TERMINATION;SUIT 4 CORE CABLE;35-150 SQ MM XLPE/PVC STRANDED OR SOLID CONDUCTOR;HEATSHRINK; C/W TINNED SHEAR BOLT LUGS(NARROW PALM); | TECONN | TE CONNECTIVITY LTD | EPKT-EX305 | CURRENT
000021352 | CROSSARM,METAL | STEEL;RHS GALV;5100 MM LG;150 MM X 100 MM X 4 MM THK;TRANSMISSION DOUBLE CROSSARM;STRAPPED SET OF 2; | ERGON | ERGON ENERGY | 11428 A2 01 REV F | CURRENT
000021353 | CROSSARM,METAL | STEEL;RHS GALV;2600 MM LG;150 MM X 100 MM X 4 MM THK;TRANSMISSION DOUBLE CROSSARM; | ERGON | ERGON ENERGY | DRAWING 11430-A2-01 AMT B | PURCHASE AS REQUIRED
000021355 | SWITCHBOARD,LV | LV SWITCHBOARD;SQUARE PMT'S; ASSEMBLIES ARE CONFIGURED (L TO R); SUIT 315 KVA UNITS;1 X TRANSFORMER SWITCH- DISCONNECTOR;1 X 630 AMP | WEBER | WEBER SOUTH PACIFIC PTY LTD | 315 KVA LV BOARD-VF114063-EE3 | STRATEGIC SPARE
000021356 | SWITCHBOARD,LV | LV SWITCHBOARD;SQUARE PMT'S; ASSEMBLIES ARE CONFIGURED (L TO R); SUIT 500 KVA UNITS;1 X TRANSFORMER SWITCH- DISCONNECTOR;1 X 630 AMP; | WEBER | WEBER SOUTH PACIFIC PTY LTD | 500 KVA LV BOARD-VF114093-EE5 | STRATEGIC SPARE
000021357 | SWITCHBOARD,LV | LV SWITCHBOARD;SQUARE PMT'S; ASSEMBLIES ARE CONFIGURED (L TO R); SUIT 750 KVA UNITS;1 X TRANSFORMER SWITCH -DISCONNECTOR;4 X 630 AMP | WEBER | WEBER SOUTH PACIFIC PTY LTD | 750 KVA LV BOARD-VF124123-EE7 | MAINTENANCE STOCK
000021358 | SWITCHBOARD,LV | LV SWITCHBOARD;SQUARE PMT'S; ASSEMBLIES ARE CONFIGURED (L TO R); SUIT 1000 KVA UNITS;1 X TRANSFORMER SWITCH-DISCONNECTOR;4 X SPACE FOR | WEBER | WEBER SOUTH PACIFIC PTY LTD | 1000 KVA LV BOARD-VF124163EE10 | PURCHASE AS REQUIRED
000021340 | ANTENNA | 915 TO 928 MHZ; OMNI DIRECTIONAL VERTICALLY POLARISED ISM ANTENNA; 8.1 DBD GAIN;< 1.5:1 VSWR;WHITE FIBREGLASS;TAPPERED RADOME & | RFIND | RF INDUSTRIES | COL1799-VA1 | CURRENT
000021340 | ANTENNA | 915 TO 928 MHZ; OMNI DIRECTIONAL VERTICALLY POLARISED ISM ANTENNA; 8.1 DBD GAIN;< 1.5:1 VSWR;WHITE FIBREGLASS;TAPPERED RADOME & | COMWIDE | COMWIDE | 024705 | CURRENT
000021359 | SWEATBAND,HEADWEAR | SHEEP SKIN SWEATBAND;U/W SAFETY HELMET/CAPS SC01991 & SC14294;PACK OF 10; | ATOMSUPP | ATOM SUPPLY | 1436002 | CURRENT
000021359 | SWEATBAND,HEADWEAR | SHEEP SKIN SWEATBAND;U/W SAFETY HELMET/CAPS SC01991 & SC14294;PACK OF 10; | BLKWOODS | J BLACKWOOD & SON LTD | 00372096/HXSBW | CURRENT
000021359 | SWEATBAND,HEADWEAR | SHEEP SKIN SWEATBAND;U/W SAFETY HELMET/CAPS SC01991 & SC14294;PACK OF 10; | PROTECTR |  | 0037 2096 TUFF MASTER HXSBW | CURRENT
000021361 | STRAPPING | POLYPROPYLENE;19 MM W;1000 M LG HD; BLACK;U/W POLY STRAP TENSIONER;USED FOR TIEDOWN 110 KV U/G CONDUITS;REFER SC21362 TENSIONER & SC15289 METAL BUCKLE | PROMARK | PROMARK PACKAGING PTY LTD GEEBUNG | LP1910BK | CURRENT
000021362 | TENSIONER,POLY STRAP | ROUND TENSIONER FOR 19 MM STRAPPING; UP TO 19 MM TST 30 ER ROUND PACK; USED FOR TIEDOWN OF 110 KV CONDUITS; REFER SC21361 FOR STRAPPING; | PROMARK | PROMARK PACKAGING PTY LTD GEEBUNG | DAB 603 | PURCHASE AS REQUIRED
000021362 | TENSIONER,POLY STRAP | ROUND TENSIONER FOR 19 MM STRAPPING; UP TO 19 MM TST 30 ER ROUND PACK; USED FOR TIEDOWN OF 110 KV CONDUITS; REFER SC21361 FOR STRAPPING; | PROMARK | PROMARK PACKAGING PTY LTD GEEBUNG | DC6006 | PURCHASE AS REQUIRED
000021364 | FLAG,SAFETY | Bunting, Type 3, Green Flags 200 x 240mm c/w 'Construction Site' every 5th Flag, Black Text 12 x 30mm, Single Side Print, 4mm Dia PPL Rope, 30m Lg Roll | JAYBRO | JAYBRO CIVIL & SAFETY PRODUCTS | GREEN/21364 | CURRENT
000021365 | FLAG,SAFETY | Bunting, Type 4, Pink Flags 200 x 240mm c/w 'Live Exposed Parts' every 5th Flag, Black Text 12 x 30mm, Single Side Print, 4mm Dia PPL Rope, 30m Lg Roll | JAYBRO | JAYBRO CIVIL & SAFETY PRODUCTS | PINK/21365 | CURRENT
000021366 | FLAG,SAFETY | Bunting, Type 8, White Flags 170 x 250mm c/w 'Not Electrically Connected' every 5th Flag, Black Text 12 x 30mm, Single Side Print, 4mm PPL Rope, 30m Lg Roll | JAYBRO | JAYBRO CIVIL & SAFETY PRODUCTS | WHITE/21366 | CURRENT
000021317 | SIGN | THIS ABS HAS BEEN FITTED WITH BURIED EARTHING MAT AS PER ABS EARTHING IN THE OVERHEAD CONSTRUCTION MANUAL; ANODISED ALUMINIUM, BRONZED SILVER; | UES | UTILITY ENGRAVING & SIGNS | SIGN | CURRENT
000021368 | STAND. | PARKING STAND;FOR DEADBREAK STAND OFF PLUG;TYPE M400-SOP-B;REFER SC21370 FOR PLUG,INSULATOR; | ELASMOLD | ELASTIMOLD (MANUFACTURER) | 160-PS | PURCHASE AS REQUIRED
000021369 | CONNECTOR,ELECTRICAL | PFISTERER TYPE 2;SEPARABLE CONNECTORS; TO SUIT 33 KV,50 SQ MM XLPE CABLE;PACK OF 3; | INTERTEC | INTERTECH ENGINEERING PTY LTD | PFISTER 870-230-050 | STRATEGIC SPARE
000021370 | INSULATOR | PLUG TYPE;DEADBREAK BOLTED STAND OFF PLUG TYPE;M400-SOP-B;U/W M400TB DEADBREAK ELBOW & PARKING STAND 160PS; REFER SC21368 STAND & SC21371 ELBOW; | ELASMOLD | ELASTIMOLD (MANUFACTURER) | M400-SOP-B | PURCHASE AS REQUIRED
000021371 | CONNECTOR,CABLE,ELECTRICAL | 33 KV;DEADBREAK ELBOW TYPE;TO SUIT 33 KV ,50 SQ MM SINGLE CORE XLPE CABLE;C/W 1 X TEE CONNECTOR-400BT/G,1 X CABLE REDUCER-411 CA-22,1 X CLAMPING SCREW- | ELASMOLD | ELASTIMOLD (MANUFACTURER) | M400TB/G-22-50KM-12-1 | PURCHASE AS REQUIRED
000021372 | ROPE,FIBROUS | Double Braid Polyester 10mm Dia, Yellow Rope,100m Roll | DONAGHYS | DONAGHYS PTY LTD | RBRY10HAM | CURRENT
000021374 | CAP, PROTECTIVE | PUSH-ON TYPE;PVC;2-3/8 IN DIA;TO SUIT 50 MM PVC CONDUIT; | TRI UGRD | TRI UNDERGROUND AUSTRALIA PTY LTD | HDE50CAP | CURRENT
000021374 | CAP, PROTECTIVE | PUSH-ON TYPE;PVC;2-3/8 IN DIA;TO SUIT 50 MM PVC CONDUIT; | HAYMANS | HAYMANS ELECTRICAL | FAB262P50 | CURRENT
000021374 | CAP, PROTECTIVE | PUSH-ON TYPE;PVC;2-3/8 IN DIA;TO SUIT 50 MM PVC CONDUIT; | VINIDEX |  | Q6595 | CURRENT
000021375 | GLOVES,CLOTH | MEN'S;ENGINEERED MED WEIGHT CUT RESISTANT YARN;FLAME/HEAT RETARDANT TREATED;GREEN/GREY SEAMLESS KNITTED GLOVE;SIZE 8; | BLKWOOD | J BLACKWOOD & SON LTD | 07744102 | CURRENT
000021375 | GLOVES,CLOTH | MEN'S;ENGINEERED MED WEIGHT CUT RESISTANT YARN;FLAME/HEAT RETARDANT TREATED;GREEN/GREY SEAMLESS KNITTED GLOVE;SIZE 8; | ATOMSUPP | ATOM SUPPLY | 131584 | CURRENT
000021376 | GLOVES,CLOTH | MEN'S;ENGINEERED MED WEIGHT CUT RESISTANT YARN;FLAME/HEAT RETARDANT TREATED;GREEN/GREY SEAMLESS KNITTED GLOVE;SIZE 9; | ATOMSUPP | ATOM SUPPLY | 131583 | CURRENT
000021376 | GLOVES,CLOTH | MEN'S;ENGINEERED MED WEIGHT CUT RESISTANT YARN;FLAME/HEAT RETARDANT TREATED;GREEN/GREY SEAMLESS KNITTED GLOVE;SIZE 9; | BLKWOOD | J BLACKWOOD & SON LTD | 07744119 | CURRENT
000021376 | GLOVES,CLOTH | MEN'S;ENGINEERED MED WEIGHT CUT RESISTANT YARN;FLAME/HEAT RETARDANT TREATED;GREEN/GREY SEAMLESS KNITTED GLOVE;SIZE 9; | REXEL | REXEL PTY LTD | 07744119 | CURRENT
000021376 | GLOVES,CLOTH | MEN'S;ENGINEERED MED WEIGHT CUT RESISTANT YARN;FLAME/HEAT RETARDANT TREATED;GREEN/GREY SEAMLESS KNITTED GLOVE;SIZE 9; | PROTECTR |  | 70-761-9 | CURRENT
000021377 | GLOVES,CLOTH | MEN'S;ENGINEERED MED WEIGHT CUT RESISTANT YARN;FLAME/HEAT RETARDANT TREATED;GREEN/GREY SEAMLESS KNITTED GLOVE;SIZE 10; | BLKWOOD | J BLACKWOOD & SON LTD | 07744136/70-761 | CURRENT
000021377 | GLOVES,CLOTH | MEN'S;ENGINEERED MED WEIGHT CUT RESISTANT YARN;FLAME/HEAT RETARDANT TREATED;GREEN/GREY SEAMLESS KNITTED GLOVE;SIZE 10; | PROTECTR |  | 70-761-10 | CURRENT
000021377 | GLOVES,CLOTH | MEN'S;ENGINEERED MED WEIGHT CUT RESISTANT YARN;FLAME/HEAT RETARDANT TREATED;GREEN/GREY SEAMLESS KNITTED GLOVE;SIZE 10; | ATOMSUPP | ATOM SUPPLY | 131428 | CURRENT
000021378 | GLOVES,PROTECTIVE | GENERAL PURPOSE;HYFLEX; POLYURETHANE COATING; CUT RESISTANT GLOVE;SIZE 8; | BLKWOODS | J BLACKWOOD & SON LTD | 06214136/11-630-8 | PHASING
000021378 | GLOVES,PROTECTIVE | GENERAL PURPOSE;HYFLEX; POLYURETHANE COATING; CUT RESISTANT GLOVE;SIZE 8; | ANSELL | ANSELL LTD | 11-630-8 | PHASING
000021380 | GLOVES,PROTECTIVE | GENERAL PURPOSE;HYFLEX; POLYURETHANE COATING;CUT RESISTANT GLOVE;SIZE 10; | BLKWOODS | J BLACKWOOD & SON LTD | 06214170/11-630-10 | PHASING
000021380 | GLOVES,PROTECTIVE | GENERAL PURPOSE;HYFLEX; POLYURETHANE COATING;CUT RESISTANT GLOVE;SIZE 10; | ANSELL | ANSELL LTD | 11-630-10 | PHASING
000021381 | NUT,EYE | STEEL;CADMIUM PLATED;M8;SWL 0.14T; | STATEWD | STATEWIDE FSTNERS & ENG SPLS PL | M8 | CURRENT
000021383 | NUT,EYE | STEEL;CADMIUM PLATED;M12;SWL 0.34T; | STATEWD | STATEWIDE FSTNERS & ENG SPLS PL | M12 | CURRENT
000021384 | LINK,TENSION | SAG LINK;120 KN;SUIT 120 KN LONG ROD ASSEMBLY;556 MM - 974 MM EXT;CLEVIS- TONGUE ATTACHMENT;M18 ATTACHMENT HOLE,16 MM CLASS 8.8 BOLT/NUTS; | PLP AUST | PREFORMED LINE PRODUCTS (AUST) | CTSL-120 | CURRENT
000021385 | LINK,TENSION | SAG LINK;160 KN;SUIT 160 KN LONG ROD ASSEMBLY;535 MM - 735 MM EXT;CLEVIS- TONGUE ATTACHMENT;M22 ATTACHMENT HOLE,20 MM CLASS 8.8 BOLT/NUTS; | PLP AUST | PREFORMED LINE PRODUCTS (AUST) | CTSL-160 | CURRENT
000021385 | LINK,TENSION | SAG LINK;160 KN;SUIT 160 KN LONG ROD ASSEMBLY;535 MM - 735 MM EXT;CLEVIS- TONGUE ATTACHMENT;M22 ATTACHMENT HOLE,20 MM CLASS 8.8 BOLT/NUTS; | PLP AUST | PREFORMED LINE PRODUCTS (AUST) | CTSL-160-1 | CURRENT
000021386 | CLEANING COMPOUND | BOOM WASH CONCENTRATE;DILUTE 3 TO 5 PARTS WATER;FOR USE ON EWP'S;1 GALLON BOTTLE,BOX OF 4; No longer available in 1 Gal -refer SC 21741 (4 Gal) | ADAPT | ADAPT AUSTRALIA PTY LTD | BWC-128 | PHASING
000021387 | BAG,PLASTIC | POLYETHYLENE;TRANSPARENT;1000 MM LG, 200 MM W APPROX;COVER FOR LINK STICK WHEN REMOVING DEAD WILDLIFE FROM MAINS ;FOR CARRY BAG FOR DISPOSAL OF DEAD | SILGLEN | SILGLEN SERVICES PTY LTD | PLASTIC BAG 1 M X 20 CM | STRATEGIC SPARE
000021394 | WEDGE,CABLE CORE. | INSULATING NYLON CABLE CORE SEPARATING WEDGE;SMOOTH SURFACE (NON-GROOVED); 225 MM LG;25 MM W;NOMINAL LIFT 38 MM; 1000 V RATED;TO IEC 60900-2004;PACK OF | CMI ELEC | CMI ELECTRICAL PRODUCTS GEEBUNG | EP110-3NYC | CURRENT
000021394 | WEDGE,CABLE CORE. | INSULATING NYLON CABLE CORE SEPARATING WEDGE;SMOOTH SURFACE (NON-GROOVED); 225 MM LG;25 MM W;NOMINAL LIFT 38 MM; 1000 V RATED;TO IEC 60900-2004;PACK OF | IPD | IPD GROUP LIMITED | EP110-3NYC | CURRENT
000021395 | WEDGE,CABLE | INSULATING NYLON CABLE CORE SEPARATING GUARD;FOR PROTECTION WHEN CUTTING ADJACENT CABLE CORES;NOMINAL LIFT 23 MM; 1000 V RATED;TO IEC 60900-2004;PACK OF | CMI ELEC | CMI ELECTRICAL PRODUCTS GEEBUNG | 120-CG1C - EP COREGUARD | CURRENT
000021395 | WEDGE,CABLE | INSULATING NYLON CABLE CORE SEPARATING GUARD;FOR PROTECTION WHEN CUTTING ADJACENT CABLE CORES;NOMINAL LIFT 23 MM; 1000 V RATED;TO IEC 60900-2004;PACK OF | IPD | IPD GROUP LIMITED | ELLIS 120-CG1C | CURRENT
000021398 | CLAMP,STRAIN | HELICAL DEAD END;SUITS 61/3.75 AAC & AAAC LIMITED TENSION CAPABILITY FOR TEMP STRINGING PURPOSES ONLY; | PLP AUST | PREFORMED LINE PRODUCTS (AUST) | AFG-338-LT-CL | CURRENT
000021399 | SOCKET BALL ASSEMBLY. | FORGED STEEL;GALV;120 KN;M16 BALL & SOCKET;C/W, W CLIP; | PLP AUST | PREFORMED LINE PRODUCTS (AUST) | SB-120-3 | STRATEGIC SPARE
000021400 | SOCKET BALL ASSEMBLY. | FORGED STEEL;GALV;160 KN;M20 BALL & SOCKET;C/W, W CLIP; | PLP AUST | PREFORMED LINE PRODUCTS (AUST) | SB-160-4 | STRATEGIC SPARE
000021403 | GRIP,CABLE,JAW | PARALLEL JAWS;FOR BARE COPPER RANGE 4-12 MM DIA,(16-70 SQ MM);SUITS 3/2.7 (3/12) & 7/2.75 (7/12) STAY CATENERARY | PENTA | PENTA AUST (TMAC THEW & MCCANN/HYLEC) | PA10069 | CURRENT
000021403 | GRIP,CABLE,JAW | PARALLEL JAWS;FOR BARE COPPER RANGE 4-12 MM DIA,(16-70 SQ MM);SUITS 3/2.7 (3/12) & 7/2.75 (7/12) STAY CATENERARY | THEWMCAN | TMAC THEW & MCCANN GROUP | TM10069 | CURRENT
000021403 | GRIP,CABLE,JAW | PARALLEL JAWS;FOR BARE COPPER RANGE 4-12 MM DIA,(16-70 SQ MM);SUITS 3/2.7 (3/12) & 7/2.75 (7/12) STAY CATENERARY | THEWMCAN | TMAC THEW & MCCANN GROUP | 2430494 | CURRENT
000021404 | KIT,RETROFIT. | NHP RETROFIT KIT;FOR INSTALLING TERASAKI AR 3P 2500 AMP LV 3 PHASE AIR CIRCUIT BREAKER (SC21405);REPLACEMENT OF FAILED NILSEN NAB1, 2500 AMP LV AIR CIRCUIT | NHP | NHP ELECTRICAL ENGINEERING | AR325-NAB1/D25 | STRATEGIC SPARE
000021405 | CIRCUIT BREAKER | TERASAKI AR 3P 2500 AMP LV 3 PHASE AIR CIRCUIT BREAKER;SUITABLE FOR REPLACING FAILED 2500 AMP NILSEN NAB1,LV ACB'S; 24 V TRIP COIL WITH VOLTAGE DROPPING | NHP | NHP ELECTRICAL ENGINEERING | 2500A AR 3P ACB | STRATEGIC SPARE
000021367 | BOX,ELECTRICAL,MULTIAPPLICATION. | ALUMINIUM;800 MM H,600 MM W,320 MM D; ALARM INTERFACE PANEL; | ERGON | ERGON ENERGY | ALARM PANEL | CURRENT
000021406 | JOINT,ELECTRICAL POWER CABLE | UNDERGROUND SERVICE TEE JOINT;LV; RE-ENTERABLE RESIN FILLED;SUITS 240 SQ MM 4 C AL XLPE,185 SQ MM 3.5 C CU PLY & XLPE/SWS MAIN WITH TEE CABLES OF 16- | SICAME | SICAME AUSTRALIA PTY LTD | CRJ-TMB16300-01 | CURRENT
000021406 | JOINT,ELECTRICAL POWER CABLE | UNDERGROUND SERVICE TEE JOINT;LV; RE-ENTERABLE RESIN FILLED;SUITS 240 SQ MM 4 C AL XLPE,185 SQ MM 3.5 C CU PLY & XLPE/SWS MAIN WITH TEE CABLES OF 16- | SICAME | SICAME AUSTRALIA PTY LTD | LVJ-21406 | CURRENT
000021406 | JOINT,ELECTRICAL POWER CABLE | UNDERGROUND SERVICE TEE JOINT;LV; RE-ENTERABLE RESIN FILLED;SUITS 240 SQ MM 4 C AL XLPE,185 SQ MM 3.5 C CU PLY & XLPE/SWS MAIN WITH TEE CABLES OF 16- | IPD | IPD GROUP LIMITED | 3674-020 KIT ONLY | CURRENT
000021408 | KIT,SWITCH FUSEGEAR | SWITCH FUSE BARRIER KIT;FOR REPLACEMENT OF WARPED BARRIERS IN LUCY FRMU,RMU'S; | ADAPT | ADAPT AUSTRALIA PTY LTD | 3720281007 LUCY | CURRENT
000021171 | RADIO SET | UTILINET WANGATE RADIO; FULLY SELF CONTAINED 900 MHZ MESH RADIO; WITH IN-BUILT BATTERY & CHARGER; SUITABLE FOR USE AS STAND ALONE REPEATER, POWERED | LANDIS | LANDIS GYR (AUST) PTY LTD | 26-1932 | CURRENT
000021409 | MODEM,COMMUNICATIONS | MODEM;ADAM 4577;USED IN SUBSTN'S FOR RELAY MANAGEMENT CIRCUIT;WHERE CIRCUIT IS DIRECTLY CONNECTED FROM ETHERNET SWITCH TO RELAY PANEL; | ADVANTEC | ADVANTECH AUSTRALIA PTY LTD | EKI-1521-AE | CURRENT
000021481 | TRANSFORMER,CURRENT | Protection, Toroidal, Indoor, 2kV, 1000/1, 0.025PX350 R3.5, Thermal Current Limit 2000A | HAWKSIDD | HAWKER SIDDELEY SWITCHGEAR LTD | TOROIDAL | CURRENT
000021482 | TRANSFORMER,CURRENT | PROTECTION,TOROIDAL;INDOOR;2 KV; 800/1 AMP;0.025PX 350 R3.5;THERMAL CURRENT LIMIT OF 1600 AMP; | HAWKSIDD | HAWKER SIDDELEY SWITCHGEAR LTD | TOROIDAL | PURCHASE AS REQUIRED
000021483 | CIRCUIT BREAKER | 11 KV CIRCUIT BREAKER 11 KV AREVA HWX CB REF HWX-1; 1250A; 20KA/3 SEC; 95kV BILL 60MM WIDE; CB SCHEMATIC DIAGRAM A3-402-6123; REFER STOCK NARRATIVE; | AREVA | AREVA T&D AUSTRALIA LIMITED | 40R3963/A1 | STRATEGIC SPARE
000021484 | DUNNAGE,TIMBER | HARDWOOD TIMBER SLEEPERS;F14;1000 MM X 200 MM X 75 MM;ALL EDGES ARE TO BE 10 MM CHAMFERED, CCA TREATMENT NOT REQUIRED; ALL SURFACES TO BE FREE OF | DALEMYER | DALE MEYERS PTY LTD | HGSU200075DU010 | PURCHASE AS REQUIRED
000021484 | DUNNAGE,TIMBER | HARDWOOD TIMBER SLEEPERS;F14;1000 MM X 200 MM X 75 MM;ALL EDGES ARE TO BE 10 MM CHAMFERED, CCA TREATMENT NOT REQUIRED; ALL SURFACES TO BE FREE OF | COFFHARD | COFFS HARBOUR HARDWOODS PTY LTD | F14 | PURCHASE AS REQUIRED
000021484 | DUNNAGE,TIMBER | HARDWOOD TIMBER SLEEPERS;F14;1000 MM X 200 MM X 75 MM;ALL EDGES ARE TO BE 10 MM CHAMFERED, CCA TREATMENT NOT REQUIRED; ALL SURFACES TO BE FREE OF | OUTDOOR | OUTDOOR STRUCTURES AUSTRALIA | F14 | PURCHASE AS REQUIRED
000021484 | DUNNAGE,TIMBER | HARDWOOD TIMBER SLEEPERS;F14;1000 MM X 200 MM X 75 MM;ALL EDGES ARE TO BE 10 MM CHAMFERED, CCA TREATMENT NOT REQUIRED; ALL SURFACES TO BE FREE OF | DALEMYER | DALE MEYERS PTY LTD | F14 | PURCHASE AS REQUIRED
000021484 | DUNNAGE,TIMBER | HARDWOOD TIMBER SLEEPERS;F14;1000 MM X 200 MM X 75 MM;ALL EDGES ARE TO BE 10 MM CHAMFERED, CCA TREATMENT NOT REQUIRED; ALL SURFACES TO BE FREE OF | BORAL | BORAL | F14 | PURCHASE AS REQUIRED
000021485 | ARRESTER,ELECTRICAL SURGE | GAPLESS;METAL OXIDE;27 KV;20 KA PEAK; CLASS 4 LINE DISCHARGE;POLMER HOUSING; TO SUIT SC19942 (36 KV CAPACITOR BANK); | ABB | ABB FAN PTY LTD | POLIM-H27N | CURRENT
000021462 | LABEL | PHOENIX TYPE ZB6;NUMBERS 41 TO 50; VERTICAL;SUIT 6.2 MM W TERMINALS; PACK OF 10; | REXEL | REXEL PTY LTD | PHO105029:0041 | CURRENT
000021462 | LABEL | PHOENIX TYPE ZB6;NUMBERS 41 TO 50; VERTICAL;SUIT 6.2 MM W TERMINALS; PACK OF 10; | HAYMANS | HAYMANS ELECTRICAL | PHO1051029:0041 | CURRENT
000021462 | LABEL | PHOENIX TYPE ZB6;NUMBERS 41 TO 50; VERTICAL;SUIT 6.2 MM W TERMINALS; PACK OF 10; | HAYMANS | HAYMANS ELECTRICAL | PH1051029E | CURRENT
000021461 | LABEL | PHOENIX TYPE ZB6;NUMBERS 31 TO 40; VERTICAL;SUIT 6.2 MM W TERMINALS; PACK OF 10; | REXEL | REXEL PTY LTD | PHO1051029:0031 | CURRENT
000021461 | LABEL | PHOENIX TYPE ZB6;NUMBERS 31 TO 40; VERTICAL;SUIT 6.2 MM W TERMINALS; PACK OF 10; | HAYMANS | HAYMANS ELECTRICAL | PH1051029D | CURRENT
000021461 | LABEL | PHOENIX TYPE ZB6;NUMBERS 31 TO 40; VERTICAL;SUIT 6.2 MM W TERMINALS; PACK OF 10; | HAYMANS | HAYMANS ELECTRICAL | PHO1051029:0031 | CURRENT
000021451 | MARKER STRIP | Type ZB8, Number 31 to 40, Vertical, White, suit Terminal Block 8.2mm W, Pack of 10 | HAYMANS | HAYMANS ELECTRICAL | PHO1052028:0031 | CURRENT
000021451 | MARKER STRIP | Type ZB8, Number 31 to 40, Vertical, White, suit Terminal Block 8.2mm W, Pack of 10 | PHOENIX | PHOENIX CONTACT PTY LTD | 1052028:0031 | CURRENT
000021452 | MARKER STRIP | Type ZB8, Number 41 to 50, Vertical, White, suit Terminal Block 8.2mm W, Pack of 10 | REXEL | REXEL PTY LTD | PHO1052028:0041 | CURRENT
000021452 | MARKER STRIP | Type ZB8, Number 41 to 50, Vertical, White, suit Terminal Block 8.2mm W, Pack of 10 | HAYMANS | HAYMANS ELECTRICAL | PH1052028E | CURRENT
000021452 | MARKER STRIP | Type ZB8, Number 41 to 50, Vertical, White, suit Terminal Block 8.2mm W, Pack of 10 | PHOENIX | PHOENIX CONTACT PTY LTD | 1052028:0041 | CURRENT
000021452 | MARKER STRIP | Type ZB8, Number 41 to 50, Vertical, White, suit Terminal Block 8.2mm W, Pack of 10 | HAYMANS | HAYMANS ELECTRICAL | PHO1052028:0041 | CURRENT
000021453 | MARKER STRIP | Type ZB10, Number 1 to 10, Vertical, White, suit Terminal Block 10.2mm W, Pack of 10 | REXEL | REXEL PTY LTD | PHO1053027:0001 | CURRENT
000021453 | MARKER STRIP | Type ZB10, Number 1 to 10, Vertical, White, suit Terminal Block 10.2mm W, Pack of 10 | HAYMANS | HAYMANS ELECTRICAL | PH1053027A | CURRENT
000021453 | MARKER STRIP | Type ZB10, Number 1 to 10, Vertical, White, suit Terminal Block 10.2mm W, Pack of 10 | HAYMANS | HAYMANS ELECTRICAL | PHO1053027:0001 | CURRENT
000021453 | MARKER STRIP | Type ZB10, Number 1 to 10, Vertical, White, suit Terminal Block 10.2mm W, Pack of 10 | PHOENIX | PHOENIX CONTACT PTY LTD | 1053027:0001 | CURRENT
000021454 | MARKER STRIP | Type ZB10, Number 11 to 20, Vertical, White, suit Terminal Block 10.2mm W, Pack of 10 | REXEL | REXEL PTY LTD | PHO1053027:0011 | CURRENT
000021454 | MARKER STRIP | Type ZB10, Number 11 to 20, Vertical, White, suit Terminal Block 10.2mm W, Pack of 10 | HAYMANS | HAYMANS ELECTRICAL | PH1053027B | CURRENT
000021454 | MARKER STRIP | Type ZB10, Number 11 to 20, Vertical, White, suit Terminal Block 10.2mm W, Pack of 10 | HAYMANS | HAYMANS ELECTRICAL | PHO1053027:0011 | CURRENT
000021454 | MARKER STRIP | Type ZB10, Number 11 to 20, Vertical, White, suit Terminal Block 10.2mm W, Pack of 10 | PHOENIX | PHOENIX CONTACT PTY LTD | 1053027:0011 | CURRENT
000021455 | MARKER STRIP | Type ZB10, Number 21 to 30, Vertical, White, suit Terminal Block 10.2mm W, Pack of 10 | HAYMANS | HAYMANS ELECTRICAL | PH1053027C | CURRENT
000021455 | MARKER STRIP | Type ZB10, Number 21 to 30, Vertical, White, suit Terminal Block 10.2mm W, Pack of 10 | HAYMANS | HAYMANS ELECTRICAL | PHO1053027:0021 | CURRENT
000021455 | MARKER STRIP | Type ZB10, Number 21 to 30, Vertical, White, suit Terminal Block 10.2mm W, Pack of 10 | PHOENIX | PHOENIX CONTACT PTY LTD | 1053027:0021 | CURRENT
000021456 | MARKER STRIP | Type ZB10, Number 31 to 40, Vertical, White, suit Terminal Block 10.2mm W, Pack of 10 | HAYMANS | HAYMANS ELECTRICAL | PHO1053027:0031 | CURRENT
000021456 | MARKER STRIP | Type ZB10, Number 31 to 40, Vertical, White, suit Terminal Block 10.2mm W, Pack of 10 | HAYMANS | HAYMANS ELECTRICAL | PH1053027D | CURRENT
000021456 | MARKER STRIP | Type ZB10, Number 31 to 40, Vertical, White, suit Terminal Block 10.2mm W, Pack of 10 | PHOENIX | PHOENIX CONTACT PTY LTD | 1053027:0031 | CURRENT
000021457 | MARKER STRIP | Type ZB10, Number 41 to 50, Vertical, White, suit Terminal Block 10.2mm W, Pack of 10 | HAYMANS | HAYMANS ELECTRICAL | PHO1053027:0041 | CURRENT
000021457 | MARKER STRIP | Type ZB10, Number 41 to 50, Vertical, White, suit Terminal Block 10.2mm W, Pack of 10 | HAYMANS | HAYMANS ELECTRICAL | PH1053027E | CURRENT
000021457 | MARKER STRIP | Type ZB10, Number 41 to 50, Vertical, White, suit Terminal Block 10.2mm W, Pack of 10 | PHOENIX | PHOENIX CONTACT PTY LTD | 1053027:0041 | CURRENT
000021458 | LABEL | PHOENIX TYPE ZB6;NUMBERS 1 TO 10; VERTICAL;SUIT 6.2 MM W TERMINALS; PACK OF 10; | HAYMANS | HAYMANS ELECTRICAL | PHO1051029:0001 | CURRENT
000021458 | LABEL | PHOENIX TYPE ZB6;NUMBERS 1 TO 10; VERTICAL;SUIT 6.2 MM W TERMINALS; PACK OF 10; | REXEL | REXEL PTY LTD | PHO1051029:0001 | CURRENT
000021458 | LABEL | PHOENIX TYPE ZB6;NUMBERS 1 TO 10; VERTICAL;SUIT 6.2 MM W TERMINALS; PACK OF 10; | HAYMANS | HAYMANS ELECTRICAL | PH1051029A | CURRENT
000021459 | LABEL | PHOENIX TYPE ZB6;NUMBERS 11 TO 20; VERTICAL;SUIT 6.2 MM W TERMINALS; PACK OF 10; | REXEL | REXEL PTY LTD | PHO1051029:0011 | CURRENT
000021459 | LABEL | PHOENIX TYPE ZB6;NUMBERS 11 TO 20; VERTICAL;SUIT 6.2 MM W TERMINALS; PACK OF 10; | HAYMANS | HAYMANS ELECTRICAL | PH1051029B | CURRENT
000021459 | LABEL | PHOENIX TYPE ZB6;NUMBERS 11 TO 20; VERTICAL;SUIT 6.2 MM W TERMINALS; PACK OF 10; | HAYMANS | HAYMANS ELECTRICAL | PHO1051029:0011 | CURRENT
000021460 | LABEL | PHOENIX TYPE ZB6;NUMBERS 21 TO 30; VERTICAL;SUIT 6.2 MM W TERMINALS; PACK OF 10; | HAYMANS | HAYMANS ELECTRICAL | PHO1051029:0021 | CURRENT
000021460 | LABEL | PHOENIX TYPE ZB6;NUMBERS 21 TO 30; VERTICAL;SUIT 6.2 MM W TERMINALS; PACK OF 10; | REXEL | REXEL PTY LTD | PHO105029:0021 | CURRENT
000021460 | LABEL | PHOENIX TYPE ZB6;NUMBERS 21 TO 30; VERTICAL;SUIT 6.2 MM W TERMINALS; PACK OF 10; | HAYMANS | HAYMANS ELECTRICAL | PH1051029C | CURRENT
000021432 | TERMINAL BLOCK | ISOLATION;16 AMP;500 V;4 MM CONDUCTOR; UNIVERSAL MTG;PHOENIX TYPE UK4-TG; PACK OF 50; | HAYMANS | HAYMANS ELECTRICAL | PH03046142 | CURRENT
000021432 | TERMINAL BLOCK | ISOLATION;16 AMP;500 V;4 MM CONDUCTOR; UNIVERSAL MTG;PHOENIX TYPE UK4-TG; PACK OF 50; | CNWPL | CNW PL - SLACKS CREEK | 3046142 | CURRENT
000021433 | TERMINAL BLOCK | INSURTION BRIDGE;16 AMP;10 POSN;PHOENIX TYPE EB 10-6;SUIT PHOENIX TERMINAL TYPE UK4-TG;PACK OF 10; | HAYMANS | HAYMANS ELECTRICAL | PHO0201139 | CURRENT
000021434 | TERMINAL BLOCK | ISOLATING CONNECTOR;16 AMP; PHOENIX TYPE ST-K4;SUIT PHOENIX TERMINAL TYPE UK4-TG;PACK OF 50; | HAYMANS | HAYMANS ELECTRICAL | PHO5025462 | CURRENT
000021434 | TERMINAL BLOCK | ISOLATING CONNECTOR;16 AMP; PHOENIX TYPE ST-K4;SUIT PHOENIX TERMINAL TYPE UK4-TG;PACK OF 50; | HAYMANS | HAYMANS ELECTRICAL | PH5025462 | CURRENT
000021435 | TERMINAL BLOCK | Type UDK 4, Feed-through, 32A, 630V, 4mm2 Cross Section, 4 Connections, Gray, Universal Mtg, Pack of 50 | HAYMANS | HAYMANS ELECTRICAL | PHO2775016 | CURRENT
000021435 | TERMINAL BLOCK | Type UDK 4, Feed-through, 32A, 630V, 4mm2 Cross Section, 4 Connections, Gray, Universal Mtg, Pack of 50 | PHOENIX | PHOENIX CONTACT PTY LTD | 2775016 | CURRENT
000021436 | END PLATE,TERMINAL BLOCK | Type D-UDK 4, End Cover, 63.5mm Lg, 1.5mm W, 35.9mm H, Gray, Universal Mtg, suit Terminal Type UDK4, Pack of 50 | HAYMANS | HAYMANS ELECTRICAL | PHO2775113 | CURRENT
000021436 | END PLATE,TERMINAL BLOCK | Type D-UDK 4, End Cover, 63.5mm Lg, 1.5mm W, 35.9mm H, Gray, Universal Mtg, suit Terminal Type UDK4, Pack of 50 | PHOENIX | PHOENIX CONTACT PTY LTD | 2775113 | CURRENT
000021437 | BRIDGE,TERMINAL BLOCK | Type FBI 10-6, Fixed Bridge, 34A, 10 Posn, 6.2mm, Screw Mtg, Silver, suit Terminal Type UDK4, Pack of 10 | HAYMANS | HAYMANS ELECTRICAL | PHO0203250 | CURRENT
000021437 | BRIDGE,TERMINAL BLOCK | Type FBI 10-6, Fixed Bridge, 34A, 10 Posn, 6.2mm, Screw Mtg, Silver, suit Terminal Type UDK4, Pack of 10 | PHOENIX | PHOENIX CONTACT PTY LTD | 0203250 | CURRENT
000021438 | PARTITION,TERMINAL BLOCK | Type TS-KK3, Partition Plate, 14mm Lg, 0.5mm W, 16mm H, Gray, suit Terminal Type UDK4, Pack of 50 | HAYMANS | HAYMANS ELECTRICAL | PHO2770215 | PURCHASE AS REQUIRED
000021438 | PARTITION,TERMINAL BLOCK | Type TS-KK3, Partition Plate, 14mm Lg, 0.5mm W, 16mm H, Gray, suit Terminal Type UDK4, Pack of 50 | PHOENIX | PHOENIX CONTACT PTY LTD | 2770215 | PURCHASE AS REQUIRED
000021439 | END CLAMP,TERMINAL BLOCK | END BRACKET;UNIVERSAL MTG;PHOENIX TYPE E/UK;TO SUIT PHOENIX TERMINALS; PACK OF 50; | HAYMANS | HAYMANS ELECTRICAL | PHO1201442 | CURRENT
000021440 | END CLAMP,TERMINAL BLOCK | E/NS 35 N, End Bracket, 9.5mm W, Gray, DIN Rail Mount | HAYMANS | HAYMANS ELECTRICAL | PHO0800886 | CURRENT
000021440 | END CLAMP,TERMINAL BLOCK | E/NS 35 N, End Bracket, 9.5mm W, Gray, DIN Rail Mount | PHOENIX | PHOENIX CONTACT PTY LTD | 0800886 | CURRENT
000021441 | TERMINAL BLOCK | 50 AMP;500 V;6 MM CONDUCTOR;UNIVERSAL MTG;PHOENIX TYPE URTK/SP;PACK OF 50; | HAYMANS | HAYMANS ELECTRICAL | PHO0311126 | CURRENT
000021442 | TERMINAL BLOCK | BRIDGE;50 AMP;PHOENIX TYPE FB10-URTK/SP; SUIT PHOENIX TERMINAL TYPE URTKD/SP; PACK OF 10; | HAYMANS | HAYMANS ELECTRICAL | PH0311663 | CURRENT
000021443 | TERMINAL BLOCK | PARTITION PLATE;PHOENIX TYPE APT-URTK/SP ;SUIT PHOENIX TYPE URTKD/SP;PACK OF 10; | HAYMANS | HAYMANS ELECTRICAL | PHO0311139 | CURRENT
000021447 | TERMINAL BLOCK | PARTITION PLATE;PHOENIX TYPE D/TP-VBS; SUIT PHOENIX TERMINAL TYPE VBST 4-FS (6-2,8-0,8);PACK OF 50; | HAYMANS | HAYMANS ELECTRICAL | PH0851026 | PURCHASE AS REQUIRED
000021448 | MARKER STRIP | Type ZB8, Number 1 to 10, Vertical, White, suit Terminal Block 8.2mm W, Pack of 10 | REXEL | REXEL PTY LTD | PHO1052028:0001 | CURRENT
000021448 | MARKER STRIP | Type ZB8, Number 1 to 10, Vertical, White, suit Terminal Block 8.2mm W, Pack of 10 | HAYMANS | HAYMANS ELECTRICAL | PH1052028A | CURRENT
000021448 | MARKER STRIP | Type ZB8, Number 1 to 10, Vertical, White, suit Terminal Block 8.2mm W, Pack of 10 | PHOENIX | PHOENIX CONTACT PTY LTD | 1052028:0001 | CURRENT
000021448 | MARKER STRIP | Type ZB8, Number 1 to 10, Vertical, White, suit Terminal Block 8.2mm W, Pack of 10 | HAYMANS | HAYMANS ELECTRICAL | PHO1052028:0001 | CURRENT
000021449 | MARKER STRIP | Type ZB8, Number 11 to 20, Vertical, White, suit Terminal Block 8.2mm W, Pack of 10 | REXEL | REXEL PTY LTD | PHO1052028:0011 | CURRENT
000021449 | MARKER STRIP | Type ZB8, Number 11 to 20, Vertical, White, suit Terminal Block 8.2mm W, Pack of 10 | HAYMANS | HAYMANS ELECTRICAL | PH1052028B | CURRENT
000021449 | MARKER STRIP | Type ZB8, Number 11 to 20, Vertical, White, suit Terminal Block 8.2mm W, Pack of 10 | PHOENIX | PHOENIX CONTACT PTY LTD | 1052028:0011 | CURRENT
000021449 | MARKER STRIP | Type ZB8, Number 11 to 20, Vertical, White, suit Terminal Block 8.2mm W, Pack of 10 | HAYMANS | HAYMANS ELECTRICAL | PHO1052028:0011 | CURRENT
000021450 | MARKER STRIP | Type ZB8, Number 21 to 30, Vertical, White, suit Terminal Block 8.2mm W, Pack of 10 | REXEL | REXEL PTY LTD | PHO1052028:0021 | CURRENT
000021450 | MARKER STRIP | Type ZB8, Number 21 to 30, Vertical, White, suit Terminal Block 8.2mm W, Pack of 10 | HAYMANS | HAYMANS ELECTRICAL | PH1052028C | CURRENT
000021450 | MARKER STRIP | Type ZB8, Number 21 to 30, Vertical, White, suit Terminal Block 8.2mm W, Pack of 10 | PHOENIX | PHOENIX CONTACT PTY LTD | 1052028:0021 | CURRENT
000021450 | MARKER STRIP | Type ZB8, Number 21 to 30, Vertical, White, suit Terminal Block 8.2mm W, Pack of 10 | HAYMANS | HAYMANS ELECTRICAL | PHO1052028:0021 | CURRENT
000021424 | TERMINAL BLOCK | Type UK 35, Feed-through, 150A, 1000V, 35mm2 Cross Section, 2 Connections, Gray, Universal Mtg, Pack of 50 | HAYMANS | HAYMANS ELECTRICAL | PHO3008012 | CURRENT
000021424 | TERMINAL BLOCK | Type UK 35, Feed-through, 150A, 1000V, 35mm2 Cross Section, 2 Connections, Gray, Universal Mtg, Pack of 50 | PHOENIX | PHOENIX CONTACT PTY LTD | 3008012 | CURRENT
000021425 | BRIDGE,TERMINAL BLOCK | Type FBI 2-15, Fixed Bridge, 150A, 2 Posn, 15mm, Screw Mtg, Silver, suit Terminal Type UK35, Pack of 10 | PHOENIX | PHOENIX CONTACT PTY LTD | 0201333 | CURRENT
000021425 | BRIDGE,TERMINAL BLOCK | Type FBI 2-15, Fixed Bridge, 150A, 2 Posn, 15mm, Screw Mtg, Silver, suit Terminal Type UK35, Pack of 10 | HAYMANS | HAYMANS ELECTRICAL | PHO0201333 | CURRENT
000021426 | BRIDGE,TERMINAL BLOCK | Type FBI 3-15, Fixed Bridge, 150A, 3 Posn, 15mm, Screw Mtg, Silver, suit Terminal Type UK35, Pack of 10 | PHOENIX | PHOENIX CONTACT PTY LTD | 0201278 | CURRENT
000021426 | BRIDGE,TERMINAL BLOCK | Type FBI 3-15, Fixed Bridge, 150A, 3 Posn, 15mm, Screw Mtg, Silver, suit Terminal Type UK35, Pack of 10 | HAYMANS | HAYMANS ELECTRICAL | PHO0201278 | CURRENT
000021427 | BRIDGE,TERMINAL BLOCK | Type EB 10-15, Insertion Bridge, 110A, 10 Posn, 15.25mm, Gray, suit Terminal Type UK35, Pack of 10 | HAYMANS | HAYMANS ELECTRICAL | PHO0205135 | PURCHASE AS REQUIRED
000021427 | BRIDGE,TERMINAL BLOCK | Type EB 10-15, Insertion Bridge, 110A, 10 Posn, 15.25mm, Gray, suit Terminal Type UK35, Pack of 10 | PHOENIX | PHOENIX CONTACT PTY LTD | 0205135 | PURCHASE AS REQUIRED
000021428 | PARTITION,TERMINAL BLOCK | Type TP-UK35, Partition Plate, 50mm Lg, 7.5mm W, 52mm H, Gray, suit Terminal Type UK35, Pack of 10 | HAYMANS | HAYMANS ELECTRICAL | PHO3008096 | CURRENT
000021428 | PARTITION,TERMINAL BLOCK | Type TP-UK35, Partition Plate, 50mm Lg, 7.5mm W, 52mm H, Gray, suit Terminal Type UK35, Pack of 10 | PHOENIX | PHOENIX CONTACT PTY LTD | 3008096 | CURRENT
000021429 | TERMINAL BLOCK | FUSE;10 AMP;800 V;16 MM CONDUCTOR; UNIVERSAL MTG;FUSE SIZE 5 X 20 MM; PHOENIX TYPE UK10-DREHSI;PACK OF 50; | HAYMANS | HAYMANS ELECTRICAL | PH3005109 | PURCHASE AS REQUIRED
000021430 | TERMINAL BLOCK | BRIDGE;63 AMP;10 POSN;PHOENIX TYPE FBI 10-12;SUIT PHOENIX TERMINAL TYPE UK 10- DREHSI;PACK OF 10; | HAYMANS | HAYMANS ELECTRICAL | PH0203454 | PURCHASE AS REQUIRED
000021431 | TERMINAL BLOCK | INSURTION BRIDGE;63 AMP;PHOENIX TYPE EB 10-12;SUIT PHOENIX TERMINAL TYPE UK 10;PACK OF 10; | HAYMANS | HAYMANS ELECTRICAL | PH3006137 | PURCHASE AS REQUIRED
000021418 | CONNECTOR | Type PSBJ 4/15/6, Female Test Socket Connector, Insulated, Transparent, suit Terminal Types UK6N & UK10N, Pack of 10 | PHOENIX | PHOENIX CONTACT PTY LTD | 0303419 | PURCHASE AS REQUIRED
000021418 | CONNECTOR | Type PSBJ 4/15/6, Female Test Socket Connector, Insulated, Transparent, suit Terminal Types UK6N & UK10N, Pack of 10 | HAYMANS | HAYMANS ELECTRICAL | PHO0303419 | PURCHASE AS REQUIRED
000021419 | TERMINAL BLOCK | Type USLKG 6N, Ground Modular, 6mm2 Cross Section, 2 Connections, Green-Yellow, Universal Mtg, Pack of 50 | PHOENIX | PHOENIX CONTACT PTY LTD | 0442079 | CURRENT
000021419 | TERMINAL BLOCK | Type USLKG 6N, Ground Modular, 6mm2 Cross Section, 2 Connections, Green-Yellow, Universal Mtg, Pack of 50 | HAYMANS | HAYMANS ELECTRICAL | PHO0442079 | CURRENT
000021420 | TERMINAL BLOCK | Type UK 10N, Feed-through, 76A, 800V, 10mm2 Cross Section, 2 Connections, Gray, Universal Mtg, Pack of 50 | PHOENIX | PHOENIX CONTACT PTY LTD | 3005073 | CURRENT
000021420 | TERMINAL BLOCK | Type UK 10N, Feed-through, 76A, 800V, 10mm2 Cross Section, 2 Connections, Gray, Universal Mtg, Pack of 50 | HAYMANS | HAYMANS ELECTRICAL | PHO3005073 | CURRENT
000021421 | BRIDGE,TERMINAL BLOCK | Type FBI 10-10, Fixed Bridge, 76A, 10 Posn, 10mm, Screw Mtg, Silver, suit Terminal Type UK10N, Pack of 10 | PHOENIX | PHOENIX CONTACT PTY LTD | 0203276 | CURRENT
000021421 | BRIDGE,TERMINAL BLOCK | Type FBI 10-10, Fixed Bridge, 76A, 10 Posn, 10mm, Screw Mtg, Silver, suit Terminal Type UK10N, Pack of 10 | HAYMANS | HAYMANS ELECTRICAL | PHO0203276 | CURRENT
000021422 | BRIDGE,TERMINAL BLOCK | Type EB 10-10, Insertion Bridge, 70A, 10 Posn, 10mm, Gray, suit Terminal Type UK10N, Pack of 10 | HAYMANS | HAYMANS ELECTRICAL | PHO0203137 | PURCHASE AS REQUIRED
000021422 | BRIDGE,TERMINAL BLOCK | Type EB 10-10, Insertion Bridge, 70A, 10 Posn, 10mm, Gray, suit Terminal Type UK10N, Pack of 10 | PHOENIX | PHOENIX CONTACT PTY LTD | 0203137 | PURCHASE AS REQUIRED
000021423 | TERMINAL BLOCK | Type USLKG 10N, Ground Modular, 10mm2 Cross Section, 2 Connections, Green-Yellow, Universal Mtg, Pack of 50 | PHOENIX | PHOENIX CONTACT PTY LTD | 3003923 | CURRENT
000021423 | TERMINAL BLOCK | Type USLKG 10N, Ground Modular, 10mm2 Cross Section, 2 Connections, Green-Yellow, Universal Mtg, Pack of 50 | HAYMANS | HAYMANS ELECTRICAL | PHO3003923 | CURRENT
000021463 | LABEL | PHOENIX TYPE ZB7,62;NUMBERS 1 TO 10; VERTICAL;SUIT 7.62 MM W TERMINALS; PACK OF 10; | HAYMANS | HAYMANS ELECTRICAL | PHOXPC1054233:0001 | CURRENT
000021463 | LABEL | PHOENIX TYPE ZB7,62;NUMBERS 1 TO 10; VERTICAL;SUIT 7.62 MM W TERMINALS; PACK OF 10; | CNWPL | CNW PL - SLACKS CREEK | PHOXPC1054233:0001 | CURRENT
000021463 | LABEL | PHOENIX TYPE ZB7,62;NUMBERS 1 TO 10; VERTICAL;SUIT 7.62 MM W TERMINALS; PACK OF 10; | HAYMANS | HAYMANS ELECTRICAL | PH1054055A | CURRENT
000021464 | LABEL | PHOENIX TYPE ZB7,62;NUMBERS 11 TO 20; VERTICAL;SUIT 7.62 MM W TERMINALS; PACK OF 10; | HAYMANS | HAYMANS ELECTRICAL | PHO0824997-010 | CURRENT
000021464 | LABEL | PHOENIX TYPE ZB7,62;NUMBERS 11 TO 20; VERTICAL;SUIT 7.62 MM W TERMINALS; PACK OF 10; | CNWPL | CNW PL - SLACKS CREEK | 0824997-010 | CURRENT
000021465 | LABEL | PHOENIX TYPE ZB7,62;NUMBERS 21 TO 30; VERTICAL;SUIT 7.62 MM W TERMINALS; PACK OF 10; | HAYMANS | HAYMANS ELECTRICAL | PHO0824997 | CURRENT
000021466 | LABEL | PHOENIX TYPE ZB7,62;NUMBERS 31 TO 40; VERTICAL;SUIT 7.62 MM W TERMINALS; PACK OF 10; | CNWPL | CNW PL - SLACKS CREEK | PHOXPC1054233:0031 | CURRENT
000021466 | LABEL | PHOENIX TYPE ZB7,62;NUMBERS 31 TO 40; VERTICAL;SUIT 7.62 MM W TERMINALS; PACK OF 10; | HAYMANS | HAYMANS ELECTRICAL | PHOXPC1054233:0031 | CURRENT
000021467 | LABEL | PHOENIX TYPE ZB7,62;NUMBERS 41 TO 50; VERTICAL;SUIT 7.62 MM W TERMINALS; PACK OF 10; | HAYMANS | HAYMANS ELECTRICAL | PHOXPC1054233:0041 | CURRENT
000021467 | LABEL | PHOENIX TYPE ZB7,62;NUMBERS 41 TO 50; VERTICAL;SUIT 7.62 MM W TERMINALS; PACK OF 10; | CNWPL | CNW PL - SLACKS CREEK | PHOXPC1054233:0041 | CURRENT
000021467 | LABEL | PHOENIX TYPE ZB7,62;NUMBERS 41 TO 50; VERTICAL;SUIT 7.62 MM W TERMINALS; PACK OF 10; | HAYMANS | HAYMANS ELECTRICAL | XPC1054233/0041 | CURRENT
000021411 | TERMINAL BLOCK | Type UK 6N, Feed-through, 57A, 800V, 6mm2 Cross Section, 2 Connections, Gray, Universal Mtg, Pack of 50 | HAYMANS | HAYMANS ELECTRICAL | PHO3004524 | CURRENT
000021411 | TERMINAL BLOCK | Type UK 6N, Feed-through, 57A, 800V, 6mm2 Cross Section, 2 Connections, Gray, Universal Mtg, Pack of 50 | PHOENIX | PHOENIX CONTACT PTY LTD | 3004524 | CURRENT
000021413 | BRIDGE,TERMINAL BLOCK | Type FBI 10-8, Fixed Bridge, 57A, 10 Posn, 8mm, Screw Mtg, Silver, suit Terminal Type UK6N, Pack of 10 | PHOENIX | PHOENIX CONTACT PTY LTD | 0203263 | CURRENT
000021413 | BRIDGE,TERMINAL BLOCK | Type FBI 10-8, Fixed Bridge, 57A, 10 Posn, 8mm, Screw Mtg, Silver, suit Terminal Type UK6N, Pack of 10 | HAYMANS | HAYMANS ELECTRICAL | PHO0203263 | CURRENT
000021414 | BRIDGE,TERMINAL BLOCK | Type EB 10-8, Insertion Bridge, 57A, 10 Posn, 8mm, Gray, suit Terminal Type UK6N, Pack of 10 | PHOENIX | PHOENIX CONTACT PTY LTD | 0202138 | CURRENT
000021414 | BRIDGE,TERMINAL BLOCK | Type EB 10-8, Insertion Bridge, 57A, 10 Posn, 8mm, Gray, suit Terminal Type UK6N, Pack of 10 | HAYMANS | HAYMANS ELECTRICAL | PHO0202138 | CURRENT
000021415 | PARTITION,TERMINAL BLOCK | Type APT-UK, Partition Plate, 56mm Lg, 1.5mm W, 45.7mm H, Gray, suit Terminal Type UK6N & UK10N, Pack of 50 | PHOENIX | PHOENIX CONTACT PTY LTD | 3003224 | CURRENT
000021415 | PARTITION,TERMINAL BLOCK | Type APT-UK, Partition Plate, 56mm Lg, 1.5mm W, 45.7mm H, Gray, suit Terminal Type UK6N & UK10N, Pack of 50 | HAYMANS | HAYMANS ELECTRICAL | PHO3003224 | CURRENT
000021416 | PARTITION,TERMINAL BLOCK | Type TS-K, Partition Plate, 22mm Lg, 0.5mm W, 22mm H, Gray, suit Terminal Type UK6N, UK10N & UK35, Pack of 50 | PHOENIX | PHOENIX CONTACT PTY LTD | 1302215 | CURRENT
000021416 | PARTITION,TERMINAL BLOCK | Type TS-K, Partition Plate, 22mm Lg, 0.5mm W, 22mm H, Gray, suit Terminal Type UK6N, UK10N & UK35, Pack of 50 | HAYMANS | HAYMANS ELECTRICAL | PHO1302215 | CURRENT
000021417 | CONNECTOR | Type PSB 4/7/6, Female Test Socket Connector, Silver, suit Terminal Type UK6N & UK10N, Pack of 100 | PHOENIX | PHOENIX CONTACT PTY LTD | 0303299 | PURCHASE AS REQUIRED
000021417 | CONNECTOR | Type PSB 4/7/6, Female Test Socket Connector, Silver, suit Terminal Type UK6N & UK10N, Pack of 100 | HAYMANS | HAYMANS ELECTRICAL | PHO0303299 | PURCHASE AS REQUIRED
000021468 | THERMOSTAT | 10 TO 60 C;1 NO CONTACT;10 AMP;250 V AC; 60 MM X 33 MM X 43 MM; | CNWPL | CNW PL - SLACKS CREEK | KTS11101000 | CURRENT
000021468 | THERMOSTAT | 10 TO 60 C;1 NO CONTACT;10 AMP;250 V AC; 60 MM X 33 MM X 43 MM; | REXEL | REXEL PTY LTD | NHPKTS01141 | CURRENT
000021468 | THERMOSTAT | 10 TO 60 C;1 NO CONTACT;10 AMP;250 V AC; 60 MM X 33 MM X 43 MM; | NHP | NHP ELECTRICAL ENGINEERING | KTS01141 | CURRENT
000021470 | CONNECTOR-SWITCH | TWIN SWITCH SOCKET OUTLET;RESIDUAL CURRENT;10 AMP;250 V AC;2000 SERIES; FLUSH MTG;WHITE COLOUR; | CNWPL | CNW PL - SLACKS CREEK | CLI2025RCD30WE | CURRENT
000021470 | CONNECTOR-SWITCH | TWIN SWITCH SOCKET OUTLET;RESIDUAL CURRENT;10 AMP;250 V AC;2000 SERIES; FLUSH MTG;WHITE COLOUR; | REXEL | REXEL PTY LTD | CLI2025RCD30WE | CURRENT
000021470 | CONNECTOR-SWITCH | TWIN SWITCH SOCKET OUTLET;RESIDUAL CURRENT;10 AMP;250 V AC;2000 SERIES; FLUSH MTG;WHITE COLOUR; | CLIPSAL | GERARD INDUSTRIES QLD DIVSN P/L | 2025RC | CURRENT
000021469 | SWITCH,LIMIT | THERMOPLASTIC;ROUNDED PLUNGER,SNAP ACTION POSITIVE BREAK;1 NO,1 NC CONTACT; 10 AMP;500 V AC;IP67; | HAYMANS | HAYMANS ELECTRICAL | SCHZS236-11Z | CURRENT
000021469 | SWITCH,LIMIT | THERMOPLASTIC;ROUNDED PLUNGER,SNAP ACTION POSITIVE BREAK;1 NO,1 NC CONTACT; 10 AMP;500 V AC;IP67; | NHP | NHP ELECTRICAL ENGINEERING | ZS 236-11 Z | CURRENT
000021170 | RADIO SET | UTILINET IP SERIES; 900 MHZ MESH RADIO; WITH IN-BUILT IP INTERFACE; SUITABLE FOR USE AS A HEAD-END; POWERED FROM 12 V DC; | ENERMET | ENERMET | 26-1317 | CURRENT
000021170 | RADIO SET | UTILINET IP SERIES; 900 MHZ MESH RADIO; WITH IN-BUILT IP INTERFACE; SUITABLE FOR USE AS A HEAD-END; POWERED FROM 12 V DC; | LANDGYR |  | 26-1317 | CURRENT
000021503 | ENCLOSURE,ELECTRICAL BOX | WALL MTG;POWDER COATED ZINC ANNEAL; OPTICAL FIBRE CABLE WALL MTD TERMINATION ENCLOSURE;60 WAY TERMINATION;650 MM H X 500 MM W X 180 MM | OPTICAL | OPTICAL SYSTEMS DESIGN | OFS-800-IP | CURRENT
000021412 | END PLATE,TERMINAL BLOCK | Type D-UK 4/10, End Cover, 42.5mm Lg, 1.8mm W, 35.9mm H, Gray, Universal Mtg, suit Terminal UK6N & UK10N, Pack of 50 | HAYMANS | HAYMANS ELECTRICAL | PHO3003020 | CURRENT
000021412 | END PLATE,TERMINAL BLOCK | Type D-UK 4/10, End Cover, 42.5mm Lg, 1.8mm W, 35.9mm H, Gray, Universal Mtg, suit Terminal UK6N & UK10N, Pack of 50 | PHOENIX | PHOENIX CONTACT PTY LTD | 3003020 | CURRENT
000021504 | CIRCUIT BREAKER | CAPACITOR BANK SWITCHING;FIXED NON- WITHDRAWABLE;12 KV;630 AMP;25 KA; 3 POLE ;50 HZ;110 V DC SPRING MECHANISM;CB; | POWINS | POWINS PL | GCBV-40121231D11F | PURCHASE AS REQUIRED
000021504 | CIRCUIT BREAKER | CAPACITOR BANK SWITCHING;FIXED NON- WITHDRAWABLE;12 KV;630 AMP;25 KA; 3 POLE ;50 HZ;110 V DC SPRING MECHANISM;CB; | LENDLEAS | LENDLEASE SERVICES PL | VEP12T0625D11P15F | PURCHASE AS REQUIRED
000021504 | CIRCUIT BREAKER | CAPACITOR BANK SWITCHING;FIXED NON- WITHDRAWABLE;12 KV;630 AMP;25 KA; 3 POLE ;50 HZ;110 V DC SPRING MECHANISM;CB; | IPSOL | I POWER SOLUTIONS HEMMANT QLD 4174 | GELPAG TYPE VEP12T0625D11F | PURCHASE AS REQUIRED
000021505 | INSULATOR,STANDOFF | 12 KV;CREEPAGE DISTANCE 230 MM;160 MM LG ; | REYROLLE |  | CRP52N | CURRENT
000021487 | SWITCHBOARD,POWER | DISTRIBUTION TRANSFORMER;415 V BOARD; 800 MM H X 640 MM W X 243 MM D;ORANGE CONCEPT PREMIER ENCLOSURE;1 X 160 AMP CB;TOP ENTRY; | NHP | NHP ELECTRICAL ENGINEERING | EGXSC21487 | CURRENT
000021488 | SWITCHBOARD,POWER | DISTRIBUTION TRANSFORMER;415 V BOARD; 800 MM H X 640 MM W X 243 MM D;ORANGE CONCEPT PREMIER ENCLOSURE;1 X 160 AMP CB;BOTTOM ENTRY;QUOTATION BRO94866; | NHP | NHP ELECTRICAL ENGINEERING | QUOTATION BRO94866 | PURCHASE AS REQUIRED
000021506 | TEST,POINT | PLASTIC INSULATED TEST POINT WITH PENETRATING NEEDLE;FOR PIERCING LV ABC INSULATION;MAX JAW OPENING 25 MM; ROTATING TIGHTENING KNOB & END | PENTA | PENTA AUST (TMAC THEW & MCCANN/HYLEC) | PA23451 | CURRENT
000021506 | TEST,POINT | PLASTIC INSULATED TEST POINT WITH PENETRATING NEEDLE;FOR PIERCING LV ABC INSULATION;MAX JAW OPENING 25 MM; ROTATING TIGHTENING KNOB & END | HYLEC | HYLEC PTY LTD | TW2010-R | CURRENT
000021506 | TEST,POINT | PLASTIC INSULATED TEST POINT WITH PENETRATING NEEDLE;FOR PIERCING LV ABC INSULATION;MAX JAW OPENING 25 MM; ROTATING TIGHTENING KNOB & END | SICAME | SICAME AUSTRALIA PTY LTD | PP1514 | CURRENT
000021506 | TEST,POINT | PLASTIC INSULATED TEST POINT WITH PENETRATING NEEDLE;FOR PIERCING LV ABC INSULATION;MAX JAW OPENING 25 MM; ROTATING TIGHTENING KNOB & END | HYLEC | HYLEC PTY LTD | BEROPIK2646 | CURRENT
000021410 | ADAPTOR PLATE | COPPER;ADAPTOR PLATE;120 MM LG, 40 MM W, 10 MM THK;C/W 3 HOLES, 14 MM D; | ERGON | ERGON ENERGY | 120 X 40 X10 | CURRENT
000021507 | SIGN | SIDE 1;WARNING;LEGEND;RESTRICTED OPERATING CONDITIONS APPLY;SIDE 2; WARNING;LEGEND;ABB " U " SERIES SWITCH; ALUMINIUM,90 MM LG,42 MM W,2 MM THK; | UES | UTILITY ENGRAVING & SIGNS | SIGN ORANGE B/GRND | PURCHASE AS REQUIRED
000021491 | INSULATOR | SIGNAL TRANSMISSON;CABLE ALIVE INDICATOR;SUIT SIGNAL BOX LAF-1; | DULMISON | DULMISON (AUST) PTY LTD | ARC-8-95 | CURRENT
000021492 | ENCLOSURE,ELECTRICAL BOX | SIGNAL TRANSMISSION ENCLOSURE;FOR CABLE ALIVE INDICATOR;SUIT INSULATOR ARC-8-95; | DULMISON | DULMISON (AUST) PTY LTD | LAF-1 | PURCHASE AS REQUIRED
000021493 | SOLENOID, ELECTRICAL | FOR CAPACITOR SECURITY INTERLOCK SYSTEM;32 V DC CONTINOUS;U/W SC21490; | FORTRESS | FORTRESS SYSTEMS PTY LTD | H31-SOL-32 V-DC | PURCHASE AS REQUIRED
000021490 | INTERLOCK SYSTEM | CAPACITOR SECURITY;WITH 4 KEYS INDIVIDUALLY CODED;110 V DC SOLENOID; ALL UNITS ARE TO BE INDIVIDUALLY PACKED; | FORTRESS | FORTRESS SYSTEMS PTY LTD | SQ-00000400 | CURRENT
000021512 | CLOTH,CLEANING | WET;ALCOHOL BASED;PACKET OF 3 WIPES; REQUIRED FOR CLEANING ABB 11 KV INLINE BOOTS & BRUSHINGS FOR TERMINATION OF 11 KV CABLE AT ABB SAFELINK SWITCHGEAR | ABB | ABB FAN PTY LTD | IK2230 | PURCHASE AS REQUIRED
000021513 | LUBRICANT | SILICON BASED LUBRICANT;FOR APPLICATION TO ABB 11 KV INLINE BOOTS AT TERMINATION OF 11 KV CABLE AT ABB SAFELINK SWITCHGEAR;LUBRICANT IN SML PLASTIC | ABB | ABB FAN PTY LTD | IK2233 | CURRENT
000021508 | CIRCUIT BREAKER | 36 KV;2000 AMP;31.5 KA;BUS SECTION UNIT; GAS INSULATED;INDOOR METALCLAD SWITCHGEAR & CONTROL GEAR ASSEMBLY; WIRING PROVISION FOR CIRCUIT BREAKER | SIEMENS | SIEMENS LTD | 8DA10 | PURCHASE AS REQUIRED
000021509 | CIRCUIT BREAKER | 36 KV;2000 AMP;31.5 KA;BUS TIE UNIT;GAS INSULATED;INDOOR METALCLAD SWITCHGEAR & CONTROL GEAR ASSEMBLY WITH BUS EARTH SWITCH;WIRING PROVISION FOR | SIEMENS | SIEMENS LTD | 8DA10 | PURCHASE AS REQUIRED
000021510 | CIRCUIT BREAKER | 36 KV;2000 AMP;31.5 KA;FDR/BUS TIE UNIT; GAS INSULATED;INDOOR METALCLAD SWITCHGEAR & CONTROL GEAR ASSEMBLY; WIRING PROVISION FOR 3OC EF,3DOC DEF,3OC | SIEMENS | SIEMENS LTD | 8DA10 | PURCHASE AS REQUIRED
000021514 | INSULATOR,SUSPENSION | GLASS DISC,FOG PROFILE;20 MM BALL & SOCKET WITH ZINC COLLAR;280 MM DIA, DIA,146 MM PITCH;160 KN FAILING LOAD; W: CLIP PER AS2947.3;U160BSP;AS60305; | DULHUNTY | DULHUNTY INDUSTRIES PTY LTD | UG160BLP (A4-6347 REV A) | PURCHASE AS REQUIRED
000021514 | INSULATOR,SUSPENSION | GLASS DISC,FOG PROFILE;20 MM BALL & SOCKET WITH ZINC COLLAR;280 MM DIA, DIA,146 MM PITCH;160 KN FAILING LOAD; W: CLIP PER AS2947.3;U160BSP;AS60305; | PLP AUST | PREFORMED LINE PRODUCTS (AUST) | 21514 | PURCHASE AS REQUIRED
000021514 | INSULATOR,SUSPENSION | GLASS DISC,FOG PROFILE;20 MM BALL & SOCKET WITH ZINC COLLAR;280 MM DIA, DIA,146 MM PITCH;160 KN FAILING LOAD; W: CLIP PER AS2947.3;U160BSP;AS60305; | GRAPHSOL | GRAPH SOLUTIONS PTY LTD | 135611 | PURCHASE AS REQUIRED
000021515 | LEAD,ELECTRICAL | Heavy Duty Extension Lead;20 M LG;To AS/NZS 3012;2003 (CLAUSE 2.6) (1.5 SQ MM) HVY DUTY FLEX, 10A Plug/Socket, Orange w/ Neon Plug | GENTRADE |  | R20ELOR | CURRENT
000021515 | LEAD,ELECTRICAL | Heavy Duty Extension Lead;20 M LG;To AS/NZS 3012;2003 (CLAUSE 2.6) (1.5 SQ MM) HVY DUTY FLEX, 10A Plug/Socket, Orange w/ Neon Plug | CNWPL | CNW PL - SLACKS CREEK | R20ELOR | CURRENT
000021516 | STAYROD,PULLING EYE | GRIP FOR TENSIONING STAYWIRES;C/W KEEPER WEDGE;RETAINING BOLT & OFFSET EYE TO ATTACH RATCHET HOIST HOOK;SUITS 12.7 MM-25.4 MM DIA STAYRODS;WLL | ENERGYNW | THE ENERGY NETWORK | SPP-PE1 | CURRENT
000021516 | STAYROD,PULLING EYE | GRIP FOR TENSIONING STAYWIRES;C/W KEEPER WEDGE;RETAINING BOLT & OFFSET EYE TO ATTACH RATCHET HOIST HOOK;SUITS 12.7 MM-25.4 MM DIA STAYRODS;WLL | ENERGYNW | THE ENERGY NETWORK | BPE-1 | CURRENT
000021494 | RELAY,ELECTROMAGNETIC | GENERAL PURPOSE;240 V AC COIL;9 AMP CONT ;4 NO CONTACTS;PACK OF 1; | SPRECHER | SPRECHER + SCHUH | CA7-9-10 240 V AC | PURCHASE AS REQUIRED
000021445 | CONTACTOR | OVERLOAD THERMAL TYPE;0.6 AMP TO 1 AMP ;SUIT S & S CONTACTOR CA7-9;PACK OF 1; | NHP | NHP ELECTRICAL ENGINEERING | CEP71EEBB | PURCHASE AS REQUIRED
000021471 | TERMINAL,LUG | BELL MOUTH;TO SUIT FLEXIBLE CABLE; 7/3/50/0.25;12 MM HOLE;TO SUIT 70 SQ MM CABLE; | CABLACES | CABLACES | CAL70-12BM | PURCHASE AS REQUIRED
000021518 | KIT,TEST LAMP | LV KIT; COMPRISING THE FOLLOWING;1 X TEST LAMP 240 V/415 V;2 X 15 W LAMPS (SC05264);C/W 165 MM LG RD FIXED PROBE ON ASSEMBLY & 165 MM LG RD REMOVABLE | PENTA | PENTA AUST (TMAC THEW & MCCANN/HYLEC) | PA12687 | PHASING
000021518 | KIT,TEST LAMP | LV KIT; COMPRISING THE FOLLOWING;1 X TEST LAMP 240 V/415 V;2 X 15 W LAMPS (SC05264);C/W 165 MM LG RD FIXED PROBE ON ASSEMBLY & 165 MM LG RD REMOVABLE | THEWMCAN | TMAC THEW & MCCANN GROUP | TM12687 | PHASING
000021518 | KIT,TEST LAMP | LV KIT; COMPRISING THE FOLLOWING;1 X TEST LAMP 240 V/415 V;2 X 15 W LAMPS (SC05264);C/W 165 MM LG RD FIXED PROBE ON ASSEMBLY & 165 MM LG RD REMOVABLE | THEWMCAN | TMAC THEW & MCCANN GROUP | 21518 | PHASING
000021519 | TEST LAMP LEAD ASSEMBLY. | LOW VOLTAGE TEST LAMP;240 V/415 V; 2 X 15 W LAMPS (SC05264);C/W 165 MM LG RD FIXED PROBE & 165 MM LG RD REMOVABLE PROBE;PACKED IN PLASTIC BAG;RATING CAT | PENTA | PENTA AUST (TMAC THEW & MCCANN/HYLEC) | PA12686 | PHASING
000021519 | TEST LAMP LEAD ASSEMBLY. | LOW VOLTAGE TEST LAMP;240 V/415 V; 2 X 15 W LAMPS (SC05264);C/W 165 MM LG RD FIXED PROBE & 165 MM LG RD REMOVABLE PROBE;PACKED IN PLASTIC BAG;RATING CAT | THEWMCAN | TMAC THEW & MCCANN GROUP | TM12686 | PHASING
000021519 | TEST LAMP LEAD ASSEMBLY. | LOW VOLTAGE TEST LAMP;240 V/415 V; 2 X 15 W LAMPS (SC05264);C/W 165 MM LG RD FIXED PROBE & 165 MM LG RD REMOVABLE PROBE;PACKED IN PLASTIC BAG;RATING CAT | THEWMCAN | TMAC THEW & MCCANN GROUP | 21519 | PHASING
000021629 | INSULATION,ELEC COND | PVC;0.6/1 KV;UV STABILISED OUTDOOR RIGID ;2 M X 70 MM INTERNAL DIA;YELLOW WITH BLACK STRIPES;PROTECTIVE COVER FOR LV CONDUCTOR; | BALMORAL | BALMORAL ENGINEERING | LS70 | CURRENT
000021630 | COVER,BASKET,EWP | CANVAS COVER,BLACK VINYL WITH ELASTIC EDGES;FOR REDMONDGARY EWP'S; | REDMOND | REDMONDGARY EWP'S | 66BASKETCOVER | CURRENT
000021632 | SWITCH FUSE GEAR | 12 KV;3 PHASE;630 AMP BUSBAR;21 KA/ 3 SEC;2 X 630 AMP FDR CB;3 X 200 AMP TRANSFORMER SWITCH-FUSE;TOP & BOTTOM ENTRY;WIRED FOR FEEDER DIFF & BUSBAR O/C | ABB | ABB FAN PTY LTD | SAFEPLUS VFFFV | PHASING
000021633 | SWITCH FUSE GEAR | SWITCHGEAR; 12 KV;3 PHASE; 630 AMP BUSBAR;21 KA/SEC; 2 X 630 AMP FDR CB;2 X 2TRANSFORMER SWITCH-FUSE;TOP & BOTTOM ENTRY; | ABB | ABB FAN PTY LTD | SAFEPLUS VFFV | PHASING
000021634 | SEALING COMPOUND | BUTYLBOND;DOUBLE SIDED;RUBBER ADHESIVE TAPE;50 MM W;BLACK COLOUR; USED AS A WATERPOOFING SEALANT; 15 M ROLL; | HAYMANS | HAYMANS ELECTRICAL | RSC146-8999 | CURRENT
000021634 | SEALING COMPOUND | BUTYLBOND;DOUBLE SIDED;RUBBER ADHESIVE TAPE;50 MM W;BLACK COLOUR; USED AS A WATERPOOFING SEALANT; 15 M ROLL; | REXEL | REXEL PTY LTD | TSA60900 | CURRENT
000021634 | SEALING COMPOUND | BUTYLBOND;DOUBLE SIDED;RUBBER ADHESIVE TAPE;50 MM W;BLACK COLOUR; USED AS A WATERPOOFING SEALANT; 15 M ROLL; | SIGNET | SIGNET PTY LTD | TESA 60900 | CURRENT
000021615 | CABLE,POWER,ELECTRICAL | 6.35/11 KV;240 SQ MM;3 X 1 C STRANDED WB COPPER TRXLPE/CWS/WBT/MDPE; TRIPLEX; | CABLGRID | CABLE GRID AUSTRALIA PL | CGA418 | CURRENT
000021615 | CABLE,POWER,ELECTRICAL | 6.35/11 KV;240 SQ MM;3 X 1 C STRANDED WB COPPER TRXLPE/CWS/WBT/MDPE; TRIPLEX; | KEI CABL | KEI CABLES | 6.35/11KV 3X1CX240 | CURRENT
000021615 | CABLE,POWER,ELECTRICAL | 6.35/11 KV;240 SQ MM;3 X 1 C STRANDED WB COPPER TRXLPE/CWS/WBT/MDPE; TRIPLEX; | PRYSMIAN | PRYSMIAN POWER CABLES & SYSTEMS AUST | 5209631 | CURRENT
000021615 | CABLE,POWER,ELECTRICAL | 6.35/11 KV;240 SQ MM;3 X 1 C STRANDED WB COPPER TRXLPE/CWS/WBT/MDPE; TRIPLEX; | HCA | HENGTONG CABLE AUSTRALIA PTY LTD | HCA21615EQL | CURRENT
000021615 | CABLE,POWER,ELECTRICAL | 6.35/11 KV;240 SQ MM;3 X 1 C STRANDED WB COPPER TRXLPE/CWS/WBT/MDPE; TRIPLEX; | ZTTCABLE | JIANGSU ZHONGTIAN TECHNOLOGY CO PL | ZTT21615 | CURRENT
000021615 | CABLE,POWER,ELECTRICAL | 6.35/11 KV;240 SQ MM;3 X 1 C STRANDED WB COPPER TRXLPE/CWS/WBT/MDPE; TRIPLEX; | NANELECT | NAN ELECTRICAL CABLE AUSTRALIA PL | 3MV240A11TLEX | CURRENT
000021615 | CABLE,POWER,ELECTRICAL | 6.35/11 KV;240 SQ MM;3 X 1 C STRANDED WB COPPER TRXLPE/CWS/WBT/MDPE; TRIPLEX; | MIDLANDS | MIDLAND METALS | MMO11KV3X1X240CTRXWBTSCRWBTH | CURRENT
000021635 | WASHER,FLAT | Round, M20 Galv Steel, 60mm OD, 22mm ID, 4mm Thk, for Transformer Mounting | HOBSON | HOBSON ENGINEERING CO PTY LTD 393904 | WXMSGM20 | CURRENT
000021635 | WASHER,FLAT | Round, M20 Galv Steel, 60mm OD, 22mm ID, 4mm Thk, for Transformer Mounting | STATEWD | STATEWIDE FSTNERS & ENG SPLS PL | ROUND 60 MM DIA | CURRENT
000021473 | TRANSFORMER,ISOLATION | 415 V/415 V;100 KVA;CONNECTION YYNO;IP23 ;15 KV ISOLATION BETWEEN PRIMARY & SECONDARY & BETWEEN & EARTH; MANUFACTURED FROM ZINCANNEAL THEN | ABB | ABB FAN PTY LTD | REF 03-6707 | PURCHASE AS REQUIRED
000021473 | TRANSFORMER,ISOLATION | 415 V/415 V;100 KVA;CONNECTION YYNO;IP23 ;15 KV ISOLATION BETWEEN PRIMARY & SECONDARY & BETWEEN & EARTH; MANUFACTURED FROM ZINCANNEAL THEN | GAYRAD | JJ ELECTRICAL MANUFACTURING T/A GAYRAD | QUOTATION Q9825 | PURCHASE AS REQUIRED
000021636 | CIRCUIT BREAKER | INDOOR METAL CLAD,FOR LMT RETROFIT; 25 KA FOR 3 SEC;12 KV;630 AMP;LMVP/X5B/ QM;HAND OPERATING MECH;32 V DC TRIP COIL; | REYROLLE |  | LMVP/X5B/QM | PURCHASE AS REQUIRED
000021637 | CIRCUIT BREAKER | INDOOR METAL CLAD;FOR LMT RETROFIT; 25 KA FOR 3 SEC;12 KV;630 AMP;LMVP/X5B/ MO;220 V DC OPERATING MECH;32 V DC TRIP COIL; | REYROLLE |  | LMVP/X5B/MO | STRATEGIC SPARE
000021638 | CIRCUIT BREAKER | INDOOR METAL CLAD,FOR LMT RETROFIT; 25 KA FOR 3 SEC;12 KV;1250 AMP;LMVP/X4B/ MO;220 V DC OPERATING MECH;32 V DC TRIP COIL; | REYROLLE |  | LMVP/X4B/MO | PURCHASE AS REQUIRED
000021639 | TRANSFORMER,DISTRIBUTION | 11 KV;63 KVA;1 PHASE;POLE BOLT MTG;BSH HV 90 LV BSH;MINERAL OIL INSULATED;ONAN; 7 TAP POSN;11 KV/500-250 V;GALV TANK; PRE-FITTED WITH SURGE ARRESTERS; | ABB | ABB FAN PTY LTD | 63 KVA 1 PH | PURCHASE AS REQUIRED
000021639 | TRANSFORMER,DISTRIBUTION | 11 KV;63 KVA;1 PHASE;POLE BOLT MTG;BSH HV 90 LV BSH;MINERAL OIL INSULATED;ONAN; 7 TAP POSN;11 KV/500-250 V;GALV TANK; PRE-FITTED WITH SURGE ARRESTERS; | TYREE | TYREE INDUSTRIES PL MITTAGONG NSW | 63M1LQ | PURCHASE AS REQUIRED
000021613 | CABLE,POWER,ELECTRICAL | 6.35/11 KV;185 SQ MM;3 X 1 CORE STRANDED WB COPPER/TRXLPE/CWS/WBT/MDPE; TRIPLEX ;DRUM SIZE 300 M; | MIDLANDS | MIDLAND METALS | MMO11LV3X1X185CTRXWBTSCRWBTH | VENDOR HELD
000021616 | CABLE,POWER,ELECTRICAL | 6.35/11 KV;630 SQ MM;1 CORE STRANDED WB COPPER/TRXLPE/CWS/WBT/MDPE; DRUM SIZE 500 M; | CABLGRID | CABLE GRID AUSTRALIA PL | CGA420 | CURRENT
000021616 | CABLE,POWER,ELECTRICAL | 6.35/11 KV;630 SQ MM;1 CORE STRANDED WB COPPER/TRXLPE/CWS/WBT/MDPE; DRUM SIZE 500 M; | KEI CABL | KEI CABLES | 6.35/11KV 1CX630 | CURRENT
000021616 | CABLE,POWER,ELECTRICAL | 6.35/11 KV;630 SQ MM;1 CORE STRANDED WB COPPER/TRXLPE/CWS/WBT/MDPE; DRUM SIZE 500 M; | PRYSMIAN | PRYSMIAN POWER CABLES & SYSTEMS AUST | 5209648 | CURRENT
000021616 | CABLE,POWER,ELECTRICAL | 6.35/11 KV;630 SQ MM;1 CORE STRANDED WB COPPER/TRXLPE/CWS/WBT/MDPE; DRUM SIZE 500 M; | NANELECT | NAN ELECTRICAL CABLE AUSTRALIA PL | 1MV630C11LJEX | CURRENT
000021616 | CABLE,POWER,ELECTRICAL | 6.35/11 KV;630 SQ MM;1 CORE STRANDED WB COPPER/TRXLPE/CWS/WBT/MDPE; DRUM SIZE 500 M; | MIDLANDS | MIDLAND METALS | MMO11KV1X630CTRXWBTSCRWBTH | CURRENT
000021617 | CABLE,POWER,ELECTRICAL | 6.35/11 KV;800 SQ MM;1 CORE STRANDED WB COPPER/TRXLPE/CWS/WBT/MDPE; DRUM SIZE 500 M; | MIDLANDS | MIDLAND METALS | MMO-11KV 1X800CTRXWBTSCRWBTM | CURRENT
000021617 | CABLE,POWER,ELECTRICAL | 6.35/11 KV;800 SQ MM;1 CORE STRANDED WB COPPER/TRXLPE/CWS/WBT/MDPE; DRUM SIZE 500 M; | NANELECT | NAN ELECTRICAL CABLE AUSTRALIA PL | 1MV800C11LJEX | CURRENT
000021617 | CABLE,POWER,ELECTRICAL | 6.35/11 KV;800 SQ MM;1 CORE STRANDED WB COPPER/TRXLPE/CWS/WBT/MDPE; DRUM SIZE 500 M; | MIDLANDS | MIDLAND METALS | MMO11KV1X800CTRXWBTSCRWBTH | CURRENT
000021618 | CABLE,POWER,ELECTRICAL | 19/33 KV;185 SQ MM;1 CORE STRANDED WB COPPER/XLPE/WBT/A CORRUGATED COPPER SHEATH/MDPE;WITH GRAPHITE COATING; DRUM SIZE 700 M; | MIDLANDS | MIDLAND METALS | MMO-33KV1X185CXWBTCCH | PHASING
000021620 | CABLE,POWER,ELECTRICAL | 19/33 KV;630 SQ MM;1 CORE STRANDED WB COPPER/XLPE/WBT/CORRUGATED COPPER SHEATH/MDPE;WITH GRAPHITE COATING; SEALED PULLING EYE FITTED TO OUTER END | MIDLANDS | MIDLAND METALS | MMO-33KV1X630CXWBTCCH | PURCHASE AS REQUIRED
000021621 | CABLE,POWER,ELECTRICAL | 19/33 KV;800 SQ MM;1 CORE MILLIKEN STRANDED WB COPPER/XLPE/WBT/ CORRUGATED COPPER SHEATH/MDPE; WITH GRAPHITE COATING; DRUM SIZE 600 M; | MIDLANDS | MIDLAND METALS | MMO-33KV1X800CXWBTCCH | PURCHASE AS REQUIRED
000021622 | CABLE,POWER,ELECTRICAL | 76/132 KV;400 SQ MM;1 CORE STRANDED COMPACTED WB COPPER/XLPE/WBT/ CORRUGATED COPPER SHEATH/MDPE; WITH GRAPHITE COATING; 600 M TO | MIDLANDS | MIDLAND METALS | MMO-132KV1X400CXWBTCCH | VENDOR HELD
000021623 | CABLE,POWER,ELECTRICAL | 76/132 KV;800 SQ MM;1 CORE STRANDED COMPACTED WB COPPER/XLPE/WBT/ CORRUGATED COPPER SHEATH/MDPE;WITH GRAPHITE COATING; 600 M TO | TAIHAN | TAIHAN ELECTRIC WIRE CO LTD | 21623 | VENDOR HELD
000021623 | CABLE,POWER,ELECTRICAL | 76/132 KV;800 SQ MM;1 CORE STRANDED COMPACTED WB COPPER/XLPE/WBT/ CORRUGATED COPPER SHEATH/MDPE;WITH GRAPHITE COATING; 600 M TO | OLEX | OLEX AUSTRALIA PTY LTD | 21623 | VENDOR HELD
000021623 | CABLE,POWER,ELECTRICAL | 76/132 KV;800 SQ MM;1 CORE STRANDED COMPACTED WB COPPER/XLPE/WBT/ CORRUGATED COPPER SHEATH/MDPE;WITH GRAPHITE COATING; 600 M TO | MIDLANDS | MIDLAND METALS | MMO-132KV1X800CXWBTCCH | VENDOR HELD
000021624 | CABLE,POWER,ELECTRICAL | 76/132 KV;1200 SQ MM;1 CORE MILLIKEN STRANDED COMPACTED WB COPPER/XLPE/ WBT/CORRUGATED COPPER SHEATH/MDPE; WITH GRAPHITE COATING; 600 M TO | MIDLANDS | MIDLAND METALS | MMO-132KV1X1200CXWBTCCH | VENDOR HELD
000021625 | CABLE,POWER,ELECTRICAL | 76/132 KV;1600 SQ MM;1 CORE MILLIKEN STRANDED COMPACTED WB COPPER/XLPE/ WBT/CORRUGATED COPPER SHEATH/MDPE; WITH GRAPHITE COATING; 600 M TO | MIDLANDS | MIDLAND METALS | MMOP-132KV1X1600CXWBTCCH | VENDOR HELD
000021626 | CABLE,POWER,ELECTRICAL | 120 SQ MM;CONCENTRIC EARTH BONDING CABLE;INNER COND COMP ANNEAL,WB37/2.03 CU;XLPE INS.4.6 MIN AV WALL (MAV);OUTER COND.PLAIN ANNEAL WB 64/1.13 + 70/1.13 | MIDLANDS | MIDLAND METALS | MMO-CBL1X120CXCWCTCWFRM | CURRENT
000021626 | CABLE,POWER,ELECTRICAL | 120 SQ MM;CONCENTRIC EARTH BONDING CABLE;INNER COND COMP ANNEAL,WB37/2.03 CU;XLPE INS.4.6 MIN AV WALL (MAV);OUTER COND.PLAIN ANNEAL WB 64/1.13 + 70/1.13 | NANELECT | NAN ELECTRICAL CABLE AUSTRALIA PL | 1CB120CBLHJEX | CURRENT
000021626 | CABLE,POWER,ELECTRICAL | 120 SQ MM;CONCENTRIC EARTH BONDING CABLE;INNER COND COMP ANNEAL,WB37/2.03 CU;XLPE INS.4.6 MIN AV WALL (MAV);OUTER COND.PLAIN ANNEAL WB 64/1.13 + 70/1.13 | MIDLANDS | MIDLAND METALS | MMOCBL1X120CXCWCTCWFRP | CURRENT
000021626 | CABLE,POWER,ELECTRICAL | 120 SQ MM;CONCENTRIC EARTH BONDING CABLE;INNER COND COMP ANNEAL,WB37/2.03 CU;XLPE INS.4.6 MIN AV WALL (MAV);OUTER COND.PLAIN ANNEAL WB 64/1.13 + 70/1.13 | MIDLANDS | MIDLAND METALS | MMOP-17450/08 | CURRENT
000021472 | BOX,ELECTRICAL,MULTIAPPLICATION. | ALUMINIUM;800 MM H X 600 MM W X 400 MM D ;ALARM INTERFACE PANEL (AUXILARY); | ERGON | ERGON ENERGY | BOX,ELECTRICAL | CURRENT
000021609 | CABLE,POWER,ELECTRICAL | 0.6/1 KV;185 SQ MM;3.5 CORE SECTOR SHAPED STRANDED COPPER/PLY/HDPE; 400 M DRUM SIZE,DRUM WEIGHT 4343 KG; (ESI TRAIN ITEM) | MIDLANDS | MIDLAND METALS | T38876 | PURCHASE AS REQUIRED
000021611 | CABLE,POWER,ELECTRICAL | U/Ground, 0.6/1kV, 4C x 300mm2, Sector Shaped Stranded Cu/XLPE/PVC/HDPE, Metre Marked, 300m Drum, TS396 | CABLGRID | CABLE GRID AUSTRALIA PL | CGA414 | CURRENT
000021611 | CABLE,POWER,ELECTRICAL | U/Ground, 0.6/1kV, 4C x 300mm2, Sector Shaped Stranded Cu/XLPE/PVC/HDPE, Metre Marked, 300m Drum, TS396 | KEI CABL | KEI CABLES | 0.6/1KV 4CX300 | CURRENT
000021611 | CABLE,POWER,ELECTRICAL | U/Ground, 0.6/1kV, 4C x 300mm2, Sector Shaped Stranded Cu/XLPE/PVC/HDPE, Metre Marked, 300m Drum, TS396 | PRYSMIAN | PRYSMIAN POWER CABLES & SYSTEMS AUST | 5209617 | CURRENT
000021611 | CABLE,POWER,ELECTRICAL | U/Ground, 0.6/1kV, 4C x 300mm2, Sector Shaped Stranded Cu/XLPE/PVC/HDPE, Metre Marked, 300m Drum, TS396 | MIDLANDS | MIDLAND METALS | MMO-1KV 4X300CXPH | CURRENT
000021611 | CABLE,POWER,ELECTRICAL | U/Ground, 0.6/1kV, 4C x 300mm2, Sector Shaped Stranded Cu/XLPE/PVC/HDPE, Metre Marked, 300m Drum, TS396 | NANELECT | NAN ELECTRICAL CABLE AUSTRALIA PL | 4CX300MLVPMEX | CURRENT
000021612 | CABLE,POWER,ELECTRICAL | 6.35/11 KV;185 SQ MM;3 CORE COMPACTED STRANDED COPPER/PLY/HDPE; 300 M DRUM SIZE, DRUM WEIGHT 3463 KG; | CABLGRID | CABLE GRID AUSTRALIA PL | CGA415 | CURRENT
000021612 | CABLE,POWER,ELECTRICAL | 6.35/11 KV;185 SQ MM;3 CORE COMPACTED STRANDED COPPER/PLY/HDPE; 300 M DRUM SIZE, DRUM WEIGHT 3463 KG; | MIDLANDS | MIDLAND METALS | MMO-11KV 3X185CPLYLSH | CURRENT
000021612 | CABLE,POWER,ELECTRICAL | 6.35/11 KV;185 SQ MM;3 CORE COMPACTED STRANDED COPPER/PLY/HDPE; 300 M DRUM SIZE, DRUM WEIGHT 3463 KG; | CABLGRID | CABLE GRID AUSTRALIA PL | PCUM185C03KA14SD3 | CURRENT
000021614 | CABLE,POWER,ELECTRICAL | U/Ground, 6.35/11kV, 3C Compacted, 300mm2 Stranded Cu/PLY/HDPE, 300m Drum | CABLGRID | CABLE GRID AUSTRALIA PL | CGA416 | CURRENT
000021614 | CABLE,POWER,ELECTRICAL | U/Ground, 6.35/11kV, 3C Compacted, 300mm2 Stranded Cu/PLY/HDPE, 300m Drum | MIDLANDS | MIDLAND METALS | MMO-11KV 3X300CPLYLSH | CURRENT
000021614 | CABLE,POWER,ELECTRICAL | U/Ground, 6.35/11kV, 3C Compacted, 300mm2 Stranded Cu/PLY/HDPE, 300m Drum | MIDLANDS | MIDLAND METALS | T37580 | CURRENT
000021614 | CABLE,POWER,ELECTRICAL | U/Ground, 6.35/11kV, 3C Compacted, 300mm2 Stranded Cu/PLY/HDPE, 300m Drum | CABLGRID | CABLE GRID AUSTRALIA PL | PCUM300C03KA14SD3 | CURRENT
000021614 | CABLE,POWER,ELECTRICAL | U/Ground, 6.35/11kV, 3C Compacted, 300mm2 Stranded Cu/PLY/HDPE, 300m Drum | PRYSMIAN | PRYSMIAN POWER CABLES & SYSTEMS AUST | PL3/0300C12.V | CURRENT
000021641 | CARD,CIRCUIT | TELEPHONE ISOLATION CARD SET;SHORT RANGE CUSTOMER TERMINAL CARD D901-Z3X2 ;SHORT RANGE EXCHANGE CARD D902-Z3X2; OPTICAL FIBRE SET 500 MM LG D903-F2/500; | DAVAS | DAVAS LIMITED WELLINGTON NZ | D901-Z3X2,D902-Z3X2,D903FS/500 | CURRENT
000021642 | GRIP,CABLE,JAW | PARALLEL JAWS;FOR BARE COPPER & ALUMINIUM CONDUCTORS;RANGE-3.05-9.40 MM DIA;RECOMMENDED FOR COPPER METRIC (IMPERIAL) 7.064 4.87 MM,7/2.00 (7/080), | SPECFORC | SPECIALISED FORCE | KLEIN S-1613-40H | CURRENT
000021642 | GRIP,CABLE,JAW | PARALLEL JAWS;FOR BARE COPPER & ALUMINIUM CONDUCTORS;RANGE-3.05-9.40 MM DIA;RECOMMENDED FOR COPPER METRIC (IMPERIAL) 7.064 4.87 MM,7/2.00 (7/080), | ENERGYNW | THE ENERGY NETWORK | KLEIN S-1613-40H | CURRENT
000021642 | GRIP,CABLE,JAW | PARALLEL JAWS;FOR BARE COPPER & ALUMINIUM CONDUCTORS;RANGE-3.05-9.40 MM DIA;RECOMMENDED FOR COPPER METRIC (IMPERIAL) 7.064 4.87 MM,7/2.00 (7/080), | TEN | THE ENERGY NETWORK | S1613-40H | CURRENT
000021643 | GRIP,CABLE,JAW | Parallel Jaws, for Bare Cu & Al Cond, Range 8-22mm Dia, Recommended for AAC Pluto 19/3.75 18.8mm, Saturn 37/3.00 21.00mm Only c/w Spring Loaded Side Gate | TEN | THE ENERGY NETWORK | AL-3TON-GRIP | CURRENT
000021643 | GRIP,CABLE,JAW | Parallel Jaws, for Bare Cu & Al Cond, Range 8-22mm Dia, Recommended for AAC Pluto 19/3.75 18.8mm, Saturn 37/3.00 21.00mm Only c/w Spring Loaded Side Gate | ENERGYNW | THE ENERGY NETWORK | NGK AL-3TON | CURRENT
000021644 | WIRE,ELECTRICAL | AERIAL;ALUMINIUM CONDUCTOR STEEL REINFORCED/GALV (ACSR/GZ);54/7/3.25 MM; CODE ORANGE;STRATEGIC SPARE; | MIDLANDS | MIDLAND METALS | MMO-ORANGE | STRATEGIC SPARE
000021644 | WIRE,ELECTRICAL | AERIAL;ALUMINIUM CONDUCTOR STEEL REINFORCED/GALV (ACSR/GZ);54/7/3.25 MM; CODE ORANGE;STRATEGIC SPARE; | POWERLNK | POWERLINK | ORANGE | STRATEGIC SPARE
000021389 | CAPACITOR SHUNT INSTALLATION. | 145 KV;3 PHASE;50 HZ;62.5 MVAR & 145 KV; RACK O/D;COMPRISES THE FOLLOWING STOCK CODES;3 X SC21390 (RX);1 X SC21391 (CT);96 X SC21392 (CANS);3 X SC21393 | ABB | ABB FAN PTY LTD | 62.5 MVAR | PURCHASE AS REQUIRED
000021390 | REACTOR | INRUSH LIMITING;68.34 MIILLI H;356 AMP; 50 HZ;145 KV;1 PHASE;27.2 KA;FOR 1 SEC; PEDISTAL POST INSULATOR MTG;AIR INSULATED;TO SUIT SC21389 (145 KV | ABB | ABB FAN PTY LTD | REACTOR. | PURCHASE AS REQUIRED
000021390 | REACTOR | INRUSH LIMITING;68.34 MIILLI H;356 AMP; 50 HZ;145 KV;1 PHASE;27.2 KA;FOR 1 SEC; PEDISTAL POST INSULATOR MTG;AIR INSULATED;TO SUIT SC21389 (145 KV | TRENCH |  | AIR CORED DRY TYPE | PURCHASE AS REQUIRED
000021391 | TRANSFORMER,CURRENT | POST TYPE;O/D;CAST RESIN;24 KV;1 CORE; 5-5/1 AMP;10P15F20;TO SUIT SC21389 & SC21685;(145 KV CAPACITOR BANK);ABB AUSTRALIA PTY LTD LILYDALE VICTORIA; | ABB | ABB FAN PTY LTD | POST TYPE;O/D;CAST RESIN | PURCHASE AS REQUIRED
000021391 | TRANSFORMER,CURRENT | POST TYPE;O/D;CAST RESIN;24 KV;1 CORE; 5-5/1 AMP;10P15F20;TO SUIT SC21389 & SC21685;(145 KV CAPACITOR BANK);ABB AUSTRALIA PTY LTD LILYDALE VICTORIA; | SADTEM | SADTEM | CAST RESIN | PURCHASE AS REQUIRED
000021392 | CAPACITOR UNIT. | 11.13 KV;692.7 KVAR;SINGLE PHASE;17.8 MICROFARAD;2 BUSHINGS PER UNIT;TO SUIT SC21389 (145 KV CAPACITOR BANK); ABB AUSTRALIA PTY LTD LILYDALE VICTORIA; | ABB | ABB FAN PTY LTD | CHD | PURCHASE AS REQUIRED
000021393 | ARRESTER,ELECTRICAL SURGE | GAPLESS,METAL OXIDE;138 KV;MAX CONT VOLT 92 KV;20 KA PEAK;CLASS 4 LINE DISCHARGE;POLYMER HOUSING;TO SUIT SC21389 (145 KV CAPACITOR BANK)ABB | ABB | ABB FAN PTY LTD | PEXLIM P138-XV145 | PURCHASE AS REQUIRED
000021646 | CIRCUIT BREAKER | OUTDOOR;145 KV;3150 AMP;40 KA;3 POLE; 2.5 CYCLE;50 HZ;125 V DC MOTOR CHRG SPRING;FOR POINT OF WAVE SWITCHING OF CAP BANK;P/LINK TM02004/05/1 2CG; | ABB | ABB FAN PTY LTD | LTB 145D1B | PURCHASE AS REQUIRED
000021645 | RECLOSER | 24 KV;SINGLE PHASE;400 AMP;VACUUM INTERRUPTER NULEC W27;FOR USE ON 12.7 OR 19 KV SWER SYSTEM;ORDER EXTERNAL VT SEPARATELY; | NU-LEC | NU-LEC | W27ACR-SOLID-24-6-125-400-15TP | PURCHASE AS REQUIRED
000021645 | RECLOSER | 24 KV;SINGLE PHASE;400 AMP;VACUUM INTERRUPTER NULEC W27;FOR USE ON 12.7 OR 19 KV SWER SYSTEM;ORDER EXTERNAL VT SEPARATELY; | NU-LEC | NU-LEC | PTCC-TROP-INT/240-7 | PURCHASE AS REQUIRED
000021474 | FLANGE, PIPE | GALVANISED MALLEABLE ;TABLE D;SCREWED, DRILLED;50 MM NB;60 OD,WITH 4 HOLES FOR M12 BOLTS;PACK OF 1; | KEYLINE | KEY-LINE DISTRIBUTORS PTY LTD | MF50 | PURCHASE AS REQUIRED
000020854 | TRANSFORMER,POWER | 33 KV/11 KV;8 MVA;3 PHASE;GROUND MTG;HV BSH 180 LV BSH;MINERAL OIL INSULATED; ONAF;DYN 11;C/W VACUUM OLTC 23 TAP POSN; ATTACHED RADIATOR; | WILSON | WILSON TRANSFORMER CO. PTY LTD | 33 KV/11 KV 8 MVA | PURCHASE AS REQUIRED
000020855 | TRANSFORMER,POWER | 33 KV/11 KV;8 MVA;3 PHASE;GROUND MTG;HV PLUG 180 LV PLUG;MINERAL OIL INSULATED; ONAN;DYN 11;C/W VACUUM OLTC 23 TAP POSN; ATTACHED RADIATOR;50 KVA;11 KV/415 V; | WILSON | WILSON TRANSFORMER CO. PTY LTD | 33 KV/11 KV 8 MVA | PURCHASE AS REQUIRED
000020856 | TRANSFORMER,POWER | 33 KV/11 KV;15 MVA;3 PHASE;GROUND MTG;HV BSH 90 LV AIR;MINERAL OIL INSULATED;ONAF ;DYN 11;C/W VACUUM OLTC 23 TAP POSN; ATTACHED RADIATOR;REDUCED SOUND LEVEL | WILSON | WILSON TRANSFORMER CO. PTY LTD | 33 KV/11 KV 15 MVA | PURCHASE AS REQUIRED
000020857 | TRANSFORMER,POWER | 33 KV/11 KV;15 MVA;3 PHASE;GROUND MTG;HV BSH 90 LV AIR;MINERAL OIL INSULATED;ONAF ;DYN 11;C/W VACUUM OLTC 23 TAP POSN;FREE STANDING RADIATOR;REDUCED SOUND LEVEL | WILSON | WILSON TRANSFORMER CO. PTY LTD | 33 KV/11 KV 15 MVA | PURCHASE AS REQUIRED
000020858 | TRANSFORMER,POWER | 33 KV/11 KV;15 MVA;3 PHASE;GROUND MTG;HV AIR 90 LV AIR;MINERAL OIL INSULATED;ONAF ;DYN 11;C/W VACUUM OLTC 23 TAP POSN; ATTACHED RADIATOR;REDUCED SOUND LEVEL | WILSON | WILSON TRANSFORMER CO. PTY LTD | 33 KV/11 KV 15 MVA | PURCHASE AS REQUIRED
000020859 | TRANSFORMER,POWER | 33 KV/11 KV;15 MVA;3 PHASE;GROUND MTG;HV AIR 90 LV AIR;MINERAL OIL INSULATED;ONAF ;DYN 11;C/W VACUUM OLTC 23 TAP POSN; FREE STANDING RADIATOR;REDUCED SOUND | WILSON | WILSON TRANSFORMER CO. PTY LTD | 33 KV/11 KV 15 MVA | PURCHASE AS REQUIRED
000020860 | TRANSFORMER,POWER | 33 KV/11 KV;25 MVA;3 PHASE;GROUND MTG;HV BSH 90 LV AIR;MINERAL OIL INSULATED;ODAF ;DYN 11;C/W VACUUM OLTC 23 TAP POSN; ATTACHED RADIATOR;DRMCC;REDUCED | WILSON | WILSON TRANSFORMER CO. PTY LTD | 33 KV/11 KV 25 MVA | CURRENT
000020861 | TRANSFORMER,POWER | 33 KV/11 KV;25 MVA;3 PHASE;GROUND MTG;HV BSH 90 LV AIR;MINERAL OIL INSULATED;ODAF ;DYN 11;C/W VACUUM OLTC 23 TAP POSN; FREE STANDING RADIATOR;DRMCC;REDUCED | WILSON | WILSON TRANSFORMER CO. PTY LTD | 33 KV/11 KV 25 MVA | PURCHASE AS REQUIRED
000020862 | TRANSFORMER,POWER | 33 KV/11 KV;25 MVA;3 PHASE;GROUND MTG; 33KV & 11KV CABLE BOXES; MINERAL OIL INSULATED; ODAF DYN 11;C/W VACUUM OLTC 23 TAP POSN; ATT RADIATOR;DRMCC;REDUCED | WILSON | WILSON TRANSFORMER CO. PTY LTD | 33 KV/11 KV 25 MVA | PURCHASE AS REQUIRED
000020863 | TRANSFORMER,POWER | 33 KV/11 KV;25 MVA;3 PHASE;GROUND MTG;HV AIR 90 LV AIR;MINERAL OIL INSULATED;ODAF ;DYN 11;C/W VACUUM OLTC 23 TAP POSN; FREE STANDING RADIATOR;DRMCC;REDUCED | WILSON | WILSON TRANSFORMER CO. PTY LTD | 33 KV/11 KV 25 MVA | PURCHASE AS REQUIRED
000020864 | TRANSFORMER,POWER | 110 KV/11 KV;30 MVA;3 PHASE;GROUND MTG; HV BSH 180 LV AIR;MINERAL OIL INSULATED; ODAF;YND 11;C/W VACUUM OLTC 23 TAP POSN; FREE STANDING RADIATOR;DRMCC; | WILSON | WILSON TRANSFORMER CO. PTY LTD | 110 KV/11 KV 30 MVA | PURCHASE AS REQUIRED
000020865 | TRANSFORMER,POWER | 132 KV/11 KV;30 MVA;3 PHASE;GROUND MTG; HV BSH 180 LV AIR;MINERAL OIL INSULATED; ODAF;YND 11;C/W VACUUM OLTC 23 TAP POSN; FREE STANDING RADIATOR;DRMCC; | WILSON | WILSON TRANSFORMER CO. PTY LTD | 132 KV/11 KV 30 MVA | PURCHASE AS REQUIRED
000020866 | TRANSFORMER,POWER | 110 KV/11 KV;30 MVA;3 PHASE;GROUND MTG; HV BSH 180 LV AIR;MINERAL OIL INSULATED; ODAF;YND 11;C/W VACUUM OLTC 23 TAP POSN; FREE STANDING RADIATOR;DRMCC;REDUCED | WILSON | WILSON TRANSFORMER CO. PTY LTD | 110 KV/11 KV 30 MVA | PURCHASE AS REQUIRED
000020867 | TRANSFORMER,POWER | 132 KV/11 KV;30 MVA;3 PHASE;GROUND MTG; HV BSH 180 LV AIR;MINERAL OIL INSULATED; ODAF;YND 11;C/W VACUUM OLTC 23 TAP POSN; FREE STANDING RADATIOR;DRMCC;REDUCED | WILSON | WILSON TRANSFORMER CO. PTY LTD | 132 KV/11 KV 30 MVA | PURCHASE AS REQUIRED
000020868 | TRANSFORMER,POWER | 110 KV/11 KV;60 MVA;3 PHASE;GROUND MTG; HV BSH 180 LV AIR;MINERAL OIL INSULATED; ODAF;YND 11;C/W VACUUM OLTC 27 TAP POSN; FREE STANDING RADIATOR;DRMCC; | WILSON | WILSON TRANSFORMER CO. PTY LTD | 110 KV/11 KV 60 MVA | PURCHASE AS REQUIRED
000020869 | TRANSFORMER,POWER | 132 KV/11 KV;60 MVA;3 PHASE;GROUND MTG; HV BSH 180 LV AIR;MINERAL OIL INSULATED; ODAF;YND 11;C/W VACUUM OLTC 27 TAP POSN; FREE STANDING RADIATOR;DRMCC; | WILSON | WILSON TRANSFORMER CO. PTY LTD | 132 KV/11 KV 60 MVA | PURCHASE AS REQUIRED
000020870 | TRANSFORMER,POWER | 110 KV/11 KV;60 MVA;3 PHASE;GROUND MTG; HV BSH 180 LV AIR;MINERAL OIL INSULATED; ODAF;YND 11;C/W VACUUM OLTC 27 TAP POSN; FREE STANDING RADIATOR;DRMCC;REDUCED | WILSON | WILSON TRANSFORMER CO. PTY LTD | 110 KV/11 KV 60 MVA | PURCHASE AS REQUIRED
000020871 | TRANSFORMER,POWER | 132 KV/11 KV;60 MVA;3 PHASE;GROUND MTG; HV BSH 180 LV AIR;MINERAL OIL INSULATED; ODAF;YND 11;C/W VACUUM OLTC 27 TAP POSN; FREE STANDING RADIATOR;DRMCC;REDUCED | WILSON | WILSON TRANSFORMER CO. PTY LTD | 132 KV/11 KV 60 MVA | PURCHASE AS REQUIRED
000020872 | TRANSFORMER,POWER | 110 KV/11 KV/11 KV;60 MVA;3 PHASE; GROUND MTG;HV BSH 180 LV AIR;MINERAL OIL INSULATED;ODAF;YND 11/D 11;C/W VACUUM OLTC 27 TAP POSN;FREE STANDING | WILSON | WILSON TRANSFORMER CO. PTY LTD | 110 KV/11 KV 60 MVA | PURCHASE AS REQUIRED
000020873 | TRANSFORMER,POWER | 110 KV/33 KV/11 KV;60 MVA;3 PHASE;GROUND MTG;HV BSH 180 MV BSH LV BSH;MINERAL OIL INSULATED;ODAF;YNYN0/D 11;C/W VACUUM OLTC 23 TAP POSN;ATTACHED RADIATOR; | WILSON | WILSON TRANSFORMER CO. PTY LTD | 110 KV/33 KV/11 KV 60 MVA | PURCHASE AS REQUIRED
000020874 | TRANSFORMER,POWER | 110 KV/33 KV/11 KV;60 MVA;3 PHASE;GROUND MTG;HV BSH 180 MV BSH LV BSH;MINERAL OIL INSULATED;ODAF;YNYN0/D 11;C/W VACUUM OLTC 23 TAP POSN;FREE STANDING RADIATOR | WILSON | WILSON TRANSFORMER CO. PTY LTD | 110 KV/33 KV/11 KV 60 MVA | PURCHASE AS REQUIRED
000020875 | TRANSFORMER,POWER | 132 KV/33 KV/11 KV;60 MVA;3 PHASE;GROUND MTG;HV BSH 180 MV BSH LV BSH;MINERAL OIL INSULATED;ODAF;YNYN0/D 11;C/W VACUUM OLTC 23 TAP POSN;ATTACHED RADIATOR; | WILSON | WILSON TRANSFORMER CO. PTY LTD | 132 KV/33 KV/11 KV 60 MVA | PURCHASE AS REQUIRED
000020876 | TRANSFORMER,POWER | 110 KV/33 KV/11 KV;60 MVA;3 PHASE;GROUND MTG;HV BSH 180 MV AIR LV BSH;MINERAL OIL INSULATED;ODAF;YNYN0/D 11;C/W VACUUM OLTC 23 TAP POSN;FREE STANDING RADIATOR | WILSON | WILSON TRANSFORMER CO. PTY LTD | 110 KV/33 KV/11 KV 60 MVA | PURCHASE AS REQUIRED
000020877 | TRANSFORMER,POWER | 110 KV/33 KV/11 KV;80 MVA;3 PHASE;GROUND MTG;HV BSH 180 MV BSH LV BSH;MINERAL OIL INSULATED;ODAF;YNYN0/D 11;C/W VACUUM OLTC 23 TAP POSN;ATTACHED RADIATOR; | WILSON | WILSON TRANSFORMER CO. PTY LTD | 110 KV/33 KV/11 KV 80 MVA | PURCHASE AS REQUIRED
000020878 | TRANSFORMER,POWER | 110 KV/33 KV/11 KV;80 MVA;3 PHASE;GROUND MTG;HV BSH 180 MV BSH LV BSH;MINERAL OIL INSULATED;ODAF;YNYN0/D 11;C/W VACUUM OLTC 23 TAP POSN;FREE STANDING RADIATOR; | WILSON | WILSON TRANSFORMER CO. PTY LTD | 110 KV/33 KV/11 KV 80 MVA | PURCHASE AS REQUIRED
000020879 | TRANSFORMER,POWER | 132 KV/33 KV/11 KV;80 MVA;3 PHASE;GROUND MTG;HV BSH 180 MV BSH LV BSH;MINERAL OIL INSULATED;ODAF;YNYN0/D 11;C/W VACUUM OLTC 23 TAP POSN;ATTACHED RADIATOR; | WILSON | WILSON TRANSFORMER CO. PTY LTD | 132 KV/33 KV/11 KV 80 MVA | PURCHASE AS REQUIRED
000020880 | TRANSFORMER,POWER | 110 KV/33 KV/11 KV;80 MVA;3 PHASE;GROUND MTG;HV BSH 180 MV AIR LV BSH;MINERAL OIL INSULATED;ODAF;YNYN0/D 11;C/W VACUUM OLTC 23 TAP POSN;FREE STANDING;RADIATOR | WILSON | WILSON TRANSFORMER CO. PTY LTD | 110 KV/33 KV/11 KV 80 MVA | PURCHASE AS REQUIRED
000020881 | TRANSFORMER,POWER | 110 KV/33 KV/11 KV;120 MVA;3 PHASE; GROUND MTG;HV BSH 180 MV BSH LV BSH; MINERAL OIL INSULATED;ODAF;YNYN0/D 11; C/W VACUUM OLTC 23 TAP POSN;FREE | WILSON | WILSON TRANSFORMER CO. PTY LTD | 110 KV/33 KV/11 KV 120 MVA | CURRENT
000020882 | TRANSFORMER,POWER | 110 KV/33 KV/11 KV;120 MVA;3 PHASE; GROUND MTG;HV BSH 180 MV AIR LV BSH; MINERAL OIL INSULATED;ODAF;YNYN0/D 11; C/W VACUUM OLTC 23 TAP POSN;FREE | WILSON | WILSON TRANSFORMER CO. PTY LTD | 100 KV/33 KV/11 KV 120 MVA | PURCHASE AS REQUIRED
000021649 | BRACKET,MOUNTING | MOBILE ANTENNA MOUNT;MM2 TRUCK MIRROR MTG BRACKET;TO SUIT TMR ANTENNA TYPE CD94-65-73; | RFIND | RF INDUSTRIES | MM2/RFI | CURRENT
000020358 | TERMINATION,ELECTRICAL POWER CABLE | CABLE TERMINATION;LV;INDOOR & OUTDOOR; HEATSHRINK;SUIT 3.5 C,185 SQ MM CU XLPE/ SWA/HDPE;C/W SHEAR BOLT LUGS & EARTH BRAID;INSTALLATION INSTRUCTION EPP- | RAYCHEM | RAYCHEM (AUSTRALIA) PTY LTD | EPKT-EX301 | CURRENT
000021677 | TRANSFORMER,CURRENT | PROTECTION & MEASUREMENT;POST TYPE; OUTDOOR;145 KV;1600 AMP;6 CORES;CORES 1 TO 4-1600/1200//1000/400/1 AMP CL 0.1PX2 400R8 ON 1600/1 AMP;CORE 5-1600/1200/ | ABB | ABB FAN PTY LTD | IMB145C6H3 | PURCHASE AS REQUIRED
000021495 | RACEWAY,NONMETALLIC | LE GRAND PVC SLOTTED;60 MM W,80 MM H; 2000 MM LG; | REXEL | REXEL PTY LTD | LEG636113 | CURRENT
000021495 | RACEWAY,NONMETALLIC | LE GRAND PVC SLOTTED;60 MM W,80 MM H; 2000 MM LG; | HAYMANS | HAYMANS ELECTRICAL | 636113 | CURRENT
000021496 | RACEWAY,NONMETALLIC | Cable & Wiring Duct, 2m Lg, 40 x 80mm, PVC, Grey c/w Lid | PHOENIX | PHOENIX CONTACT PTY LTD | 3240198 | CURRENT
000021496 | RACEWAY,NONMETALLIC | Cable & Wiring Duct, 2m Lg, 40 x 80mm, PVC, Grey c/w Lid | REXEL | REXEL PTY LTD | LEG636108 | CURRENT
000021496 | RACEWAY,NONMETALLIC | Cable & Wiring Duct, 2m Lg, 40 x 80mm, PVC, Grey c/w Lid | HAYMANS | HAYMANS ELECTRICAL | 636108 | CURRENT
000021680 | CONTROL,TEMPERATURE | DRMCC;TRANSFORMER TEMPERATURE MONITOR;COOLER CONTROL;OVER TEMPERATURE ALARM & RELAY TRIP; TRANSFORMER OLTC & GENERAL ALARM | WILSON | WILSON TRANSFORMER CO. PTY LTD | DRMCC-T3 | PURCHASE AS REQUIRED
000021678 | SURGE ARRESTER | 22 KV;10 KA;FOR U/W 3 WIRE,22 KV & 12.7 KV SWER SYSTEM;C/W 700 MM LG 16 SQ MM LINE END LEAD & CAP; | ACCULEC | ACCULEC PTY LTD - E18524 | OB24A-100STEQ | PURCHASE AS REQUIRED
000021678 | SURGE ARRESTER | 22 KV;10 KA;FOR U/W 3 WIRE,22 KV & 12.7 KV SWER SYSTEM;C/W 700 MM LG 16 SQ MM LINE END LEAD & CAP; | AKPOWER | AK POWER SOLUTIONS PTY LTD | CA21 | PURCHASE AS REQUIRED
000021678 | SURGE ARRESTER | 22 KV;10 KA;FOR U/W 3 WIRE,22 KV & 12.7 KV SWER SYSTEM;C/W 700 MM LG 16 SQ MM LINE END LEAD & CAP; | MVTECH | MV TECHNOLOGY SOLUTIONS P/L | S3EK4 240-1CR4-Z Q97 R59 | PURCHASE AS REQUIRED
000021679 | TRANSFORMER,VOLTAGE | 11 KV TO 27.8 V;100 VA;POLE MTG;C/W POLE MTG BRACKET;2 X 4 M CC PRIMARY CONNECTION TAILS & FUSED SECONDARY CONNECTION LOOM,8 M LG FOR CONNECTION | NU-LEC | NU-LEC | 11 KV-28.7 V | PURCHASE AS REQUIRED
000021264 | SWITCH FUSE GEAR | 12 KV;LUCY;OIL INSULATED;O/D;RMU; 2 X 630 AMP CABLE SWITCH DISCONNECTORS; 1 X 200 AMP TRANSFORMER SWITCH FUSE; CABLE FAULT INDICATOR,(TYPE TRIDENT FRMU | ADAPT | ADAPT AUSTRALIA PTY LTD | TRIDENT/FRMU-TE | PHASING
000021682 | SWITCHBOARD,LV | WEBER TYPE;3150 AMP ISOLATOR;LHS BOTTOM ENTRY;RHS TOP ENTRY;FOR USE IN INDOOR SUBSTN;INCLUDES WALL MTG;KIT FOR FLOOR MTG;REFER DWG 9001-A4 SHT 2 OF 2; | WEBER | WEBER SOUTH PACIFIC PTY LTD | VF130300-EGX31 | PHASING
000021683 | SWITCHBOARD,LV | WEBER TYPE;3150 AMP ISOLATOR;LHS TOP ENTRY;RHS BOTTOM ENTRY;FOR USE IN INDOOR SUBSTN;INCLUDES WALL MTG;KIT FOR FLOOR MTG;REFER DWG 9001-A4 SHT 1 OF 2; | WEBER | WEBER SOUTH PACIFIC PTY LTD | VF130300-EGX33 | PHASING
000021684 | CUBICLE,ELECTRICAL EQUIPMENT. | OUTDOOR;FOR LV DISTRIBUTION BOARD;FOR GROUND TRANSFORMER;C & I SUBSTN; ;2085 MM W,500 MM D,1850 MM H;C/W ROOF LIFTING EYE & DOUBLE DOOR FRONT ENTRY; | WEBER | WEBER SOUTH PACIFIC PTY LTD | ES2105018501 | STRATEGIC SPARE
000021497 | BRACKET, CANTILEVER | STEEL;GALV HOT DIPPED;320 MM LG;PACK OF 1;PACK WEIGHT 1.7 KG; | EZYSTRUT | EZYSTRUT CABLE & PIPE SUPPORTS | CB4320H | CURRENT
000021498 | BRACKET,ANGLE | STEEL;GALV HOT DIPPED;90 MM X 51 MM X 40 MM W ;6 MM THK;HOLE DIA 14 MM; LH; WEIGHT 0.25 KG; | UNISTRUT | UNISTRUT AUSTRALIA (MANUFACTURER) | P1038 | PURCHASE AS REQUIRED
000021498 | BRACKET,ANGLE | STEEL;GALV HOT DIPPED;90 MM X 51 MM X 40 MM W ;6 MM THK;HOLE DIA 14 MM; LH; WEIGHT 0.25 KG; | EZYSTRUT | EZYSTRUT CABLE & PIPE SUPPORTS | E1038H | PURCHASE AS REQUIRED
000021499 | BRACKET,ANGLE | STEEL;GALV HOT DIPPED;90 MM X 51 MM X 40 MM W;6 MM THK;HOLE DIA 14 MM;RH; WEIGHT 0.25 KG; | UNISTRUT | UNISTRUT AUSTRALIA (MANUFACTURER) | P1037 | PURCHASE AS REQUIRED
000021499 | BRACKET,ANGLE | STEEL;GALV HOT DIPPED;90 MM X 51 MM X 40 MM W;6 MM THK;HOLE DIA 14 MM;RH; WEIGHT 0.25 KG; | EZYSTRUT | EZYSTRUT CABLE & PIPE SUPPORTS | E1037H | PURCHASE AS REQUIRED
000021685 | CAPACITOR SHUNT INSTALLATION. | 123 KV;3 PHASE;50 HZ;62.5 MVAR & 123 KV; RACK O/D;COMPRISES THE FOLLOWING STOCK CODES;3 X SC21686 (RX);1 X SC21391 (CT) 96 X SC21687 (CANS);3 X SC21688 (SURGE | ABB | ABB FAN PTY LTD | 62.5 MVAR | PURCHASE AS REQUIRED
000021686 | REACTOR | INRUSH LIMITING;49.17 MH;420 AMP;50 HZ; 123 KV;1 PHASE;PEDISTAL POST INSULATOR MTG;AIR INSULATED;TO SUIT SC21685 (123 KV CAPACITOR BANKS);P/LINK CONTRACT | TRENCH |  | AIR CORED DRY TYPE | PURCHASE AS REQUIRED
000021687 | CAPACITOR UNIT. | 9.45 KV;694.4 KVAR;SINGLE PHASE;24.75 MICROFARAD;2 BUSHINGS PER UNIT;TO SUIT SC21685 (123 KV CAPACITOR BANK);P/LINK CONTRACT TM02004/40/2,ITEM 3A-2; | ABB | ABB FAN PTY LTD | CHD | PURCHASE AS REQUIRED
000021688 | ARRESTER,ELECTRICAL SURGE | GAPLESS METAL OXIDE;138 KV;MAX CONT VOLT 92 KV;10 KA PEAK;CLASS 3 LINE DISCHARGE;POLYMER HOUSING;TO SUIT SC21685 (123 KV CAPACITOR BANK);P/LINK | ABB | ABB FAN PTY LTD | PEXLIM Q138-XV123 | PURCHASE AS REQUIRED
000021696 | GLOVES,PROTECTIVE | GENERAL PURPOSE;NITRILE;COTTON;WORK GLOVE;SIZE 9;YELLOW WITH KNITTED WRIST; PALM COATED;LENGTH 240 MM TO 270 MM | SILGLEN | SILGLEN SERVICES PTY LTD | SAHARA TOP 102 SIZE 9 | PHASING
000021698 | BRACKET,MOUNTING | STEEL;GALV;CROSSARM MTG BRACKET;TO MOUNT A DSS OMNI ANTENNA; | BRECKNEL | BRECKNELL ENGINEERING & WELDING | DSS OMNI MTG BKT | CURRENT
000021699 | WIRE,ELECTRICAL | FLEXIBLE EARTH CABLE;COPPER;PVC;G-Y; 50 SQ MM;637/.32;50 M ROLL;FOR RETROFITTING OF FLEXIBLE EARTHS TO PADMOUNT CUBICLE DOORS; | BAMBACH | BAMBACH WIRES & CABLES PTY LTD | 201148A GNYW | CURRENT
000021701 | WIRE,ELECTRICAL | LAN CABLE;CATEGORY 5E;4 PAIR;UTP CABLE; 305 M PUNCH BOX COLOUR (BLUE); | CNWPL | CNW PL - SLACKS CREEK | CLI2D4P5IPV3BBU | CURRENT
000021701 | WIRE,ELECTRICAL | LAN CABLE;CATEGORY 5E;4 PAIR;UTP CABLE; 305 M PUNCH BOX COLOUR (BLUE); | HAYMANS | HAYMANS ELECTRICAL | CLI2D4P5IPV5BBU | CURRENT
000021700 | CUBICLE,ELECTRICAL EQUIPMENT. | OUTDOOR;FOR LV DISTRIBUTION BOARD;FOR GROUND TRANSFORMER;C&I SUBSTN;1400 MM W,500 MM D,1850 MM H;C/W ROOF LIFTING EYE & DOUBLE DOORS,FRONT ENTRY; | WEBER | WEBER SOUTH PACIFIC PTY LTD | VC135250-S2E5 | PURCHASE AS REQUIRED
000021703 | MARKER,WARNING | Lightweight White Vinyl Marker, 30cm2, c/w Green Reflector & Universal Snap Clamp, Used to Increase visibility of HV Lines, For Aerial Bases Operations | SUMMIT | SUMMIT GROUP | SF17PE1056-EGX | PURCHASE AS REQUIRED
000021702 | MARKER,WARNING | Lightweight Orange Vinyl Marker, for use on 33kV or Lower, 30cm2,c/w Green Reflector & Universal SnapClamp, Used to Increase Visibility of HV Lines, for | SUMMIT | SUMMIT GROUP | SF17PE1057-L | CURRENT
000021706 | SOLDER,TIN-ZINC ALLOY | 85% TIN,15% ZINC;350 MM LG,15 MM W, 0.25 KG STICKS;AS1834;ALUMINIUM BASTING SOLDER; | CONALLOY |  | 85% TIN 15% ZINC | CURRENT
000021707 | TERMINATION,ELECTRICAL POWER CABLE | HEATSHRINK;LV POLE TOP TERMINATION KIT; FOR TERMINATION OF 4 X 240 SQ MM AL TO 4 X 120 SQ MM CU LV CABLES;TO REPLACE POLE TOP CAN TERMINATIONS; | RAYCHEM | RAYCHEM (AUSTRALIA) PTY LTD | EPKT-EX329 | PURCHASE AS REQUIRED
000021708 | ARRESTER,ELECTRICAL SURGE | BULKHEAD,LIGHTNING SUPPRESSOR;125 MHZ - 1GHZ;N FEMALE CONNECTOR; | RFIND | RF INDUSTRIES | IS-B50LN-C2 | CURRENT
000021475 | BOX,ELECTRICAL,MULTIAPPLICATION. | POLYCARBONATE;560 MM H,380 MM W; UNDER FREQUENCY LOAD SHED MARSHALLING BOX;REFER DWG CCSTD-AR064-13; | ERGON | ERGON ENERGY | 560 H X 380 W | PURCHASE AS REQUIRED
000020359 | CABLE,POWER,ELECTRICAL | CBL:PWR;6.35/11KV,95MM2,1C,AL,ALUM,XLPE CABLE,POWER,ELECTRICAL 6.35/11 KV;95 SQ MM;SINGLE CORE STRANDED WATER BLOCKING A LUMINIUM XLPE/CWS/ WBT/HDPE; DRUM SIZE 9 | CABLGRID | CABLE GRID AUSTRALIA PL | CGA417 | CURRENT
000020359 | CABLE,POWER,ELECTRICAL | CBL:PWR;6.35/11KV,95MM2,1C,AL,ALUM,XLPE CABLE,POWER,ELECTRICAL 6.35/11 KV;95 SQ MM;SINGLE CORE STRANDED WATER BLOCKING A LUMINIUM XLPE/CWS/ WBT/HDPE; DRUM SIZE 9 | KEI CABL | KEI CABLES | 6.35/11KV 1CX95 | CURRENT
000020359 | CABLE,POWER,ELECTRICAL | CBL:PWR;6.35/11KV,95MM2,1C,AL,ALUM,XLPE CABLE,POWER,ELECTRICAL 6.35/11 KV;95 SQ MM;SINGLE CORE STRANDED WATER BLOCKING A LUMINIUM XLPE/CWS/ WBT/HDPE; DRUM SIZE 9 | PRYSMIAN | PRYSMIAN POWER CABLES & SYSTEMS AUST | 5209617 | CURRENT
000020359 | CABLE,POWER,ELECTRICAL | CBL:PWR;6.35/11KV,95MM2,1C,AL,ALUM,XLPE CABLE,POWER,ELECTRICAL 6.35/11 KV;95 SQ MM;SINGLE CORE STRANDED WATER BLOCKING A LUMINIUM XLPE/CWS/ WBT/HDPE; DRUM SIZE 9 | MIDLANDS | MIDLAND METALS | MMO-11KV 1X95ATRXWBTSCRWBTM | CURRENT
000020359 | CABLE,POWER,ELECTRICAL | CBL:PWR;6.35/11KV,95MM2,1C,AL,ALUM,XLPE CABLE,POWER,ELECTRICAL 6.35/11 KV;95 SQ MM;SINGLE CORE STRANDED WATER BLOCKING A LUMINIUM XLPE/CWS/ WBT/HDPE; DRUM SIZE 9 | NANELECT | NAN ELECTRICAL CABLE AUSTRALIA PL | 1MV095A11LJEX | CURRENT
000020359 | CABLE,POWER,ELECTRICAL | CBL:PWR;6.35/11KV,95MM2,1C,AL,ALUM,XLPE CABLE,POWER,ELECTRICAL 6.35/11 KV;95 SQ MM;SINGLE CORE STRANDED WATER BLOCKING A LUMINIUM XLPE/CWS/ WBT/HDPE; DRUM SIZE 9 | OLEX | OLEX AUSTRALIA PTY LTD | SINGLE CORE AL TRIPLEX WB | CURRENT
000020360 | CABLE,POWER,ELECTRICAL | 6.35/11 KV;240 SQ MM;SINGLE CORE; STRANDED WATER BLOCKING COPPER XLPE/ CWS/WBT/HDPE; DRUM SIZE 900M; | MIDLANDS | MIDLAND METALS | SINGLE CORE CU TRIPLEX WB | PURCHASE AS REQUIRED
000020361 | CABLE,POWER,ELECTRICAL | 6.35/11 KV;35 SQ MM;3C STRANDED CIRCULAR COMPACTED WB AL;TRXLPE/WBT/CU SCREEN /PVC/HDPE; | OLEX | OLEX AUSTRALIA PTY LTD | XJNA18WBTR3BQAA | CURRENT
000020362 | CABLE,POWER,ELECTRICAL | CBL:PWR;6.35/11KV,95MM2,AL,ALUM,TR-XLPE CABLE,POWER,ELECTRICAL 6.35/11 KV;95 SQ MM;TRIPLEX STRANDED CIRCULAR COMPACTED W B AL;TRXLPE/CU SCREEN/WBT/HDPE; | CABLGRID | CABLE GRID AUSTRALIA PL | CGA402 | CURRENT
000020362 | CABLE,POWER,ELECTRICAL | CBL:PWR;6.35/11KV,95MM2,AL,ALUM,TR-XLPE CABLE,POWER,ELECTRICAL 6.35/11 KV;95 SQ MM;TRIPLEX STRANDED CIRCULAR COMPACTED W B AL;TRXLPE/CU SCREEN/WBT/HDPE; | KEI CABL | KEI CABLES | 1KV 3X1C 95SQMM | CURRENT
000020362 | CABLE,POWER,ELECTRICAL | CBL:PWR;6.35/11KV,95MM2,AL,ALUM,TR-XLPE CABLE,POWER,ELECTRICAL 6.35/11 KV;95 SQ MM;TRIPLEX STRANDED CIRCULAR COMPACTED W B AL;TRXLPE/CU SCREEN/WBT/HDPE; | MIDLANDS | MIDLAND METALS | MMO-11KV 3X1X95ATRXSCRWBTH | CURRENT
000020362 | CABLE,POWER,ELECTRICAL | CBL:PWR;6.35/11KV,95MM2,AL,ALUM,TR-XLPE CABLE,POWER,ELECTRICAL 6.35/11 KV;95 SQ MM;TRIPLEX STRANDED CIRCULAR COMPACTED W B AL;TRXLPE/CU SCREEN/WBT/HDPE; | MIDLANDS | MIDLAND METALS | 11KV 95SQMM AL TRIPLEX | CURRENT
000020362 | CABLE,POWER,ELECTRICAL | CBL:PWR;6.35/11KV,95MM2,AL,ALUM,TR-XLPE CABLE,POWER,ELECTRICAL 6.35/11 KV;95 SQ MM;TRIPLEX STRANDED CIRCULAR COMPACTED W B AL;TRXLPE/CU SCREEN/WBT/HDPE; | NANELECT | NAN ELECTRICAL CABLE AUSTRALIA PL | 3MV095A11TLEX | CURRENT
000020362 | CABLE,POWER,ELECTRICAL | CBL:PWR;6.35/11KV,95MM2,AL,ALUM,TR-XLPE CABLE,POWER,ELECTRICAL 6.35/11 KV;95 SQ MM;TRIPLEX STRANDED CIRCULAR COMPACTED W B AL;TRXLPE/CU SCREEN/WBT/HDPE; | OLEX | OLEX AUSTRALIA PTY LTD | XJZA22TJTR3BQAA | CURRENT
000020363 | CABLE ASSY,SPEC,ELEC | CBL:PWR;U/G,UGND,6.35/11KV,240MM2,CU CABLE,POWER,ELECTRICAL U/Ground, 6.35/11 kV, Triplex, 240mm2 Cu, TR-XLPE Insulate d/40/1.7mm Cu Wire Screen/HDPE Sheath/PV | CABLGRID | CABLE GRID AUSTRALIA PL | CGA403 | CURRENT
000020363 | CABLE ASSY,SPEC,ELEC | CBL:PWR;U/G,UGND,6.35/11KV,240MM2,CU CABLE,POWER,ELECTRICAL U/Ground, 6.35/11 kV, Triplex, 240mm2 Cu, TR-XLPE Insulate d/40/1.7mm Cu Wire Screen/HDPE Sheath/PV | MIDLANDS | MIDLAND METALS | MMO3X1X240 | CURRENT
000020363 | CABLE ASSY,SPEC,ELEC | CBL:PWR;U/G,UGND,6.35/11KV,240MM2,CU CABLE,POWER,ELECTRICAL U/Ground, 6.35/11 kV, Triplex, 240mm2 Cu, TR-XLPE Insulate d/40/1.7mm Cu Wire Screen/HDPE Sheath/PV | KEI CABL | KEI CABLES | 11KV 3X1C 240 SQMM | CURRENT
000020363 | CABLE ASSY,SPEC,ELEC | CBL:PWR;U/G,UGND,6.35/11KV,240MM2,CU CABLE,POWER,ELECTRICAL U/Ground, 6.35/11 kV, Triplex, 240mm2 Cu, TR-XLPE Insulate d/40/1.7mm Cu Wire Screen/HDPE Sheath/PV | HCA | HENGTONG CABLE AUSTRALIA PTY LTD | HCA20363EQL | CURRENT
000020363 | CABLE ASSY,SPEC,ELEC | CBL:PWR;U/G,UGND,6.35/11KV,240MM2,CU CABLE,POWER,ELECTRICAL U/Ground, 6.35/11 kV, Triplex, 240mm2 Cu, TR-XLPE Insulate d/40/1.7mm Cu Wire Screen/HDPE Sheath/PV | MIDLANDS | MIDLAND METALS | MMO-11KV 3X1X240ATRXSCRWBTH | CURRENT
000020363 | CABLE ASSY,SPEC,ELEC | CBL:PWR;U/G,UGND,6.35/11KV,240MM2,CU CABLE,POWER,ELECTRICAL U/Ground, 6.35/11 kV, Triplex, 240mm2 Cu, TR-XLPE Insulate d/40/1.7mm Cu Wire Screen/HDPE Sheath/PV | ZTTCABLE | JIANGSU ZHONGTIAN TECHNOLOGY CO PL | ZTT20363 | CURRENT
000020363 | CABLE ASSY,SPEC,ELEC | CBL:PWR;U/G,UGND,6.35/11KV,240MM2,CU CABLE,POWER,ELECTRICAL U/Ground, 6.35/11 kV, Triplex, 240mm2 Cu, TR-XLPE Insulate d/40/1.7mm Cu Wire Screen/HDPE Sheath/PV | NANELECT | NAN ELECTRICAL CABLE AUSTRALIA PL | 3MV240A11TLEX | CURRENT
000020363 | CABLE ASSY,SPEC,ELEC | CBL:PWR;U/G,UGND,6.35/11KV,240MM2,CU CABLE,POWER,ELECTRICAL U/Ground, 6.35/11 kV, Triplex, 240mm2 Cu, TR-XLPE Insulate d/40/1.7mm Cu Wire Screen/HDPE Sheath/PV | PGCABLES | POWER GRID CABLES PL | PGUG240ATRPLX | CURRENT
000020363 | CABLE ASSY,SPEC,ELEC | CBL:PWR;U/G,UGND,6.35/11KV,240MM2,CU CABLE,POWER,ELECTRICAL U/Ground, 6.35/11 kV, Triplex, 240mm2 Cu, TR-XLPE Insulate d/40/1.7mm Cu Wire Screen/HDPE Sheath/PV | OLEX | OLEX AUSTRALIA PTY LTD | XJZA26TJTR3BQAA | CURRENT
000020363 | CABLE ASSY,SPEC,ELEC | CBL:PWR;U/G,UGND,6.35/11KV,240MM2,CU CABLE,POWER,ELECTRICAL U/Ground, 6.35/11 kV, Triplex, 240mm2 Cu, TR-XLPE Insulate d/40/1.7mm Cu Wire Screen/HDPE Sheath/PV | PRYSMIAN | PRYSMIAN POWER CABLES & SYSTEMS AUST | 20199034 | CURRENT
000020364 | CABLE ASSY,SPEC,ELEC | CBL:PWR;DIST,0.6/1KV,240MM2,4C,AL,ALUM CABLE,POWER,ELECTRICAL U/Ground, 0.6/1kV , 4C x 240mm2 Al, Stranded Sector, XLPE Insulated/PVC Sheath, Metre Marked, 600m | POWERHSE | POWER HOUSE (QLD) PTY LTD | 240-SEC4C/CL2/ALU/XLPE/PVCBM | CURRENT
000020364 | CABLE ASSY,SPEC,ELEC | CBL:PWR;DIST,0.6/1KV,240MM2,4C,AL,ALUM CABLE,POWER,ELECTRICAL U/Ground, 0.6/1kV , 4C x 240mm2 Al, Stranded Sector, XLPE Insulated/PVC Sheath, Metre Marked, 600m | CABLGRID | CABLE GRID AUSTRALIA PL | CGA404 | CURRENT
000020364 | CABLE ASSY,SPEC,ELEC | CBL:PWR;DIST,0.6/1KV,240MM2,4C,AL,ALUM CABLE,POWER,ELECTRICAL U/Ground, 0.6/1kV , 4C x 240mm2 Al, Stranded Sector, XLPE Insulated/PVC Sheath, Metre Marked, 600m | MIDLANDS | MIDLAND METALS | MMO-LV 4X2 | CURRENT
000020364 | CABLE ASSY,SPEC,ELEC | CBL:PWR;DIST,0.6/1KV,240MM2,4C,AL,ALUM CABLE,POWER,ELECTRICAL U/Ground, 0.6/1kV , 4C x 240mm2 Al, Stranded Sector, XLPE Insulated/PVC Sheath, Metre Marked, 600m | KEI CABL | KEI CABLES | 0.6/1KV 4C 240 SQMM | CURRENT
000020364 | CABLE ASSY,SPEC,ELEC | CBL:PWR;DIST,0.6/1KV,240MM2,4C,AL,ALUM CABLE,POWER,ELECTRICAL U/Ground, 0.6/1kV , 4C x 240mm2 Al, Stranded Sector, XLPE Insulated/PVC Sheath, Metre Marked, 600m | HCA | HENGTONG CABLE AUSTRALIA PTY LTD | HCA20364EQL | CURRENT
000020364 | CABLE ASSY,SPEC,ELEC | CBL:PWR;DIST,0.6/1KV,240MM2,4C,AL,ALUM CABLE,POWER,ELECTRICAL U/Ground, 0.6/1kV , 4C x 240mm2 Al, Stranded Sector, XLPE Insulated/PVC Sheath, Metre Marked, 600m | MIDLANDS | MIDLAND METALS | MMO-LV 4X240AP | CURRENT
000020364 | CABLE ASSY,SPEC,ELEC | CBL:PWR;DIST,0.6/1KV,240MM2,4C,AL,ALUM CABLE,POWER,ELECTRICAL U/Ground, 0.6/1kV , 4C x 240mm2 Al, Stranded Sector, XLPE Insulated/PVC Sheath, Metre Marked, 600m | NANELECT | NAN ELECTRICAL CABLE AUSTRALIA PL | 4CX240MLVXBEX | CURRENT
000020364 | CABLE ASSY,SPEC,ELEC | CBL:PWR;DIST,0.6/1KV,240MM2,4C,AL,ALUM CABLE,POWER,ELECTRICAL U/Ground, 0.6/1kV , 4C x 240mm2 Al, Stranded Sector, XLPE Insulated/PVC Sheath, Metre Marked, 600m | PRYSMIAN | PRYSMIAN POWER CABLES & SYSTEMS AUST | 0.6/1 KV;240 SQ MM | CURRENT
000020364 | CABLE ASSY,SPEC,ELEC | CBL:PWR;DIST,0.6/1KV,240MM2,4C,AL,ALUM CABLE,POWER,ELECTRICAL U/Ground, 0.6/1kV , 4C x 240mm2 Al, Stranded Sector, XLPE Insulated/PVC Sheath, Metre Marked, 600m | MIDMETAL |  | 0.6/1 KV;240 SQ MM | CURRENT
000020364 | CABLE ASSY,SPEC,ELEC | CBL:PWR;DIST,0.6/1KV,240MM2,4C,AL,ALUM CABLE,POWER,ELECTRICAL U/Ground, 0.6/1kV , 4C x 240mm2 Al, Stranded Sector, XLPE Insulated/PVC Sheath, Metre Marked, 600m | OLEX | OLEX AUSTRALIA PTY LTD | XDDG37RP0R4BQAA | CURRENT
000020364 | CABLE ASSY,SPEC,ELEC | CBL:PWR;DIST,0.6/1KV,240MM2,4C,AL,ALUM CABLE,POWER,ELECTRICAL U/Ground, 0.6/1kV , 4C x 240mm2 Al, Stranded Sector, XLPE Insulated/PVC Sheath, Metre Marked, 600m | CHNGFNG | CHANGFENG WIRE & CABLE CO. | 240-SEC4C/CL2/ALU/XLPE/PVCBM | CURRENT
000020364 | CABLE ASSY,SPEC,ELEC | CBL:PWR;DIST,0.6/1KV,240MM2,4C,AL,ALUM CABLE,POWER,ELECTRICAL U/Ground, 0.6/1kV , 4C x 240mm2 Al, Stranded Sector, XLPE Insulated/PVC Sheath, Metre Marked, 600m | PWRGRID | POWER GRID CABLES PTY LTD WINDSOR NSW | PG240A4C-AT | CURRENT
000020365 | CABLE ASSY,SPEC,ELEC | CBL:PWR;U/G,UGND,0.6/1KV,16MM2,4C,CU CABLE,POWER,ELECTRICAL U/Ground, 0.6/1kV , 4C x 16mm2 Cu/XLPE Insulated/PVC Sheat h, Black, 250m Wood Drum, ETS 04-01-04 ( | POWERHSE | POWER HOUSE (QLD) PTY LTD | 16-3C/CL2/CU/XLPE/PVCBM | CURRENT
000020365 | CABLE ASSY,SPEC,ELEC | CBL:PWR;U/G,UGND,0.6/1KV,16MM2,4C,CU CABLE,POWER,ELECTRICAL U/Ground, 0.6/1kV , 4C x 16mm2 Cu/XLPE Insulated/PVC Sheat h, Black, 250m Wood Drum, ETS 04-01-04 ( | PRYSMIAN | PRYSMIAN POWER CABLES & SYSTEMS AUST | 0.6/1 KV;16 SQ MM | CURRENT
000020365 | CABLE ASSY,SPEC,ELEC | CBL:PWR;U/G,UGND,0.6/1KV,16MM2,4C,CU CABLE,POWER,ELECTRICAL U/Ground, 0.6/1kV , 4C x 16mm2 Cu/XLPE Insulated/PVC Sheat h, Black, 250m Wood Drum, ETS 04-01-04 ( | MIDMETAL |  | 0.6/1 KV;16 SQ MM | CURRENT
000020365 | CABLE ASSY,SPEC,ELEC | CBL:PWR;U/G,UGND,0.6/1KV,16MM2,4C,CU CABLE,POWER,ELECTRICAL U/Ground, 0.6/1kV , 4C x 16mm2 Cu/XLPE Insulated/PVC Sheat h, Black, 250m Wood Drum, ETS 04-01-04 ( | CABLGRID | CABLE GRID AUSTRALIA PL | CGA406 | CURRENT
000020365 | CABLE ASSY,SPEC,ELEC | CBL:PWR;U/G,UGND,0.6/1KV,16MM2,4C,CU CABLE,POWER,ELECTRICAL U/Ground, 0.6/1kV , 4C x 16mm2 Cu/XLPE Insulated/PVC Sheat h, Black, 250m Wood Drum, ETS 04-01-04 ( | MIDLANDS | MIDLAND METALS | MMO-LV 4X1 | CURRENT
000020365 | CABLE ASSY,SPEC,ELEC | CBL:PWR;U/G,UGND,0.6/1KV,16MM2,4C,CU CABLE,POWER,ELECTRICAL U/Ground, 0.6/1kV , 4C x 16mm2 Cu/XLPE Insulated/PVC Sheat h, Black, 250m Wood Drum, ETS 04-01-04 ( | JBJOINT | JB JOINTING SUPPLIES PTY LTD | JB-1KV-16CU-4C | CURRENT
000020365 | CABLE ASSY,SPEC,ELEC | CBL:PWR;U/G,UGND,0.6/1KV,16MM2,4C,CU CABLE,POWER,ELECTRICAL U/Ground, 0.6/1kV , 4C x 16mm2 Cu/XLPE Insulated/PVC Sheat h, Black, 250m Wood Drum, ETS 04-01-04 ( | KEI CABL | KEI CABLES | 0.6/1KV 4C 16SQMM | CURRENT
000020365 | CABLE ASSY,SPEC,ELEC | CBL:PWR;U/G,UGND,0.6/1KV,16MM2,4C,CU CABLE,POWER,ELECTRICAL U/Ground, 0.6/1kV , 4C x 16mm2 Cu/XLPE Insulated/PVC Sheat h, Black, 250m Wood Drum, ETS 04-01-04 ( | HCA | HENGTONG CABLE AUSTRALIA PTY LTD | HCA20365EQL | CURRENT
000020365 | CABLE ASSY,SPEC,ELEC | CBL:PWR;U/G,UGND,0.6/1KV,16MM2,4C,CU CABLE,POWER,ELECTRICAL U/Ground, 0.6/1kV , 4C x 16mm2 Cu/XLPE Insulated/PVC Sheat h, Black, 250m Wood Drum, ETS 04-01-04 ( | MIDLANDS | MIDLAND METALS | MMO-LV 4X16CP | CURRENT
000020365 | CABLE ASSY,SPEC,ELEC | CBL:PWR;U/G,UGND,0.6/1KV,16MM2,4C,CU CABLE,POWER,ELECTRICAL U/Ground, 0.6/1kV , 4C x 16mm2 Cu/XLPE Insulated/PVC Sheat h, Black, 250m Wood Drum, ETS 04-01-04 ( | NANELECT | NAN ELECTRICAL CABLE AUSTRALIA PL | 4CX016CLVXD | CURRENT
000020365 | CABLE ASSY,SPEC,ELEC | CBL:PWR;U/G,UGND,0.6/1KV,16MM2,4C,CU CABLE,POWER,ELECTRICAL U/Ground, 0.6/1kV , 4C x 16mm2 Cu/XLPE Insulated/PVC Sheat h, Black, 250m Wood Drum, ETS 04-01-04 ( | OLEX | OLEX AUSTRALIA PTY LTD | HEVP15RPX04BQAA | CURRENT
000020365 | CABLE ASSY,SPEC,ELEC | CBL:PWR;U/G,UGND,0.6/1KV,16MM2,4C,CU CABLE,POWER,ELECTRICAL U/Ground, 0.6/1kV , 4C x 16mm2 Cu/XLPE Insulated/PVC Sheat h, Black, 250m Wood Drum, ETS 04-01-04 ( | CHNGFNG | CHANGFENG WIRE & CABLE CO. | 16-3C/CL2/CU/XLPE/PVCBM | CURRENT
000021709 | GUARD,POLE | GUARD;CBL GUARD,33 KV,630mm2,XLPE GUARD,POLE 33 KV;630 SQ MM;33 KV XLPE CO RRUGATED COPPER SHEATHED;CABLE GUARD; | ERGON | ERGON ENERGY | POLE GUARD | CURRENT
000021597 | LAMP,SODIUM VAPOUR. | EXTERNAL IGNITOR TYPE;HP;50 W;ES (E27) CAP;DIFFUSE BULB;CARTON OF 12;PACK WEIGHT 1.56 KG; | MVT | MEDIUM VOLTAGE TECHNOLOGY | LU50/85/MO/D/E27 | CURRENT
000021601 | LAMP,SODIUM VAPOUR. | EXTERNAL IGNITOR TYPE;HP;150 W;TWIN ARC; 250 V;E40 CAP;DIFFUSE BULB;CARTON OF 12, PACK WEIGHT 1.92 KG; | MVT | MEDIUM VOLTAGE TECHNOLOGY | LU/150/100/SBY/D40 OR 35589 | CURRENT
000021602 | LAMP,SODIUM VAPOUR. | EXTERNAL IGNITOR TYPE; HP;250 W;TWIN ARC;250 V;E40 CAP;DIFFUSE BULB;CARTON OF 12,PACK WEIGHT 2.28 KG; | MVT | MEDIUM VOLTAGE TECHNOLOGY | LU250/SBY/D/40 OR 35590 | CURRENT
000021710 | REACTOR | NEUTRAL EARTHING;50.93 MH,16 OHM;50 HZ; 36 KV;1 PHASE;1 KA FOR 3 SEC;PEDESTAL POST INSULATOR MTG;AIR INSULATED; OUTDOOR,CAST RESIN;SUPPLIED W/O | TMC | TRANSFORMER MANUFACTURING COMPANY | 31169 | CURRENT
000021712 | METER | Energy Meter, 3Ph, 4 Wire / 3 Wire, 63.5/240VAC, 1-4A CT, Class 0.5, c/w Powered Comms Port | EDMI | EDMI PTY LTD | 2000-6E00-1A351-220-521-F02 | CURRENT
000021715 | ENCLOSURE,ELECTRICAL BOX | OPTICAL FIBRE CABLE WALL MTD TERMINATION ENCLOSURE;28 WAY;DIN RAIL TYPE;650 MM H X 500 MM W X 180 MM D;C/W WEIDMULLER AW 2.5 TERMINALS; | OPTICAL | OPTICAL SYSTEMS DESIGN | OFS-800-IP-DIN-28 | CURRENT
000021713 | CLAMP,ELECTRICAL | SINGLE BOLT;TINNED EARTH STRAP TO 40 MM NB PIPE;HIGH COPPER ALLOY BODY;C/W COPPER WASHER;80 MM X 35 MM X 6 MM, S/S BOLT,NUTS & WASHERS; | PENTA | PENTA AUST (TMAC THEW & MCCANN/HYLEC) | PA21702 | CURRENT
000021713 | CLAMP,ELECTRICAL | SINGLE BOLT;TINNED EARTH STRAP TO 40 MM NB PIPE;HIGH COPPER ALLOY BODY;C/W COPPER WASHER;80 MM X 35 MM X 6 MM, S/S BOLT,NUTS & WASHERS; | HYLEC | HYLEC PTY LTD | ECP48LINCUPL | CURRENT
000021714 | BUSBAR | BUSBAR SUPPORT;ALUMINIUM EXPANSION TYPE;2500 AMP;TO SUIT 110/132 KV INSULATORS & 125 MM OD ALUMINIUM BUSBAR ;REFER ENERGEX DWG LOSTD-EC047-01; | ERGON | ERGON ENERGY | BUSBAR SUPPORT | PURCHASE AS REQUIRED
000021718 | TRANSFORMER,CURRENT | POST TYPE;OUTDOOR;36 KV;2000 AMP;31.5 KA ;CORES 1 & 3,2000/1600/1200/1000/5 AMP; 0.1 PX 150 R0.6 ON 1000/5 AMP;CORE 2, 2000/1600/1000/5 AMP;15 VA 5P20 ON 1000/ | POWERENG |  | RITZ INST TYPE GIF 36-68 | PURCHASE AS REQUIRED
000021719 | TRANSFORMER,CURRENT | POST TYPE;OUTDOOR;36 KV;1600 AMP;31.5 KA ;CORES 1 & 2,800/600/400/5 AMP;15 VA 5P20 ON 400/5 AMP;CORE 3,2000/1600/1200 /1000/5 AMP;0.1 PX 150 R0.6 ON 1000/5 | POWERENG |  | RITZ INSTR TYPE GIF-36-68 | PURCHASE AS REQUIRED
000021720 | DISCONNECTOR,HIGH VOLTAGE | 33 KV;630 AMP;20 KA 1 SEC;SINGLE PHASE BREAK;LINK STICK OPERATED;SUPPLIED WITH INSULATOR & CROSSARM MTG BRACKET type Z 69196; PACK OF 1; | NGK | NGK STANGER PTY LTD | 70423/1EE | CURRENT
000021722 | PADLOCK | SOLID BRASS CASE;STAINLESS STEEL SHACKLE ;45 MM W CASE;CASE 19 MM SHACKLE CLEARANCE;NO KEYS;KEYED ALIKE TO S3 SYSTEM;FOR USE IN CUBICLE TRANS,GT'S, | LARSENS |  | OZ1/2340S1/S3 | CURRENT
000021723 | PADLOCK | SOLID BRASS CASE;STAINLESS STEEL SHACKLE ;45 MM W CASE;CASE 38 MM SHACKLE CLEARANCE;NO KEYS;KEYED ALIKE TO S3 SYSTEM;FOR USE IN CUBICLE TRANS,GT'S, | LARSENS |  | OZ1/2340S2/S3 | CURRENT
000021724 | PADLOCK | SOLID BRASS CASE;STAINLESS STEEL SHACKLE ;45 MM W CASE;38 MM SHACKLE CLEARANCE; NO KEYS;KEYED ALIKE TO S5 SYSTEM;FOR USE IN EXISTING ABS LOCKS;OZ1/2340S2/S5; | LARSENS |  | OZ1/2340S2/S5 | CURRENT
000021725 | COUPLING,PIPE | PVC;ORANGE;200 MM NOM SIZE;MED DUTY; SLIP COUPLING 350 MM LG;FOR 110 KV U/G CABLE; | TRI UGRD | TRI UNDERGROUND AUSTRALIA PTY LTD | MDE200SC | PURCHASE AS REQUIRED
000021725 | COUPLING,PIPE | PVC;ORANGE;200 MM NOM SIZE;MED DUTY; SLIP COUPLING 350 MM LG;FOR 110 KV U/G CABLE; | VINIDEX |  | 31012 | PURCHASE AS REQUIRED
000021727 | CAP,PIPE. | PVC;ORANGE;TO SUIT 200 MM HEAVY DUTY; MALE END; | TRI UGRD | TRI UNDERGROUND AUSTRALIA PTY LTD | HDE200CAP | PURCHASE AS REQUIRED
000021727 | CAP,PIPE. | PVC;ORANGE;TO SUIT 200 MM HEAVY DUTY; MALE END; | HAYMANS | HAYMANS ELECTRICAL | FAB262P200 | PURCHASE AS REQUIRED
000021727 | CAP,PIPE. | PVC;ORANGE;TO SUIT 200 MM HEAVY DUTY; MALE END; | TRI UGRD | TRI UNDERGROUND AUSTRALIA PTY LTD | TRIEC200O | PURCHASE AS REQUIRED
000021727 | CAP,PIPE. | PVC;ORANGE;TO SUIT 200 MM HEAVY DUTY; MALE END; | VINIDEX |  | 31014 | PURCHASE AS REQUIRED
000021728 | FUSE-SWITCH COMBINATION. | 660 V;800 AMP;SP;SWITCH FUSE UNIT;LV OUTDOOR (LESS FUSE LINK);2 HOLE PALMS TO SUIT M12 LUGS;C/W 2 OFF M12 X 40 MM S/S BOLT,NUT & WASHERS;PACK OF 3,PACK | NGK | NGK STANGER PTY LTD | NZ4211EXP/2 | CURRENT
000021729 | FUSE,CARTRIDGE | BOLT IN;133 MM NOM CENTRES;CENTRE TAGS (4 HOLE);800 AMP;415 V AC;PACK OF 10; | FUSECO | FUSECO PTY LTD | OTLM800 | CURRENT
000021729 | FUSE,CARTRIDGE | BOLT IN;133 MM NOM CENTRES;CENTRE TAGS (4 HOLE);800 AMP;415 V AC;PACK OF 10; | COOPELEC | COOPER ELECTRICAL AUSTRALIA PTY LTD | GF800WO | CURRENT
000021730 | FUSE ELEMENT,ELEC | 31.5 AMP;12 KV;DROPOUT FUSE LINK;CLASS K TYPE (FAST ACTING);660 MM LG; WREMOVABLE BUTTON HD;AS1033;FOR U/W EXPULSION FUSE UNIT;PACK OF 25,PACK | NGK | NGK STANGER PTY LTD | ZXC705-31BK37 | CURRENT
000021520 | FIXTURE,LIGHTING | MERCURY VAPOUR;50 W;STREET LIGHT; MINOR ROAD;END ENTRY;34 MM SPIGOT; W/INTEGRAL HPF,BI CONTROL GEAR;LAMP & PHOTO ELECTRIC CONTROL SWITCH;PALLET | GERARD | GERARD PROFESSIONAL SOLUTIONS PL | JS10BD01L | PHASING
000021522 | FIXTURE,LIGHTING | MERCURY VAPOUR;50 W;STREET LIGHT; MINOR ROAD;END ENTRY;AEROSCREEN, 34 MM SPIGOT;W/INTEGRAL HPF,BI CONTROL GEAR;LAMP & PHOTO ELECTRIC SWITCH; | GERARD | GERARD PROFESSIONAL SOLUTIONS PL | JA10BD01L | PHASING
000021523 | FIXTURE,LIGHTING | MERCURY VAPOUR;80 W;STREET LIGHT; MINOR ROAD;END ENTRY;AEROSCREEN, 34 MM SPIGOT;W/INTEGRAL HPF,BI CONTROL GEAR;LAMP & PHOTO ELECTRIC SWITCH; | GERARD | GERARD PROFESSIONAL SOLUTIONS PL | JA11BD01L | PHASING
000021526 | BKT AND LIGHTING FIXTURE,STREET,LIGHTING | CURVED BRACKET;76 MM COLUMN SPIGOT;C/W MERCURY VAPOUR S/L NOSTALGIA ;50 W; TYPE 1;250 V;METALWORK FINISHED DULUX NAVY;C/W LAMP HPF,BI CONTROL GEAR; | GERARD | GERARD PROFESSIONAL SOLUTIONS PL | LB10BD22L | PHASING
000021530 | BKT AND LIGHTING FIXTURE,STREET,LIGHTING | CURVED BRACKET;76 MM COLUMN SPIGOT;C/W MERCURY VAPOUR S/L NOSTALGIA TYPE 2, J TYPE;50 W;250 V;METALWORK FINISHED BOTTLE GREEN;C/W LAMP HPF,BI CONTROL | GERARD | GERARD PROFESSIONAL SOLUTIONS PL | LQ10BD20L | PHASING
000021531 | BKT AND LIGHTING FIXTURE,STREET,LIGHTING | CURVED BRACKET;76 MM COLUMN SPIGOT;C/W MERCURY VAPOUR S/L NOSTALGIA TYPE 2,J TYPE;50 W;250 V;METALWORK FINISHED BLACK ;C/W LAMP HPF,BI CONTROL GEAR SWITCH; | GERARD | GERARD PROFESSIONAL SOLUTIONS PL | LQ10BD21L | PHASING
000021540 | FIXTURE,LIGHTING | SODIUM VAPOUR;HP;70 W;STREET LIGHT; MINOR ROAD;END ENTRY,34 MM SPIGOT; W/INTEGRAL HPF,BI CONTROL GEAR;LAMP & PHOTO ELECTRIC CONTROL SWITCH;PALLET | GERARD | GERARD PROFESSIONAL SOLUTIONS PL | JS41BD01L | PHASING
000021544 | BKT AND LIGHTING FIXTURE,STREET,LIGHTING | CURVED BRACKET;76 MM COLUMN SPIGOT;C/W SODIUM VAPOUR S/L NOSTALGIA 35 W;TYPE 1, C TYPE;250 V;METALWORK FINISHED GREEN; C/W INTEGRAL HPF,BI CONTROL GEAR; | GERARD | GERARD PROFESSIONAL SOLUTIONS PL | LB39BD20L | PURCHASE AS REQUIRED
000021545 | BKT AND LIGHTING FIXTURE,STREET,LIGHTING | CURVED BRACKET;76 MM COLUMN SPIGOT;C/W SODIUM VAPOUR S/L NOSTALGIA;35 W; TYPE 1;250 V;METALWORK FINISHED BLACK; C/W INTEGRAL HPF,BI CONTROL GEAR; | GERARD | GERARD PROFESSIONAL SOLUTIONS PL | LB39BD21L | PURCHASE AS REQUIRED
000021546 | BKT AND LIGHTING FIXTURE,STREET,LIGHTING | CURVED BRACKET;76 MM COLUMN SPIGOT;C/W SODIUM VAPOUR S/L NOSTALGIA ;35 W; TYPE 1;250 V;METALWORK FINISHED BLUE/ GREY;C/W INTEGRAL HPF,BI CONTROL GEAR; | GERARD | GERARD PROFESSIONAL SOLUTIONS PL | LB39BD23L | CURRENT
000021551 | BKT AND LIGHTING FIXTURE,STREET,LIGHTING | CURVED BRACKET;76 MM COLUMN SPIGOT;C/W HP SODIUM VAPOUR S/L NOSTALGIA;70 W; TYPE 1;METALWORK FINISHED BLACK;S70D; C/W INTEGRAL HPF,BI CONTROL GEAR; | GERARD | GERARD PROFESSIONAL SOLUTIONS PL | LB41BD21L | PHASING
000021553 | BKT AND LIGHTING FIXTURE,STREET,LIGHTING | CURVED BRACKET;76 MM COLUMN SPIGOT;C/W HP SODIUM VAPOUR S/L NOSTALGIA TYPE 2,J TYPE;35 W;250 V;METALWORK FINISHED GREEN ;C/W INTEGRAL HPF,BI CONTROL GEAR; | GERARD | GERARD PROFESSIONAL SOLUTIONS PL | LQ39BD20L | CURRENT
000021554 | BKT AND LIGHTING FIXTURE,STREET,LIGHTING | CURVED BRACKET;76 MM COLUMN SPIGOT;C/W HP SODIUM VAPOUR S/L NOSTALGIA TYPE 2;35 W;250 V;METALWORK FINISHED BLACK; C/W INTEGRAL HPF,BI CONTROL GEAR & | GERARD | GERARD PROFESSIONAL SOLUTIONS PL | LQ39BD21L | CURRENT
000021555 | BKT AND LIGHTING FIXTURE,STREET,LIGHTING | CURVED BRACKET;76 MM COLUMN SPIGOT;C/W HP SODIUM VAPOUR S/L NOSTALGIA TYPE 2 ;35 W;250 V;METALWORK FINISHED BLUE/GREY ;C/W INTEGRAL HPF,BI CONTROL GEAR ;LAMP | GERARD | GERARD PROFESSIONAL SOLUTIONS PL | LQ39BD23L | CURRENT
000021556 | BKT AND LIGHTING FIXTURE,STREET,LIGHTING | CURVED BRACKET;76 MM COLUMN SPIGOT;C/W HP SODIUM VAPOUR S/L NOSTALGIA TYPE 2,J TYPE;50 W;250 V;METALWORK FINISHED GREEN ;C/W INTEGRAL HPF,BI CONTROL GEAR;LAMP & | GERARD | GERARD PROFESSIONAL SOLUTIONS PL | LQ40BD20L | CURRENT
000021558 | BKT AND LIGHTING FIXTURE,STREET,LIGHTING | CURVED BRACKET;76 MM COLUMN SPIGOT;C/W HP SODIUM VAPOUR S/L NOSTALGIA TYPE 2 ;50 W;250 V;METALWORK FINISHED BLUE/GREY ;C/W INTEGRAL HPF,BI CONTROL GEAR;LAMP & | GERARD | GERARD PROFESSIONAL SOLUTIONS PL | LQ40BD23L | CURRENT
000021563 | BKT AND LIGHTING FIXTURE,STREET,LIGHTING | CURVED BRACKET;76 MM COLUMN SPIGOT;C/W COMPACT FLUORESCENT S/L NOSTALGIA;TYPE 1 ,J TYPE;26 W;250 V;METALWORK FINISHED GREEN;C/W INTEGRAL CONTROL GEAR;LAMP & | GERARD | GERARD PROFESSIONAL SOLUTIONS PL | LB96BD01L | CURRENT
000021564 | BKT AND LIGHTING FIXTURE,STREET,LIGHTING | CURVED BRACKET;76 MM COLUMN SPIGOT;C/W COMPACT FLUORESCENT S/L NOSTALGIA;TYPE 1;26 W;METALWORK FINISHED BLACK;C/W LAMP & PHOTO ELECTRIC SWITCH;PALLET OF 10, | GERARD | GERARD PROFESSIONAL SOLUTIONS PL | LB96BD02L | CURRENT
000021565 | BKT AND LIGHTING FIXTURE,STREET,LIGHTING | CURVED BRACKET;76 MM COLUMN SPIGOT;C/W COMPACT FLUORESCENT S/L NOSTALGIA TYPE 1;26 W;METALWORK FINISHED BLUE/ GREY;C/W INTEGRAL HPF,BI CONTROL GEAR; | GERARD | GERARD PROFESSIONAL SOLUTIONS PL | LB96BD03L | CURRENT
000021566 | BKT AND LIGHTING FIXTURE,STREET,LIGHTING | CURVED BRACKET;76 MM COLUMN SPIGOT;C/W COMPACT FLUORESCENT NOSTALGIA TYPE 1, C TYPE;42 W;METALWORK FINISHED GREEN; C/W INTEGRAL HPF,BI CONTROL GEAR;LAMP & | GERARD | GERARD PROFESSIONAL SOLUTIONS PL | LB97BD20L | CURRENT
000021568 | BKT AND LIGHTING FIXTURE,STREET,LIGHTING | CURVED BRACKET;76 MM COLUMN SPIGOT;C/W COMPACT FLUORESCENT NOATALGIA TYPE 1; 42 W;METALWORK FINISHED BLUE/GREY;C/W INTEGRAL HPF,BI CONTROL GEAR;LAMP & | GERARD | GERARD PROFESSIONAL SOLUTIONS PL | LB97BD23L | CURRENT
000021569 | BKT AND LIGHTING FIXTURE,STREET,LIGHTING | CURVED BRACKET;76 MM COLUMN SPIGOT;C/W COMPACT FLUORESCENT S/L NOSTALGIA TYPE 2 J TYPE;26 W;METALWORK FINISHED GREEN;C/W INTEGRAL HPF,BI CONTROL GEAR;LAMP & | GERARD | GERARD PROFESSIONAL SOLUTIONS PL | LQ96BD20L | CURRENT
000021570 | BKT AND LIGHTING FIXTURE,STREET,LIGHTING | CURVED BRACKET;76 MM COLUMN SPIGOT;C/W COMPACT FLUORESCENT S/L NOSTALGIA TYPE 2; 26 W;METALWORK FINISHED BLACK; C/W INTEGRAL HPF,BI CONTROL GEAR;LAMP & | GERARD | GERARD PROFESSIONAL SOLUTIONS PL | LQ96BD21L | CURRENT
000021571 | BKT AND LIGHTING FIXTURE,STREET,LIGHTING | CURVED BRACKET;76 MM COLUMN SPIGOT; COMPACT FLUORESCENT S/L NOSTALGIA TYPE 2;26 W;METALWORK FINISHED BLUE/ GREY;C/W INTEGRAL HPF,BI CONTROL GEAR; | GERARD | GERARD PROFESSIONAL SOLUTIONS PL | LQ96BD23L | CURRENT
000021572 | BKT AND LIGHTING FIXTURE,STREET,LIGHTING | CURVED BRACKET;76 MM COLUMN SPIGOT;C/W COMPACT FLUORESCENT S/L NOSTALGIA TYPE 2 ,J TYPE;42 W;METALWORK FINISHED GREEN; C/W LAMP & PHOTO ELECTRIC SWITCH;PALLET | GERARD | GERARD PROFESSIONAL SOLUTIONS PL | LQ97BD01L | CURRENT
000021573 | BKT AND LIGHTING FIXTURE,STREET,LIGHTING | CURVED BRACKET;76 MM COLUMN SPIGOT;C/W COMPACT FLUORESCENT S/L NOSTALGIA TYPE 2;42 W;METALWORK FINISHED BLACK;C/W INTEGRAL HPF,BI CONTROL GEAR;LAMP & | GERARD | GERARD PROFESSIONAL SOLUTIONS PL | LQ97BD21L | CURRENT
000021576 | FIXTURE,LIGHTING | SODIUM VAPOUR HP;100 W;STREET LIGHT MAJOR ROAD;END ENTRY,42 MM SPIGOT ;C/W INTEGRAL HPF,BI CONTROL GEAR ;LAMP &PHOTO ELECTRIC CONTROL | GERARD | GERARD PROFESSIONAL SOLUTIONS PL | PR47BD01L | PHASING
000021578 | FIXTURE,LIGHTING | SODIUM VAPOUR HP;250 W;STREET LIGHT MAJOR ROAD;END ENTRY,42 MM SPIGOT ;C/W INTEGRAL HPF,BI CONTROL GEAR; LAMP & PHOTO ELECTRIC CONTROL | GERARD | GERARD PROFESSIONAL SOLUTIONS PL | PR43BD01L | PHASING
000021733 | COVER,ELECTRICAL EQUIPMENT | 33 KV;AREVA;OX36;CB'S,CT SHROUD COVER; COLOUR GREY;285 MM W X 130 MM H;AS PER ALSTOM DWG MD1125 | SCHNEDER | SCHNEIDER PTY LTD | SL496-904P | CURRENT
000021584 | FIXTURE,LIGHTING | METAL HALIDE;150 W;STREET LIGHT MAJOR ROAD;END ENTRY,42 MM SPIGOT; C/W INTEGRAL HPF,BI CONTROL GEAR; CERAMIC ARC;LAMP & PHOTO ELECTRIC | GERARD | GERARD PROFESSIONAL SOLUTIONS PL | PR42BD05LC | PHASING
000021587 | FIXTURE,LIGHTING | METAL HALIDE;150 W;STREET LIGHT MAJOR ROAD;END ENTRY,AEROSCREEN; 42 MM SPIGOT;C/W INTEGRAL HPF,BI CONTROL GEAR;CERAMIC ARC;LAMP & | GERARD | GERARD PROFESSIONAL SOLUTIONS PL | PR42BD06LC | PHASING
000021588 | FIXTURE,LIGHTING | METAL HALIDE;STREET LIGHT MAJOR ROAD; 250 W;END ENTRY,AEROSCREEN;42 MM SPIGOT;C/W INTEGRAL HPF,BI CONTROL GEAR; CERAMIC ARC;LAMP & PHOTO ELECTRIC | GERARD | GERARD PROFESSIONAL SOLUTIONS PL | PR43BD04LC | PHASING
000021593 | FIXTURE,LIGHTING | LED, Weatherproof, Vandal Proof, High Impact, 38W, 1306mm Lg, 4000lm, White, Opal Diffuser, IP65 | LAWRENCE | LAWRENCE & HANSON | PHIBCW098L404KF120 | CURRENT
000021593 | FIXTURE,LIGHTING | LED, Weatherproof, Vandal Proof, High Impact, 38W, 1306mm Lg, 4000lm, White, Opal Diffuser, IP65 | PHILIPS | PHILIPS AUSTRALIA PTY LTD | BCW098 LED40/NW PSU L1200 | CURRENT
000021593 | FIXTURE,LIGHTING | LED, Weatherproof, Vandal Proof, High Impact, 38W, 1306mm Lg, 4000lm, White, Opal Diffuser, IP65 | PHILIPS | PHILIPS AUSTRALIA PTY LTD | BCW098L404KF1200 | CURRENT
000021593 | FIXTURE,LIGHTING | LED, Weatherproof, Vandal Proof, High Impact, 38W, 1306mm Lg, 4000lm, White, Opal Diffuser, IP65 | HAYMANS | HAYMANS ELECTRICAL | PHFBCW098L404KF120 | CURRENT
000021593 | FIXTURE,LIGHTING | LED, Weatherproof, Vandal Proof, High Impact, 38W, 1306mm Lg, 4000lm, White, Opal Diffuser, IP65 | MMELEC | MM ELECTRICAL MERCHANDISING | SALSL9723/40TC/MP | CURRENT
000021596 | LAMP,SODIUM VAPOUR. | HP;35 W;250 V;ES (E27) CAP;DIFFUSE BULB; CARTON OF 10; | GERARD | GERARD PROFESSIONAL SOLUTIONS PL | 204480 | CURRENT
000021598 | LAMP,SODIUM VAPOUR. | HP;35 W;250 V;GES (E27) CAP;DIFFUSE BULB;TWIN ARC TUBE;CARTON OF 10; | GERARD | GERARD PROFESSIONAL SOLUTIONS PL | 207200 | CURRENT
000021599 | LAMP,SODIUM VAPOUR. | HP;50 W;250 V;ES (E27) CAP;DIFFUSE BULB; TWIN ARC TUBE;CARTON OF 10; | SYLVANIA | SYLVANIA SCHREDER | 207170 | PHASING
000021600 | LAMP,SODIUM VAPOUR. | HP;100 W;250 V;GES (E40/45) CAP;DIFFUSE BULB;TWIN ARC TUBE;CARTON OF 12; | GERARD | GERARD PROFESSIONAL SOLUTIONS PL | 673144TA | CURRENT
000021604 | LAMP,SODIUM VAPOUR. | HP;400 W;250 V;E40 CAP;TWIN ARC;CLEAR BULB;CARTON OF 12; | GERARD | GERARD PROFESSIONAL SOLUTIONS PL | 672035 | CURRENT
000021734 | TRANSFORMER,POWER | 132 KV/33 KV/11 KV;80 MVA;3 PHASE;GROUND MTG;HV BSH 180 MV AIR LV BSH;MINERAL OIL INSULATED;ODAF;YNYNO/D11;C/W VACUUM OLTC 23 TAP POSN;FREE STANDING RADIATOR; | WILSON | WILSON TRANSFORMER CO. PTY LTD | 132KV/33KV/11KV 80 MVA | PURCHASE AS REQUIRED
000021735 | CLOTH,CLEANING | DISPOSABLE WIPE;ANTI BACTERIAL HVY DUTY HAND CLEANING WIPE;FOR USE BEFORE DEGREASING EHV CABLE SYSTEMS;100 WIPES PER TUB; | PENTA | PENTA AUST (TMAC THEW & MCCANN/HYLEC) | PA22382 | CURRENT
000021735 | CLOTH,CLEANING | DISPOSABLE WIPE;ANTI BACTERIAL HVY DUTY HAND CLEANING WIPE;FOR USE BEFORE DEGREASING EHV CABLE SYSTEMS;100 WIPES PER TUB; | HYLEC | HYLEC PTY LTD | 67155 | CURRENT
000021736 | CLOTH,CLEANING | Disposable, Solvent Impregnated, Degreasing Wipe, for Cleaning EHV Cable 150 Wipes per Bucket | PENTA | PENTA AUST (TMAC THEW & MCCANN/HYLEC) | PA22383 | CURRENT
000021736 | CLOTH,CLEANING | Disposable, Solvent Impregnated, Degreasing Wipe, for Cleaning EHV Cable 150 Wipes per Bucket | HYLEC | HYLEC PTY LTD | 67159 | CURRENT
000021737 | CLEANING COMPOUND | NON RESIDUAL SOLVENT DEGREASER;CLEAR LIQUID;SOLVENT CABLE DEGREASER FOR USE ON EHV;1 L BOTTLE; | PENTA | PENTA AUST (TMAC THEW & MCCANN/HYLEC) | PA22381 | CURRENT
000021737 | CLEANING COMPOUND | NON RESIDUAL SOLVENT DEGREASER;CLEAR LIQUID;SOLVENT CABLE DEGREASER FOR USE ON EHV;1 L BOTTLE; | HYLEC | HYLEC PTY LTD | 67105S | CURRENT
000021738 | ADAPTOR | Socket & See GPO Adaptor, Plugs Into Standard GPO & Connects Instrument Leads Directly Into It, 3 Pin Plug, 4mm Safety Socket | HAYMANS | HAYMANS ELECTRICAL | NESSS100 | CURRENT
000021738 | ADAPTOR | Socket & See GPO Adaptor, Plugs Into Standard GPO & Connects Instrument Leads Directly Into It, 3 Pin Plug, 4mm Safety Socket | GILBLODG | GILBERT LODGE AUSTRALIA | SS100 | CURRENT
000021738 | ADAPTOR | Socket & See GPO Adaptor, Plugs Into Standard GPO & Connects Instrument Leads Directly Into It, 3 Pin Plug, 4mm Safety Socket | NESCO | NESCO | SS100 AU | CURRENT
000020366 | JOINT,ELECTRICAL POWER CABLE | SLEEVE:HEAT SHRINK;1/PACK,6KG,FOR 95MM2 JOINT,ELECTRICAL POWER CABLE 11 KV;HEATS HRINK JOINT;3 PHASE;FOR 95 SQ MM AL XLPE TRIPLEX TO 25 SQ MM TO 70 SQ MM PLY CU | JBJOINT | JB JOINTING SUPPLIES PTY LTD | 11-25/95-XL/PL-3C/3C-J | CURRENT
000020366 | JOINT,ELECTRICAL POWER CABLE | SLEEVE:HEAT SHRINK;1/PACK,6KG,FOR 95MM2 JOINT,ELECTRICAL POWER CABLE 11 KV;HEATS HRINK JOINT;3 PHASE;FOR 95 SQ MM AL XLPE TRIPLEX TO 25 SQ MM TO 70 SQ MM PLY CU | OLEX | OLEX AUSTRALIA PTY LTD | 17JTM3.1.95W+M16.95 CW/EQ | CURRENT
000020366 | JOINT,ELECTRICAL POWER CABLE | SLEEVE:HEAT SHRINK;1/PACK,6KG,FOR 95MM2 JOINT,ELECTRICAL POWER CABLE 11 KV;HEATS HRINK JOINT;3 PHASE;FOR 95 SQ MM AL XLPE TRIPLEX TO 25 SQ MM TO 70 SQ MM PLY CU | TECONN | TE CONNECTIVITY LTD | MXSU-EX330 | CURRENT
000020368 | JOINT,ELECTRICAL POWER CABLE | 11kV, 3Ph, for 95-240mm2 Al/Cu Triplex to 95-240mm2 Al/Cu PLY, Heatshrink Joint c/w 3 Range Taking Shear Bolt Connectors | JBJOINT | JB JOINTING SUPPLIES PTY LTD | 11-95/240-XL/PL-1C/3C-J | CURRENT
000020368 | JOINT,ELECTRICAL POWER CABLE | 11kV, 3Ph, for 95-240mm2 Al/Cu Triplex to 95-240mm2 Al/Cu PLY, Heatshrink Joint c/w 3 Range Taking Shear Bolt Connectors | OLEX | OLEX AUSTRALIA PTY LTD | 17JTM3.1.240W+M70.240 CW/EQ | CURRENT
000020368 | JOINT,ELECTRICAL POWER CABLE | 11kV, 3Ph, for 95-240mm2 Al/Cu Triplex to 95-240mm2 Al/Cu PLY, Heatshrink Joint c/w 3 Range Taking Shear Bolt Connectors | TECONN | TE CONNECTIVITY LTD | MXSU-EX331 | CURRENT
000020380 | JOINT,ELECTRICAL POWER CABLE | 11 KV;UNDERGROUND; TRIPLEX - PLY STRIGHT JOINT;3 CORE;11 KV TR XLPE 95 SQ MM AL TRIPLEX TO 3 CORE 240 SQ MM CU 11 KV PLYHDPE;PACK OF 1,PACK WEIGHT 7.5 | JBJOINT | JB JOINTING SUPPLIES PTY LTD | 11-95/240-XL/PL-1C/3C-J | PURCHASE AS REQUIRED
000020380 | JOINT,ELECTRICAL POWER CABLE | 11 KV;UNDERGROUND; TRIPLEX - PLY STRIGHT JOINT;3 CORE;11 KV TR XLPE 95 SQ MM AL TRIPLEX TO 3 CORE 240 SQ MM CU 11 KV PLYHDPE;PACK OF 1,PACK WEIGHT 7.5 | TECONN | TE CONNECTIVITY LTD | MXSU-EX337 | PURCHASE AS REQUIRED
000020381 | JOINT,ELECTRICAL POWER CABLE | 11kV, Heatshrink Joint, 3Ph for 95mm2 Al Triplex to 3 Core 35mm2 & 95mm2 Al 11kV XLPE, (P1) | SICAME | SICAME AUSTRALIA PTY LTD | HSJ-11-X13-3595-EQ1 | CURRENT
000020381 | JOINT,ELECTRICAL POWER CABLE | 11kV, Heatshrink Joint, 3Ph for 95mm2 Al Triplex to 3 Core 35mm2 & 95mm2 Al 11kV XLPE, (P1) | JBJOINT | JB JOINTING SUPPLIES PTY LTD | 11-25/95-XL/XL-1C/3C-J | CURRENT
000020381 | JOINT,ELECTRICAL POWER CABLE | 11kV, Heatshrink Joint, 3Ph for 95mm2 Al Triplex to 3 Core 35mm2 & 95mm2 Al 11kV XLPE, (P1) | STREAM | STREAMLINED ENERGY PTY LTD | SEE.11HJ11.1203C+SJE42.EN | CURRENT
000020381 | JOINT,ELECTRICAL POWER CABLE | 11kV, Heatshrink Joint, 3Ph for 95mm2 Al Triplex to 3 Core 35mm2 & 95mm2 Al 11kV XLPE, (P1) | TECONN | TE CONNECTIVITY LTD | MXSU-EX334 | CURRENT
000020383 | JOINT,ELECTRICAL POWER CABLE | 11 KV;HEATSHRINK JOINT;3 PHASE; 3 X 1 CORE 95-240 SQ MM AL OR CU TRXLPE/ CWS/HDPE TRIPLEX CABLE TO 3 X 1 CORE 95-240 SQ MM AL OR CU TRXLPE/CWS/HDPE | SICAME | SICAME AUSTRALIA PTY LTD | HSJ-11-X1-95240-EQ1 | CURRENT
000020383 | JOINT,ELECTRICAL POWER CABLE | 11 KV;HEATSHRINK JOINT;3 PHASE; 3 X 1 CORE 95-240 SQ MM AL OR CU TRXLPE/ CWS/HDPE TRIPLEX CABLE TO 3 X 1 CORE 95-240 SQ MM AL OR CU TRXLPE/CWS/HDPE | JBJOINT | JB JOINTING SUPPLIES PTY LTD | 11-95/240-XL/XL-1C/1C-J | CURRENT
000020383 | JOINT,ELECTRICAL POWER CABLE | 11 KV;HEATSHRINK JOINT;3 PHASE; 3 X 1 CORE 95-240 SQ MM AL OR CU TRXLPE/ CWS/HDPE TRIPLEX CABLE TO 3 X 1 CORE 95-240 SQ MM AL OR CU TRXLPE/CWS/HDPE | OLEX | OLEX AUSTRALIA PTY LTD | 3X(17JTS1.240W+M70.240)CW/EQ | CURRENT
000020383 | JOINT,ELECTRICAL POWER CABLE | 11 KV;HEATSHRINK JOINT;3 PHASE; 3 X 1 CORE 95-240 SQ MM AL OR CU TRXLPE/ CWS/HDPE TRIPLEX CABLE TO 3 X 1 CORE 95-240 SQ MM AL OR CU TRXLPE/CWS/HDPE | TECONN | TE CONNECTIVITY LTD | MXSU-EX336 | CURRENT
000020383 | JOINT,ELECTRICAL POWER CABLE | 11 KV;HEATSHRINK JOINT;3 PHASE; 3 X 1 CORE 95-240 SQ MM AL OR CU TRXLPE/ CWS/HDPE TRIPLEX CABLE TO 3 X 1 CORE 95-240 SQ MM AL OR CU TRXLPE/CWS/HDPE | STREAM | STREAMLINED ENERGY PTY LTD | SEE.11HJ11.1203C.EN | CURRENT
000020385 | JOINT,ELECTRICAL POWER CABLE | 11 KV;HEATSHRINK JOINT;3 PHASE FOR 185 SQ MM-240 SQ MM TRIPLEX TO 3 CORE 240 SQ MM CU/258 AL (0.4 IN) 11 KV PLYHDPE;PACK OF 1,PACK WEIGHT | JBJOINT | JB JOINTING SUPPLIES PTY LTD | 11-185/400-XL/PL-1C/3C-J | CURRENT
000020385 | JOINT,ELECTRICAL POWER CABLE | 11 KV;HEATSHRINK JOINT;3 PHASE FOR 185 SQ MM-240 SQ MM TRIPLEX TO 3 CORE 240 SQ MM CU/258 AL (0.4 IN) 11 KV PLYHDPE;PACK OF 1,PACK WEIGHT | TECONN | TE CONNECTIVITY LTD | MXSU-EX332 | CURRENT
000020387 | JOINT,ELECTRICAL POWER CABLE | 11kV, 3Ph, for 185-400mm2 Triplex to 3 Core 300mm2 Cu/Al 11kV PLYHDPE, Heatshrink Joint | JBJOINT | JB JOINTING SUPPLIES PTY LTD | 11-185/400-XL/PL-1C/3C-J | CURRENT
000020387 | JOINT,ELECTRICAL POWER CABLE | 11kV, 3Ph, for 185-400mm2 Triplex to 3 Core 300mm2 Cu/Al 11kV PLYHDPE, Heatshrink Joint | OLEX | OLEX AUSTRALIA PTY LTD | 17JTM3.1.400W+M185.400 CW/EQ | CURRENT
000020387 | JOINT,ELECTRICAL POWER CABLE | 11kV, 3Ph, for 185-400mm2 Triplex to 3 Core 300mm2 Cu/Al 11kV PLYHDPE, Heatshrink Joint | TECONN | TE CONNECTIVITY LTD | MXSU-EX333 | CURRENT
000020389 | JOINT,ELECTRICAL POWER CABLE | 11 KV;HEATSHRINK JOINT;3 PHASE; 3 X 1 CORE 95-240 SQ MM AL OR CU TRXLPE/ CWS/HDPE TRIPLEX CABLE TO 3 CORE 95- 240 SQ MM AL OR CU XLPE/CWS/HDPE CABLE; | SICAME | SICAME AUSTRALIA PTY LTD | HSJ-11-X13-95240-EQ1 | CURRENT
000020389 | JOINT,ELECTRICAL POWER CABLE | 11 KV;HEATSHRINK JOINT;3 PHASE; 3 X 1 CORE 95-240 SQ MM AL OR CU TRXLPE/ CWS/HDPE TRIPLEX CABLE TO 3 CORE 95- 240 SQ MM AL OR CU XLPE/CWS/HDPE CABLE; | JBJOINT | JB JOINTING SUPPLIES PTY LTD | 11-95-240-XL/XL-1C/3C-J | CURRENT
000020389 | JOINT,ELECTRICAL POWER CABLE | 11 KV;HEATSHRINK JOINT;3 PHASE; 3 X 1 CORE 95-240 SQ MM AL OR CU TRXLPE/ CWS/HDPE TRIPLEX CABLE TO 3 CORE 95- 240 SQ MM AL OR CU XLPE/CWS/HDPE CABLE; | INTERTEC | INTERTECH ENGINEERING PTY LTD | EGX20389 | CURRENT
000020389 | JOINT,ELECTRICAL POWER CABLE | 11 KV;HEATSHRINK JOINT;3 PHASE; 3 X 1 CORE 95-240 SQ MM AL OR CU TRXLPE/ CWS/HDPE TRIPLEX CABLE TO 3 CORE 95- 240 SQ MM AL OR CU XLPE/CWS/HDPE CABLE; | OLEX | OLEX AUSTRALIA PTY LTD | 17JTS3.1.240W+M70.240 CW/EQ | CURRENT
000020389 | JOINT,ELECTRICAL POWER CABLE | 11 KV;HEATSHRINK JOINT;3 PHASE; 3 X 1 CORE 95-240 SQ MM AL OR CU TRXLPE/ CWS/HDPE TRIPLEX CABLE TO 3 CORE 95- 240 SQ MM AL OR CU XLPE/CWS/HDPE CABLE; | TECONN | TE CONNECTIVITY LTD | MXSU-EX335 | CURRENT
000020389 | JOINT,ELECTRICAL POWER CABLE | 11 KV;HEATSHRINK JOINT;3 PHASE; 3 X 1 CORE 95-240 SQ MM AL OR CU TRXLPE/ CWS/HDPE TRIPLEX CABLE TO 3 CORE 95- 240 SQ MM AL OR CU XLPE/CWS/HDPE CABLE; | STREAM | STREAMLINED ENERGY PTY LTD | SEE.11HJ11.1203C+SJE43.EN | CURRENT
000020455 | TERMINATION,ELECTRICAL POWER CABLE | 11 KV;INDOOR WITH & WITHOUT CT'S; HEATSHRINK TERMINATION;FOR 95 SQ MM- 240 SQ MM CU OR AL TRIPLEX XLPE CABLE;PACK OF 1,PACK WEIGHT 1.8 KG; | SICAME | SICAME AUSTRALIA PTY LTD | HST-11-IX1-95240-EQ1 | CURRENT
000020455 | TERMINATION,ELECTRICAL POWER CABLE | 11 KV;INDOOR WITH & WITHOUT CT'S; HEATSHRINK TERMINATION;FOR 95 SQ MM- 240 SQ MM CU OR AL TRIPLEX XLPE CABLE;PACK OF 1,PACK WEIGHT 1.8 KG; | INTERTEC | INTERTECH ENGINEERING PTY LTD | EGX20455 | CURRENT
000020455 | TERMINATION,ELECTRICAL POWER CABLE | 11 KV;INDOOR WITH & WITHOUT CT'S; HEATSHRINK TERMINATION;FOR 95 SQ MM- 240 SQ MM CU OR AL TRIPLEX XLPE CABLE;PACK OF 1,PACK WEIGHT 1.8 KG; | JBJOINT | JB JOINTING SUPPLIES PTY LTD | 11-95/240-IN | CURRENT
000020455 | TERMINATION,ELECTRICAL POWER CABLE | 11 KV;INDOOR WITH & WITHOUT CT'S; HEATSHRINK TERMINATION;FOR 95 SQ MM- 240 SQ MM CU OR AL TRIPLEX XLPE CABLE;PACK OF 1,PACK WEIGHT 1.8 KG; | TECONN | TE CONNECTIVITY LTD | IXSU-FEX338 | CURRENT
000020456 | TERMINATION,ELECTRICAL POWER CABLE | 11 KV;OUTDOOR;HEATSHRINK TERMINATION; 95 SQ MM-240 SQ MM CU OR AL TRIPLEX XLPE CABLE & HVABC;PACK OF 1,PACK WEIGHT 3 KG; | SICAME | SICAME AUSTRALIA PTY LTD | HST-11-OX1-95240-EQ1 | CURRENT
000020456 | TERMINATION,ELECTRICAL POWER CABLE | 11 KV;OUTDOOR;HEATSHRINK TERMINATION; 95 SQ MM-240 SQ MM CU OR AL TRIPLEX XLPE CABLE & HVABC;PACK OF 1,PACK WEIGHT 3 KG; | INTERTEC | INTERTECH ENGINEERING PTY LTD | EGX20456 | CURRENT
000020456 | TERMINATION,ELECTRICAL POWER CABLE | 11 KV;OUTDOOR;HEATSHRINK TERMINATION; 95 SQ MM-240 SQ MM CU OR AL TRIPLEX XLPE CABLE & HVABC;PACK OF 1,PACK WEIGHT 3 KG; | TECONN | TE CONNECTIVITY LTD | OXSU-FEX339 | CURRENT
000020456 | TERMINATION,ELECTRICAL POWER CABLE | 11 KV;OUTDOOR;HEATSHRINK TERMINATION; 95 SQ MM-240 SQ MM CU OR AL TRIPLEX XLPE CABLE & HVABC;PACK OF 1,PACK WEIGHT 3 KG; | JBJOINT | JB JOINTING SUPPLIES PTY LTD | 11-95/240-OD | CURRENT
000021739 | SPLICE,CONDUCTOR | SPLICE;FULL TENSION;SUIT TENNIS CONDUCTOR (4/3/3.75 ACSR/AC); | PLP AUST | PREFORMED LINE PRODUCTS (AUST) | AFS-113-AW | CURRENT
000021742 | PROTECTOR,ELECTRICAL CABLE | ARMOUR ROD;SUITS 14.48 MM;OPGW L/H LAY;USED FOR VIBRATION DAMPER CLAMPING TO OPGW; | DULMISON | DULMISON (AUST) PTY LTD | ARMOUR ROD | CURRENT
000021742 | PROTECTOR,ELECTRICAL CABLE | ARMOUR ROD;SUITS 14.48 MM;OPGW L/H LAY;USED FOR VIBRATION DAMPER CLAMPING TO OPGW; | PLP AUST | PREFORMED LINE PRODUCTS (AUST) | VDSR-140 | CURRENT
000021743 | CLAMP,SUSPENSION,ELEC CONDUCTOR | OPTICAL GROUND WIRE (OPGW);SUSPENSION; SUIT 14.36 MM-14.55 MM CONDUCTOR RANGE; LEFT HAND LAY; | TECONN | TE CONNECTIVITY LTD | HSC-1379 | CURRENT
000021743 | CLAMP,SUSPENSION,ELEC CONDUCTOR | OPTICAL GROUND WIRE (OPGW);SUSPENSION; SUIT 14.36 MM-14.55 MM CONDUCTOR RANGE; LEFT HAND LAY; | PLP AUST | PREFORMED LINE PRODUCTS (AUST) | OPGWSS-1436LC-EN | CURRENT
000021743 | CLAMP,SUSPENSION,ELEC CONDUCTOR | OPTICAL GROUND WIRE (OPGW);SUSPENSION; SUIT 14.36 MM-14.55 MM CONDUCTOR RANGE; LEFT HAND LAY; | DULMISON | DULMISON (AUST) PTY LTD | OPGW | CURRENT
000021744 | GRIP,DEADEND | OPGW Conductor Range 14.30 to 14.60mm, Colour Code Black, Left Hand Lay | PLP AUST | PREFORMED LINE PRODUCTS (AUST) | OPGWTS-1430L-EN | CURRENT
000021744 | GRIP,DEADEND | OPGW Conductor Range 14.30 to 14.60mm, Colour Code Black, Left Hand Lay | DULMISON | DULMISON (AUST) PTY LTD | OPGW | CURRENT
000021745 | CUSHION KIT,DOWNLEAD | OPGW MOUNTING TO STEEL TOWER;SUITS DIA RANGE 14.4 MM-16.6 MM;OPGW & TOWER ANGLE SIZE 45 MM-100 MM; | DULMISON | DULMISON (AUST) PTY LTD | CUSHION KIT OPGW | CURRENT
000021745 | CUSHION KIT,DOWNLEAD | OPGW MOUNTING TO STEEL TOWER;SUITS DIA RANGE 14.4 MM-16.6 MM;OPGW & TOWER ANGLE SIZE 45 MM-100 MM; | PLP AUST | PREFORMED LINE PRODUCTS (AUST) | OFDLM-01C | CURRENT
000021746 | DRILL,TWIST | HSS;JOBBER DRILL-BRIGHT;STRAIGHT SHANK; 3.2 MM;PACK OF 10;REPLACES SC02157 IMPERIAL TYPE; | CNWPL | CNW PL - SLACKS CREEK | BORDHSM32 | CURRENT
000021746 | DRILL,TWIST | HSS;JOBBER DRILL-BRIGHT;STRAIGHT SHANK; 3.2 MM;PACK OF 10;REPLACES SC02157 IMPERIAL TYPE; | STATEWD | STATEWIDE FSTNERS & ENG SPLS PL | BOR-2007-3.2 | CURRENT
000021747 | DRILL,TWIST | HSS;JOBBER DRILL-BRIGHT;STRAIGHT SHANK; 13 MM;PACK OF 5;REPLACES SC02181; IMPERIAL TYPE; | CNWPL | CNW PL - SLACKS CREEK | BORDHSM13 | CURRENT
000021747 | DRILL,TWIST | HSS;JOBBER DRILL-BRIGHT;STRAIGHT SHANK; 13 MM;PACK OF 5;REPLACES SC02181; IMPERIAL TYPE; | STATEWD | STATEWIDE FSTNERS & ENG SPLS PL | 13 MM | CURRENT
000021747 | DRILL,TWIST | HSS;JOBBER DRILL-BRIGHT;STRAIGHT SHANK; 13 MM;PACK OF 5;REPLACES SC02181; IMPERIAL TYPE; | ATOMSUPP | ATOM SUPPLY | 2829001 | CURRENT
000021748 | METER,LOGGER | C/W MOTHERBOARD;PRINTED CIRCUIT BOARD; SCREW CONNECTOR;ENCLOSURE 290 MM X 190 MM X 90 MMPOWER SUPPLY BATTERY; MODEM (SC21208);ANTENNA; | EAQ | ELECTRONICS ASSEMBLY QUEENSLAND PTY LTD | SMARTNET 3 MASTER SCREW ENCLOS | CURRENT
000021748 | METER,LOGGER | C/W MOTHERBOARD;PRINTED CIRCUIT BOARD; SCREW CONNECTOR;ENCLOSURE 290 MM X 190 MM X 90 MMPOWER SUPPLY BATTERY; MODEM (SC21208);ANTENNA; | PACDATA | PACIFIC DATA SYSTEMS QLD | SMARTNET PIM3 MASTER SCREW | CURRENT
000021749 | METER,LOGGER | C/W MOTHERBOARD;PRINTED CIRCUIT BOARD; KRONE CONNECTOR;ENCLOSURE 290 MM X 190 MM X 90 MM;POWER SUPPLY BATTERY; MODEM (21208);ANTENNA; | PACDATA | PACIFIC DATA SYSTEMS QLD | SMARTNET PIM3 MASTER KRONE | CURRENT
000021749 | METER,LOGGER | C/W MOTHERBOARD;PRINTED CIRCUIT BOARD; KRONE CONNECTOR;ENCLOSURE 290 MM X 190 MM X 90 MM;POWER SUPPLY BATTERY; MODEM (21208);ANTENNA; | EAQ | ELECTRONICS ASSEMBLY QUEENSLAND PTY LTD | PIM3MK | CURRENT
000021750 | METER,LOGGER | C/W MOTHERBOARD;PRINTED CIRCUIT BOARD; KRONE CONNECTOR;ENCLOSURE 210 MM X 160 MM X 90 MM;BATTERY; | PACDATA | PACIFIC DATA SYSTEMS QLD | SMARTNET PIM3 SLAVE KRONE | CURRENT
000021750 | METER,LOGGER | C/W MOTHERBOARD;PRINTED CIRCUIT BOARD; KRONE CONNECTOR;ENCLOSURE 210 MM X 160 MM X 90 MM;BATTERY; | EAQ | ELECTRONICS ASSEMBLY QUEENSLAND PTY LTD | P8750 | CURRENT
000021751 | METER,LOGGER | C/W MOTHERBOARD;PRINTED CIRCUIT BOARD; SCREW CONNECTOR;ENCLOSURE 210 MM X 160 MM X 90 MM;BATTERY; | PACDATA | PACIFIC DATA SYSTEMS QLD | SMARTNET PIM3 SLAVE SCREW | CURRENT
000021751 | METER,LOGGER | C/W MOTHERBOARD;PRINTED CIRCUIT BOARD; SCREW CONNECTOR;ENCLOSURE 210 MM X 160 MM X 90 MM;BATTERY; | EAQ | ELECTRONICS ASSEMBLY QUEENSLAND PTY LTD | SCREW CONNECTOR | CURRENT
000021741 | DETERGENT,GENERAL PURPOSE | Simple Green, Industrial Cleaner & Degreaser, Mild Detergent, 20L Drum, for EWP Cleaning | TEN | THE ENERGY NETWORK | SG13004 | CURRENT
000021741 | DETERGENT,GENERAL PURPOSE | Simple Green, Industrial Cleaner & Degreaser, Mild Detergent, 20L Drum, for EWP Cleaning | TEN | THE ENERGY NETWORK | FGW-640 | CURRENT
000021741 | DETERGENT,GENERAL PURPOSE | Simple Green, Industrial Cleaner & Degreaser, Mild Detergent, 20L Drum, for EWP Cleaning | ENERGYNW | THE ENERGY NETWORK | FGW-640 | CURRENT
000021502 | BOOTS,SAFETY | Oliver, 150mm Hiker, Wheat, Lace Up, Leather, Steel Toe, PU Sole, Heat & Slip Resistant, Anti-Static, Sizes 4 to 14, Half Sizes 6.5 to 12.5 | BLKWOOD | J BLACKWOOD & SON LTD | 55-332 | CURRENT
000021502 | BOOTS,SAFETY | Oliver, 150mm Hiker, Wheat, Lace Up, Leather, Steel Toe, PU Sole, Heat & Slip Resistant, Anti-Static, Sizes 4 to 14, Half Sizes 6.5 to 12.5 | OLIVER | OLIVER FOOTWEAR | AT 55-332 | CURRENT
000021486 | BOOTS,SAFETY | Oliver, 200mm Rigger, Wheat, Lace Up/ Zip Sided, Leather, Steel Toe, PU Sole, Slip Resistant, Anti-Static, Sizes 4 to 14, Half Sizes 6.5 to 12.5 | BLKWOOD | J BLACKWOOD & SON LTD | 55-385 | CURRENT
000021486 | BOOTS,SAFETY | Oliver, 200mm Rigger, Wheat, Lace Up/ Zip Sided, Leather, Steel Toe, PU Sole, Slip Resistant, Anti-Static, Sizes 4 to 14, Half Sizes 6.5 to 12.5 | OLIVER | OLIVER FOOTWEAR | AT 55-385 | CURRENT
000021752 | COVER,ELECTRICITY SUPPLY PILLAR | 750 MM H,500 MM W,420 MM D;FIBREGLASS; NATURE GREEN;LOW VOLTAGE | WEBER | WEBER SOUTH PACIFIC PTY LTD | V-CPILLAR | CURRENT
000021753 | BASE,DISTRIBUTION PILLAR | ELECTRICITY SUPPLY PILLAR;320 MM H, 940 MM W,835 MM D;FIBREGLASS;NATURE GREEN;LOW VOLTAGE;1160 MM X 1160 MM X 500 MM H; | WEBER | WEBER SOUTH PACIFIC PTY LTD | V-CBASE | CURRENT
000021757 | METER,LOGGER | C/W PIM3 CPU PRINTED CIRCUIT BOARD; | HETECH | HETECH PTY LTD | SMARTNET PIM3 PULSE INPUT CARD | CURRENT
000021757 | METER,LOGGER | C/W PIM3 CPU PRINTED CIRCUIT BOARD; | PACDATA | PACIFIC DATA SYSTEMS QLD | SMARTNET PIM3 PULSE INPUT CARD | CURRENT
000021757 | METER,LOGGER | C/W PIM3 CPU PRINTED CIRCUIT BOARD; | EAQ | ELECTRONICS ASSEMBLY QUEENSLAND PTY LTD | PIM3 CPU CARD | CURRENT
000021754 | CONVERTER | SIGNAL CONVERTER;RS485/RS232 ADRESSABLE;U/W SEL 487B ZONE PROT RELAY; | SEL | SCHWEITZER ENGINEERING LABORATORIES INC. | SEL2886 | CURRENT
000021758 | REMOTE I/O MODULE | SEL 2505,24 V DC AUX;24 V DC LOGIC INPUT;SEL 2800 COMPATIBLE; | SEL | SCHWEITZER ENGINEERING LABORATORIES INC. | 2505111XX | CURRENT
000021251 | CROSSARM,COMPOSITE | FIBREGLASS;3000 MM LG;100 MM X 100 MM; DRILLED;FOR LVPTU,LVPTS,LVPTT POWER DISTRIBUTION;PALLET OF 50,PACK WEIGHT 550 KG; | WAGNERS | WAGNERS PTY LTD TOOWOOMBA QLD | EC003-00022 | CURRENT
000021058 | RECLOSER | 15.5 KV;3 PHASE;630 AMP;16 BKG CAP; VACUUM INTERRUPTER;NOJA POWER OSM15- 16-630-RC01;C/W CONTROLLER,UTILINET MESH RADIO,AUX SUPPLY VT & POLE MTG FRAME;HV | NOJAPWR | NOJA POWER | OSM15-16-630-RC10 | PHASING
000021080 | CONTROLLER | TEST BENCH CONTROLLER;DEM-01 DEMONSTRATION UNIT CONTROL PANEL;MPM MTD IN ALUMINIUM FLIGHT CASE;FOR NOJA OSM15-16-630 RECLOSER;C/W POWER CABLE & | NOJAPWR | NOJA POWER | DEM-01 | PURCHASE AS REQUIRED
000021081 | TEST SET | Interface Test Set Module c/w 3m Control Cable, for Simulation of NOJA OSM Recloser, Current & Voltage Output Signals | NOJAPWR | NOJA POWER | ITS-02 | PURCHASE AS REQUIRED
000021759 | PADLOCK | SOLID BRASS CASE;STAINLESS STEEL SHACKLE ;50 MM SHACKLE CLEARANCE;NO KEYS;KEYED ALIKE TO M0444/S1,S2,S3,S4,S5,S8;FOR HV PLANT;PACK OF 10,PACK WEIGHT 3.5 KG; | LARSENS |  | OZ1/234/OS3/S8 | CURRENT
000021764 | GRIP,DEADEND | Dielectric, Short Span, ADSS 12.4 to 12.90mm Dia Range | PLP AUST | PREFORMED LINE PRODUCTS (AUST) | ADSSTS-124-SG-EN | CURRENT
000021765 | CUSHION KIT,DOWNLEAD | FOR WOODEN POLES;ADSS DIA 11.9 MM - 14.3 MM;SUITABLE FOR ADSS DIA 12.6 MM ADSS CABLE,SC17826; | TEN | THE ENERGY NETWORK | OPGW-DL-18-CW | CURRENT
000021765 | CUSHION KIT,DOWNLEAD | FOR WOODEN POLES;ADSS DIA 11.9 MM - 14.3 MM;SUITABLE FOR ADSS DIA 12.6 MM ADSS CABLE,SC17826; | PLP AUST | PREFORMED LINE PRODUCTS (AUST) | OFDLC-8003042 | CURRENT
000021766 | CLAMP,SUSPENSION | Dielectric Suspension, Short Span, ADSS 12 to 12.99mm Dia Range c/w Cushioning Insert | PLP AUST | PREFORMED LINE PRODUCTS (AUST) | OFDSC-120125-3 | CURRENT
000021773 | DIGITAL I/O PCI CARD. | OPTO 22 DIGITAL I/O CARD; | SYSTEM22 | SYSTEM 22 PTY LTD | PCI-AC5 | PURCHASE AS REQUIRED
000021774 | ANALOG INPUT PCI CARD | ANALOG INPUT CARD;PCL-10168-2E,SCSI-68 SHIELDED CABLE, 2 M LG;1 CARD + 1 X 2 M CABLE = KIT; | ADVANTEC | ADVANTECH AUSTRALIA PTY LTD | PCI-1747U CARD PCL-10168-2E | CURRENT
000021775 | SUPPORT | STEEL;HOT DIPPED GALV;FOR 33 KV MODULAR SUB CABLES;WITH SIEMENS SWITCHGEAR; | ERGON | ERGON ENERGY | 33 KV MODULAR | CURRENT
000021776 | SUPPORT | STEEL;HOT DIPPED GALV;FOR 33 KV TRANSF CABLES;TYPE 1 STAND;1700 LONG; | ERGON | ERGON ENERGY | TYPE 1 | CURRENT
000021777 | SUPPORT | STEEL;HOT DIPPED GALV;FOR 11 KV TRANSF CABLES;TYPE 2 STAND;1200 LONG; | ERGON | ERGON ENERGY | TYPE 2 | CURRENT
000021778 | DRILL,TWIST | HSS;JOBBER DRILL-BRIGHT;STRAIGHT SHANK; 1.0 MM;PACK OF 10;FOR DRILLING METAL, WOOD & PLASTIC; | CNWPL | CNW PL - SLACKS CREEK | BORDHSM1 | CURRENT
000021778 | DRILL,TWIST | HSS;JOBBER DRILL-BRIGHT;STRAIGHT SHANK; 1.0 MM;PACK OF 10;FOR DRILLING METAL, WOOD & PLASTIC; | STATEWD | STATEWIDE FSTNERS & ENG SPLS PL | BOR-2007-1.0 | CURRENT
000021779 | DRILL,TWIST | HSS;JOBBER DRILL-BRIGHT;STRAIGHT SHANK; 1.5 MM;PACK OF 10;FOR DRILLING METAL, WOOD & PLASTIC; | CNWPL | CNW PL - SLACKS CREEK | BORDHSM15 | CURRENT
000021779 | DRILL,TWIST | HSS;JOBBER DRILL-BRIGHT;STRAIGHT SHANK; 1.5 MM;PACK OF 10;FOR DRILLING METAL, WOOD & PLASTIC; | STATEWD | STATEWIDE FSTNERS & ENG SPLS PL | BOR-2007-1.5 | CURRENT
000021780 | DRILL,TWIST | HSS;JOBBER DRILL-BRIGHT;STRAIGHT SHANK; 2.0 MM;PACK OF 10;FOR DRILLING METAL, WOOD & PLASTIC; | CNWPL | CNW PL - SLACKS CREEK | BORDHSM2 | CURRENT
000021780 | DRILL,TWIST | HSS;JOBBER DRILL-BRIGHT;STRAIGHT SHANK; 2.0 MM;PACK OF 10;FOR DRILLING METAL, WOOD & PLASTIC; | STATEWD | STATEWIDE FSTNERS & ENG SPLS PL | BOR-2007-2.0 | CURRENT
000021781 | DRILL,TWIST | HSS;JOBBER DRILL-BRIGHT;STRAIGHT SHANK; 2.5 MM;PACK OF 10;FOR DRILLING METAL, WOOD & PLASTIC; | CNWPL | CNW PL - SLACKS CREEK | BORDHSM25 | CURRENT
000021781 | DRILL,TWIST | HSS;JOBBER DRILL-BRIGHT;STRAIGHT SHANK; 2.5 MM;PACK OF 10;FOR DRILLING METAL, WOOD & PLASTIC; | STATEWD | STATEWIDE FSTNERS & ENG SPLS PL | BOR-2007-2.5 | CURRENT
000021782 | DRILL,TWIST | HSS;JOBBER DRILL-BRIGHT;STRAIGHT SHANK; 3.0 MM;PACK OF 10;FOR DRILLING METAL, WOOD & PLASTIC; | CNWPL | CNW PL - SLACKS CREEK | BORDHSM3 | CURRENT
000021782 | DRILL,TWIST | HSS;JOBBER DRILL-BRIGHT;STRAIGHT SHANK; 3.0 MM;PACK OF 10;FOR DRILLING METAL, WOOD & PLASTIC; | STATEWD | STATEWIDE FSTNERS & ENG SPLS PL | BOR-2007-3.0 | CURRENT
000021783 | DRILL,TWIST | HSS;JOBBER DRILL-BRIGHT;STRAIGHT SHANK; 3.5 MM;PACK OF 10;FOR DRILLING METAL, WOOD & PLASTIC; | CNWPL | CNW PL - SLACKS CREEK | BORDHSM35 | CURRENT
000021783 | DRILL,TWIST | HSS;JOBBER DRILL-BRIGHT;STRAIGHT SHANK; 3.5 MM;PACK OF 10;FOR DRILLING METAL, WOOD & PLASTIC; | STATEWD | STATEWIDE FSTNERS & ENG SPLS PL | BOR-2007-3.5 | CURRENT
000021784 | DRILL,TWIST | HSS;JOBBER DRILL-BRIGHT;STRAIGHT SHANK; 4.0 MM;PACK OF 10;FOR DRILLING METAL, WOOD & PLASTIC; | CNWPL | CNW PL - SLACKS CREEK | BORDHSM4 | CURRENT
000021784 | DRILL,TWIST | HSS;JOBBER DRILL-BRIGHT;STRAIGHT SHANK; 4.0 MM;PACK OF 10;FOR DRILLING METAL, WOOD & PLASTIC; | STATEWD | STATEWIDE FSTNERS & ENG SPLS PL | BOR-2007-4.0 | CURRENT
000021785 | DRILL,TWIST | HSS;JOBBER DRILL-BRIGHT;STRAIGHT SHANK; 4.5 MM;PACK OF 10;FOR DRILLING METAL, WOOD & PLASTIC; | CNWPL | CNW PL - SLACKS CREEK | BORDHSM45 | CURRENT
000021785 | DRILL,TWIST | HSS;JOBBER DRILL-BRIGHT;STRAIGHT SHANK; 4.5 MM;PACK OF 10;FOR DRILLING METAL, WOOD & PLASTIC; | STATEWD | STATEWIDE FSTNERS & ENG SPLS PL | BOR-2007-4.5 | CURRENT
000021786 | DRILL,TWIST | HSS;JOBBER DRILL-BRIGHT;STRAIGHT SHANK; 5.0 MM;PACK OF 10;FOR DRILLING METAL, WOOD & PLASTIC; | CNWPL | CNW PL - SLACKS CREEK | BORDHSM5 | CURRENT
000021786 | DRILL,TWIST | HSS;JOBBER DRILL-BRIGHT;STRAIGHT SHANK; 5.0 MM;PACK OF 10;FOR DRILLING METAL, WOOD & PLASTIC; | STATEWD | STATEWIDE FSTNERS & ENG SPLS PL | BOR-2007-5.0 | CURRENT
000021787 | DRILL,TWIST | HSS;JOBBER DRILL-BRIGHT;STRAIGHT SHANK; 5.5 MM;PACK OF 10;FOR DRILLING METAL, WOOD & PLASTIC; | CNWPL | CNW PL - SLACKS CREEK | BORDHSM55 | CURRENT
000021787 | DRILL,TWIST | HSS;JOBBER DRILL-BRIGHT;STRAIGHT SHANK; 5.5 MM;PACK OF 10;FOR DRILLING METAL, WOOD & PLASTIC; | STATEWD | STATEWIDE FSTNERS & ENG SPLS PL | BOR-2007-5.5 | CURRENT
000021788 | DRILL,TWIST | HSS;JOBBER DRILL-BRIGHT;STRAIGHT SHANK; 6.0 MM;PACK OF 10;FOR DRILLING METAL, WOOD & PLASTIC; | CNWPL | CNW PL - SLACKS CREEK | BORDHSM6 | CURRENT
000021788 | DRILL,TWIST | HSS;JOBBER DRILL-BRIGHT;STRAIGHT SHANK; 6.0 MM;PACK OF 10;FOR DRILLING METAL, WOOD & PLASTIC; | STATEWD | STATEWIDE FSTNERS & ENG SPLS PL | BOR-2007-6.0 | CURRENT
000021789 | DRILL,TWIST | HSS;JOBBER DRILL-BRIGHT;STRAIGHT SHANK; 6.5 MM;PACK OF 10;FOR DRILLING METAL, WOOD & PLASTIC; | CNWPL | CNW PL - SLACKS CREEK | BORDHSM65 | CURRENT
000021789 | DRILL,TWIST | HSS;JOBBER DRILL-BRIGHT;STRAIGHT SHANK; 6.5 MM;PACK OF 10;FOR DRILLING METAL, WOOD & PLASTIC; | STATEWD | STATEWIDE FSTNERS & ENG SPLS PL | BOR-2007-6.5 | CURRENT
000021790 | DRILL,TWIST | HSS;JOBBER DRILL-BRIGHT;STRAIGHT SHANK; 7.0 MM;PACK OF 10;FOR DRILLING METAL, WOOD & PLASTIC; | CNWPL | CNW PL - SLACKS CREEK | BORDHSM7 | CURRENT
000021790 | DRILL,TWIST | HSS;JOBBER DRILL-BRIGHT;STRAIGHT SHANK; 7.0 MM;PACK OF 10;FOR DRILLING METAL, WOOD & PLASTIC; | STATEWD | STATEWIDE FSTNERS & ENG SPLS PL | BOR-2007-7.0 | CURRENT
000021791 | DRILL,TWIST | HSS;JOBBER DRILL-BRIGHT;STRAIGHT SHANK; 7.5 MM;PACK OF 10;FOR DRILLING METAL, WOOD & PLASTIC; | CNWPL | CNW PL - SLACKS CREEK | BORDHSM75 | CURRENT
000021791 | DRILL,TWIST | HSS;JOBBER DRILL-BRIGHT;STRAIGHT SHANK; 7.5 MM;PACK OF 10;FOR DRILLING METAL, WOOD & PLASTIC; | STATEWD | STATEWIDE FSTNERS & ENG SPLS PL | BOR-2007-7.5 | CURRENT
000021792 | DRILL,TWIST | HSS;JOBBER DRILL-BRIGHT;STRAIGHT SHANK; 8.0 MM;PACK OF 5;FOR DRILLING METAL,WOOD & PLASTIC; | CNWPL | CNW PL - SLACKS CREEK | BORDHSM8 | CURRENT
000021792 | DRILL,TWIST | HSS;JOBBER DRILL-BRIGHT;STRAIGHT SHANK; 8.0 MM;PACK OF 5;FOR DRILLING METAL,WOOD & PLASTIC; | STATEWD | STATEWIDE FSTNERS & ENG SPLS PL | BOR-2007-8.0 | CURRENT
000021793 | DRILL,TWIST | HSS;JOBBER DRILL-BRIGHT;STRAIGHT SHANK; 8.5 MM;PACK OF 5;FOR DRILLING METAL,WOOD & PLASTIC; | CNWPL | CNW PL - SLACKS CREEK | BORDHSM85 | CURRENT
000021793 | DRILL,TWIST | HSS;JOBBER DRILL-BRIGHT;STRAIGHT SHANK; 8.5 MM;PACK OF 5;FOR DRILLING METAL,WOOD & PLASTIC; | STATEWD | STATEWIDE FSTNERS & ENG SPLS PL | BOR-2007-8.5 | CURRENT
000021794 | DRILL,TWIST | HSS;JOBBER DRILL-BRIGHT;STRAIGHT SHANK; 9.0 MM;PACK OF 5;FOR DRILLING METAL,WOOD & PLASTIC; | STATEWD | STATEWIDE FSTNERS & ENG SPLS PL | BOR-2007-9.0 | CURRENT
000021794 | DRILL,TWIST | HSS;JOBBER DRILL-BRIGHT;STRAIGHT SHANK; 9.0 MM;PACK OF 5;FOR DRILLING METAL,WOOD & PLASTIC; | CNWPL | CNW PL - SLACKS CREEK | BORDHSM9 | CURRENT
000021795 | DRILL,TWIST | HSS;JOBBER DRILL-BRIGHT;STRAIGHT SHANK; 9.5 MM;PACK OF 5;FOR DRILLING METAL,WOOD & PLASTIC; | STATEWD | STATEWIDE FSTNERS & ENG SPLS PL | BOR-2007-9.5 | CURRENT
000021795 | DRILL,TWIST | HSS;JOBBER DRILL-BRIGHT;STRAIGHT SHANK; 9.5 MM;PACK OF 5;FOR DRILLING METAL,WOOD & PLASTIC; | CNWPL | CNW PL - SLACKS CREEK | BORDHSM95 | CURRENT
000021796 | DRILL,TWIST | HSS;JOBBER DRILL-BRIGHT;STRAIGHT SHANK; 10.5 MM;PACK OF 5;FOR DRILLING METAL, WOOD & PLASTIC; | STATEWD | STATEWIDE FSTNERS & ENG SPLS PL | BOR-2007-10.5 | CURRENT
000021796 | DRILL,TWIST | HSS;JOBBER DRILL-BRIGHT;STRAIGHT SHANK; 10.5 MM;PACK OF 5;FOR DRILLING METAL, WOOD & PLASTIC; | CNWPL | CNW PL - SLACKS CREEK | BORDHSM105 | CURRENT
000021797 | DRILL,TWIST | HSS;JOBBER DRILL-BRIGHT;STRAIGHT SHANK; 11.0 MM;PACK OF 5;FOR DRILLING METAL, WOOD & PLASTIC; | STATEWD | STATEWIDE FSTNERS & ENG SPLS PL | BOR-2007-11 | CURRENT
000021797 | DRILL,TWIST | HSS;JOBBER DRILL-BRIGHT;STRAIGHT SHANK; 11.0 MM;PACK OF 5;FOR DRILLING METAL, WOOD & PLASTIC; | CNWPL | CNW PL - SLACKS CREEK | BORDHSM11 | CURRENT
000021798 | DRILL,TWIST | HSS;JOBBER DRILL-BRIGHT;STRAIGHT SHANK; 11.5 MM;PACK OF 5;FOR DRILLING METAL, WOOD & PLASTIC; | CNWPL | CNW PL - SLACKS CREEK | BORDHSM115 | CURRENT
000021798 | DRILL,TWIST | HSS;JOBBER DRILL-BRIGHT;STRAIGHT SHANK; 11.5 MM;PACK OF 5;FOR DRILLING METAL, WOOD & PLASTIC; | STATEWD | STATEWIDE FSTNERS & ENG SPLS PL | BOR-2007-11.5 | CURRENT
000021799 | DRILL,TWIST | HSS;JOBBER DRILL-BRIGHT;STRAIGHT SHANK; 12.0 MM;PACK OF 5;FOR DRILLING METAL, WOOD & PLASTIC; | CNWPL | CNW PL - SLACKS CREEK | BORDHSM12 | CURRENT
000021799 | DRILL,TWIST | HSS;JOBBER DRILL-BRIGHT;STRAIGHT SHANK; 12.0 MM;PACK OF 5;FOR DRILLING METAL, WOOD & PLASTIC; | STATEWD | STATEWIDE FSTNERS & ENG SPLS PL | 12.0 MM | CURRENT
000021799 | DRILL,TWIST | HSS;JOBBER DRILL-BRIGHT;STRAIGHT SHANK; 12.0 MM;PACK OF 5;FOR DRILLING METAL, WOOD & PLASTIC; | ATOMSUPP | ATOM SUPPLY | 2829004 | CURRENT
000021800 | DRILL,TWIST | HSS;JOBBER DRILL-BRIGHT;STRAIGHT SHANK; 12.5 MM;PACK OF 5;FOR DRILLING METAL, WOOD & PLASTIC; | CNWPL | CNW PL - SLACKS CREEK | BORDHSM125 | CURRENT
000021800 | DRILL,TWIST | HSS;JOBBER DRILL-BRIGHT;STRAIGHT SHANK; 12.5 MM;PACK OF 5;FOR DRILLING METAL, WOOD & PLASTIC; | STATEWD | STATEWIDE FSTNERS & ENG SPLS PL | BOR-2007-12.5 | CURRENT
000021801 | GRIP,DEADEND | Helical, 37/0.102 AAC (37/2.50), EQTS 01-09-02 (P10) | PLP AUST | PREFORMED LINE PRODUCTS (AUST) | AFG-175-CL | CURRENT
000021802 | BRACKET,ANGLE | L SHAPED PLATE;HOT DIPPED GALV; 90 MM X 90 X 3 X 14 MM HOLES; | EZYSTRUT | EZYSTRUT CABLE & PIPE SUPPORTS | E1036 | CURRENT
000021803 | CAPACITOR UNIT. | 6.93 KV;490 KVAR;SINGLE PHASE;32.5 MICRO FARAD;71 AMP CONT @ 50 HZ;NON PCB IMPREG ;2 BUSHINGS PER UNIT;TO SUIT ENERGEX 5.4 MVAR CAPACITOR BANKS WITH ABB | ABB | ABB FAN PTY LTD | ABB CHD 720B | CURRENT
000021804 | JOINT,ELECTRICAL POWER CABLE | 33 KV;FOR 0.5 SQ IN COPPER CONDUCTOR; 3 CORE OIL FILLED PAPER INSULATED;TO 630 SQ MM CU COND XLPE INSULATED;CORR COPPER SHEATED CABLES;TRIFURCATING | INTERTEC | INTERTECH ENGINEERING PTY LTD | 03-KTU-609-FA | STRATEGIC SPARE
000021805 | PILLAR C & I | C/W CFS UNITS & BUSBAR ASSEMBLY;LARGE COMMERCIAL/INDUSTRIAL ELECTRICITY SUPPLY PILLAR C/W BASE,SC21753 & TURRET;SC21752 & 2 X 400 AMP CFS UNITS;SC15832 & | WEBER | WEBER SOUTH PACIFIC PTY LTD | VP24002-F01 | CURRENT
000021806 | PILLAR C & I | C/W BLANK FUSE PANEL & FRAME;C/W LARGE COMMERCIAL/INDUSTRIAL ELECTRICITY SUPPLY PILLAR;C/W BASE;SC21753 & TURRETT; SC21752 & BLANK FUSE PANEL & FRAME; | WEBER | WEBER SOUTH PACIFIC PTY LTD | VP0000-EGX01 | CURRENT
000021807 | PANEL,LINKING | LARGE COMMERCIAL/INDUSTRIAL ELECTICITY SUPPLY PILLAR;TO SUIT BASE SC21753 & TURRET SC21752;PANEL SUITS FRAME SC21806; | WEBER | WEBER SOUTH PACIFIC PTY LTD | PANEL LINKING | PURCHASE AS REQUIRED
000021808 | BLADE,RECIPROCATING SAW | General Purpose, 300mm, 10/14 TPI, for use on Wood, Metal & Plastic | C&LTOOL | CALTCO T/A C&L TOOL CENTRE | MILWA48005194 | CURRENT
000021808 | BLADE,RECIPROCATING SAW | General Purpose, 300mm, 10/14 TPI, for use on Wood, Metal & Plastic | ATOMSUPP | ATOM SUPPLY | 32650018 | CURRENT
000021808 | BLADE,RECIPROCATING SAW | General Purpose, 300mm, 10/14 TPI, for use on Wood, Metal & Plastic | STATEWD | STATEWIDE FSTNERS & ENG SPLS PL | 20583-110R | CURRENT
000021810 | METER,LOGGER | NON GAS; BATTERY 10.8V, 34 AH NOT CONNECTED; ENCLOSURE 290MMX190MMX900MM; INCLUDES MODEM (23967) ANTENNA (17200) & BRACKET (17201); ROAD FREIGHT ONLY; | EAQ | ELECTRONICS ASSEMBLY QUEENSLAND PTY LTD | PIM3 BATTERY POWERED | CURRENT
000021820 | TERMINAL,LUG | CABAC COPPER REDUCING LINK;SUIT CONDUCTORS 120 MM & 50 MM; | LEGEND | LEGEND POWER SYSTEMS | CASR120/50 | CURRENT
000021820 | TERMINAL,LUG | CABAC COPPER REDUCING LINK;SUIT CONDUCTORS 120 MM & 50 MM; | REXEL | REXEL PTY LTD | CASR120/50 | CURRENT
000021821 | FUSE,CARTRIDGE | BOLT IN;112 MM HOLE CENTRES;50 AMP; 415 V AC;80 KA; | NHP | NHP ELECTRICAL ENGINEERING | NTBC50 | PURCHASE AS REQUIRED
000021770 | FIXTURE,LIGHTING | MERCURY VAPOUR;80 W,250 V;NOSTALGIA; SPARE LANTERN;METALWORK FINISHED M80 BLACK;C/W INTEGRAL HPF,BI CONTROL GEAR LAMP & PHOTO ELECTRIC SWITCH & | GERARD | GERARD PROFESSIONAL SOLUTIONS PL | LB11BD21NAL | PHASING
000021822 | CLIP, RETAINING | TO SUIT SC10604 END CAP RUBBER BOOT SEAL; | DULMISON | DULMISON (AUST) PTY LTD | 1018567-2 + CE TYPE 1 INSERT | CURRENT
000021823 | WEDGE,CABLE BELLING TOOL. | INSULATING RED PLASTIC BELLING TOOL;FOR FLARING CUT EDGES OF LEAD SHEATHED U/G CABLE 25 MM DIA;TOOL 140 MM LG;70 MM TAPER;30 MM RAD;1000 V RATED TO IEC60900 | PENTA | PENTA AUST (TMAC THEW & MCCANN/HYLEC) | PA10365 | CURRENT
000021823 | WEDGE,CABLE BELLING TOOL. | INSULATING RED PLASTIC BELLING TOOL;FOR FLARING CUT EDGES OF LEAD SHEATHED U/G CABLE 25 MM DIA;TOOL 140 MM LG;70 MM TAPER;30 MM RAD;1000 V RATED TO IEC60900 | THEWMCAN | TMAC THEW & MCCANN GROUP | TM10365 | CURRENT
000021823 | WEDGE,CABLE BELLING TOOL. | INSULATING RED PLASTIC BELLING TOOL;FOR FLARING CUT EDGES OF LEAD SHEATHED U/G CABLE 25 MM DIA;TOOL 140 MM LG;70 MM TAPER;30 MM RAD;1000 V RATED TO IEC60900 | HENCHMAN | HENCHMAN PRODUCTS | LEMP BRAND 654000 | CURRENT
000021823 | WEDGE,CABLE BELLING TOOL. | INSULATING RED PLASTIC BELLING TOOL;FOR FLARING CUT EDGES OF LEAD SHEATHED U/G CABLE 25 MM DIA;TOOL 140 MM LG;70 MM TAPER;30 MM RAD;1000 V RATED TO IEC60900 | CABLACES | CABLACES | LEMP BRAND 654000 | CURRENT
000021824 | CABLE BOX. | 36 KV;2000 AMP;25 KA,3 SEC;BUSBAR CABLE BOX;SF6 INSULATED BUS;BOTTOM ENTRY; SUITABLE FOR 2 X 630 SQ MM XLPE CABLES PER PHASE;TO SUIT HITACHI C-GIS | HITACHI | HITACHI ENERGY AUSTRALIA LTD | CABLE BOX C-GIS SWITCHGEAR | PURCHASE AS REQUIRED
000021825 | CABLE,ASSEMBLY | RADIO CABLE ;USED TO CONNECT LIGHTNING ARRESTORS TO RADIO;U/W SC21172 RADIO SET & SC21708 SURGE ARRESTER;P/N CA-0041 3A18A70-08 70 CM SMA-MALE TO N -MALE; | HUBSUH | HUBER + SUHNER (AUST) PTY LTD | 84108125 | CURRENT
000021825 | CABLE,ASSEMBLY | RADIO CABLE ;USED TO CONNECT LIGHTNING ARRESTORS TO RADIO;U/W SC21172 RADIO SET & SC21708 SURGE ARRESTER;P/N CA-0041 3A18A70-08 70 CM SMA-MALE TO N -MALE; | ROJONE | ROJONE PTY LTD | CA-00413A18A70-08 | CURRENT
000021811 | TAPE,INSULATION,ELECTRICAL | 3M Super 33+ Premium Vinyl, Black, 19mm x 20m, UV Resistant, Flame Retardant, for Indoor & Outdoor use | BLKWOOD | J BLACKWOOD & SON LTD | 00659008 | CURRENT
000021811 | TAPE,INSULATION,ELECTRICAL | 3M Super 33+ Premium Vinyl, Black, 19mm x 20m, UV Resistant, Flame Retardant, for Indoor & Outdoor use | 3M | 3M AUSTRALIA PTY LTD | 80611207012 | CURRENT
000021811 | TAPE,INSULATION,ELECTRICAL | 3M Super 33+ Premium Vinyl, Black, 19mm x 20m, UV Resistant, Flame Retardant, for Indoor & Outdoor use | GILBLODG | GILBERT LODGE AUSTRALIA | 3M33PLUS-20 | CURRENT
000021812 | CABLE,ASSEMBLY | DSS ANTENNA CABLE ASSEMBLY;LOW LOSS LMR400 COAXIAL CABLE,CONTAINED IN GREY CONDUIT;TERMINATED ONE END IN HIGH QUALITY N TYPE CONNECTOR;15 M ROLL; | ZCG | ZCG SCALAR CAPALABA QLD | ENG-CS400-70-FC-I | CURRENT
000021812 | CABLE,ASSEMBLY | DSS ANTENNA CABLE ASSEMBLY;LOW LOSS LMR400 COAXIAL CABLE,CONTAINED IN GREY CONDUIT;TERMINATED ONE END IN HIGH QUALITY N TYPE CONNECTOR;15 M ROLL; | HUBSUH | HUBER + SUHNER (AUST) PTY LTD | 84105376 | CURRENT
000021826 | CONTACT,ELECTRICAL | CONTACT FIXED LSA;SUIT AEI LSA TAPCHANGER; | ERGON | ERGON ENERGY | C310 | CURRENT
000021830 | TRANSFORMER,POWER | 132 KV/11 KV/11 KV;60 MVA;3 PHASE;GROUND MTG;HV BSH 180 LV AIR;MINERAL OIL INSULATED;ODAF;YND 11/D11;C/W VACCUM OLTC 27 TAP POSN;FREE STANDING RADIATOR; | WILSON | WILSON TRANSFORMER CO. PTY LTD | 132 KV/11 KV/11 KV 60 MVA | PURCHASE AS REQUIRED
000021832 | BUSBAR | BUSBAR TERMINAL PALM EXTENSION; 60 MM LG X 25 MM W X 3 MM THK;WITH 2 HOLES TO SUIT 12 MM & 8 MM BOLTS; | PENTA | PENTA AUST (TMAC THEW & MCCANN/HYLEC) | PA21886 | CURRENT
000021832 | BUSBAR | BUSBAR TERMINAL PALM EXTENSION; 60 MM LG X 25 MM W X 3 MM THK;WITH 2 HOLES TO SUIT 12 MM & 8 MM BOLTS; | HYLEC | HYLEC PTY LTD | PALM EXT | CURRENT
000021836 | REGULATOR,STEP VOLTAGE | 33 KV;3 PHASE;30 MVA;GROUND MTG;HV INPUT AIR 180 HV OUTPUT AIR;MINERAL OIL INSULATED; ONAF;YNAOD11;C/W 17 TAP POSN OLTC;ATTACHED RADIATOR; | WILSON | WILSON TRANSFORMER CO. PTY LTD | 33 KV 30 MVA | PURCHASE AS REQUIRED
000021837 | WASHER,CONVEX | STAINLESS STEEL;M12 BOLT SIZE;24 MM OD; 1.85 MM THK;BELLEVILLE;BOX OF 100; BELLEVILLE WASHER;U/W TERMINATING 35 SQ MM CABLE LUGS; | HOBSON | HOBSON ENGINEERING CO PTY LTD 393904 | WR04BM12 | CURRENT
000021837 | WASHER,CONVEX | STAINLESS STEEL;M12 BOLT SIZE;24 MM OD; 1.85 MM THK;BELLEVILLE;BOX OF 100; BELLEVILLE WASHER;U/W TERMINATING 35 SQ MM CABLE LUGS; | SUMMIT | SUMMIT GROUP | 6WBMS212 | CURRENT
000021837 | WASHER,CONVEX | STAINLESS STEEL;M12 BOLT SIZE;24 MM OD; 1.85 MM THK;BELLEVILLE;BOX OF 100; BELLEVILLE WASHER;U/W TERMINATING 35 SQ MM CABLE LUGS; | THEWMCAN | TMAC THEW & MCCANN GROUP | M12-L-1.8-301 | CURRENT
000021838 | MASK,AIR FILTERING | Disposable, Surgical Cup Type Mask, KN95, for Influenza Strain Type Symptoms | ENERGEX | ENERGEX | 4SAD200 | CURRENT
000021838 | MASK,AIR FILTERING | Disposable, Surgical Cup Type Mask, KN95, for Influenza Strain Type Symptoms | HARCOR | HARCOR SECURITY SEALS | HA90095 | CURRENT
000021838 | MASK,AIR FILTERING | Disposable, Surgical Cup Type Mask, KN95, for Influenza Strain Type Symptoms | ATOMSUPP | ATOM SUPPLY | 60016272 | CURRENT
000021838 | MASK,AIR FILTERING | Disposable, Surgical Cup Type Mask, KN95, for Influenza Strain Type Symptoms | RRL | R.R.L.ENTERPRISES PTY LTD | 606020 | CURRENT
000021833 | CUSHION KIT,DOWNLEAD | FOR CONCRETE POLES;TO SUIT 11.9 MM - 14.3 MM;FIBRE ALIGN DOWNLOAD CUSHION KIT; | PLP AUST | PREFORMED LINE PRODUCTS (AUST) | OFDLC-8003042A | CURRENT
000021831 | NUT,HOOK | STEEL;GALV;M16 HOOK NUT; | PLP AUST | PREFORMED LINE PRODUCTS (AUST) | ENGO-16 | CURRENT
000021839 | KEY,SOCKET HEAD SCREW | ALLEN KEY SOCKET;8 MM HEX; 1/2 IN DRIVE;U/W 8 MM HEX SOCKET HD SCREWS ON TUNNEL TERMINALS CONNECTING HV CCT TO HV BUSHINGS,ON 11 KV NOJA BRAND PMR'S | C&LTOOL | CALTCO T/A C&L TOOL CENTRE | GEN446008 | CURRENT
000021839 | KEY,SOCKET HEAD SCREW | ALLEN KEY SOCKET;8 MM HEX; 1/2 IN DRIVE;U/W 8 MM HEX SOCKET HD SCREWS ON TUNNEL TERMINALS CONNECTING HV CCT TO HV BUSHINGS,ON 11 KV NOJA BRAND PMR'S | STATEWD | STATEWIDE FSTNERS & ENG SPLS PL | SIHM8 | CURRENT
000021813 | BRACKET,MOUNTING | CROSSARM MOUNTED;SUIT ANTENNA BASE UP TO 38 MM;DIA MIN 400 MM LG; USE WITH REMOTE CONTROLLED POLE MOUNTED PLANT; | GREATWST |  | BRACKET,MOUNTING | CURRENT
000021840 | SWITCH FUSE GEAR | LUCY FRMU TRIPLEX GLAND PLATE; TEE-OFF SPLIT GLAND PLATE ASSEMBLY, FOR ENERGEX;FOR USE WITH TRIPLEX CABLE TERMINATION; | ADAPT | ADAPT AUSTRALIA PTY LTD | DUB0001849 | CURRENT
000021841 | STRAPPING | POLYESTER STRAPPING BAND; 19 MM X 1.00 MM X 1000 M ROLL;BLACK SMOOTH WAXED ;U/W FROMM BATTERY TENSIONER;PACK OF 1, PACK WEIGHT 23.5 KG;INTERCHANGEABLE WITH | AWS |  | 4960.100 | CURRENT
000021843 | CIRCUIT BREAKER | GENERAL PURPOSE;240 V AC;50 AMP; SINGLE POLE;D CURVE;6 KA BREAK CAPACITY;DIN RAIL MTG;PACK 1 | NHP | NHP ELECTRICAL ENGINEERING | DTCB6150C | PURCHASE AS REQUIRED
000012957 | SIGN | WARNING DO NOT OPEN DOOR UNTIL EQUIPMENT IS TESTED & EARTHED;ABS PLASTIC;SCREEN PRINTED;360 MM LG,200 MM W,3 MM THK;FOR USE WITH A/F COUPLING EQUIPMENT; | ARTCRAFT | ARTCRAFT PTY LTD | 12957 | CURRENT
000012957 | SIGN | WARNING DO NOT OPEN DOOR UNTIL EQUIPMENT IS TESTED & EARTHED;ABS PLASTIC;SCREEN PRINTED;360 MM LG,200 MM W,3 MM THK;FOR USE WITH A/F COUPLING EQUIPMENT; | UES | UTILITY ENGRAVING & SIGNS | SIGN | CURRENT
000021850 | RACK,CABLE | TEE;90 DEG;300 MM INNER RADIUS;600 MM W; SUIT NEMA 12B;PACK OF 1;USED IN SUBSTNS; | EZYSTRUT | EZYSTRUT CABLE & PIPE SUPPORTS | N1T6003H | PURCHASE AS REQUIRED
000021851 | RACK,CABLE | FLAT BEND;90 DEG;300 MM INNER RADIUS; 600 MM W;SUIT NEMA 12B;PACK OF 1;USED IN SUBSTNS; | EZYSTRUT | EZYSTRUT CABLE & PIPE SUPPORTS | N1B6003H | PURCHASE AS REQUIRED
000021852 | CONNECTOR,BUSBAR | 40 MM OD TUBE TO FLAT;TINNED;TERMINAL PALM DRILLED;PACK OF 1;USED ON 110 KV CABLE SEALING END; | HYLEC | HYLEC PTY LTD | CCS40T | PURCHASE AS REQUIRED
000021853 | CONVERTER,FREQUENCY,STATIC | SIGNAL GENERATION EQUIPMENT;40 KVA; C/W 2 OUTPUTS INCLUDING 6 AMMETERS & ISOLATOR SWITCHES SUPPLIED IN OUTDOOR RITTAL CUBICLE; | LANDGYR |  | SFU-K 103 | PHASING
000021854 | CABLE,FIBRE OPTIC | Aerial, 72 Fibres SMOF, ADSS, Short Span (0-250mm), 12.6mm Dia, Drum Dia 1400/840/1065, 4000m Drum | OPTIMAL | OPTIMAL CABLE SERVICES PTY LTD | EMM61ELA072BK | CURRENT
000021854 | CABLE,FIBRE OPTIC | Aerial, 72 Fibres SMOF, ADSS, Short Span (0-250mm), 12.6mm Dia, Drum Dia 1400/840/1065, 4000m Drum | AFLG | AFL GLOBAL | EMM61ELA072BK | CURRENT
000021855 | CLEVIS,TONGUE | STEEL FORGED;GALV;HOT DIPPED;120 KN; CLEVIS TONGUE TWISTED;C/W M16 CLASS` 8.8 BOLT & NUT;AS1154.1-2004; | DULMISON | DULMISON (AUST) PTY LTD | TCT-120 | PURCHASE AS REQUIRED
000021855 | CLEVIS,TONGUE | STEEL FORGED;GALV;HOT DIPPED;120 KN; CLEVIS TONGUE TWISTED;C/W M16 CLASS` 8.8 BOLT & NUT;AS1154.1-2004; | PLP AUST | PREFORMED LINE PRODUCTS (AUST) | 120 KN | PURCHASE AS REQUIRED
000021855 | CLEVIS,TONGUE | STEEL FORGED;GALV;HOT DIPPED;120 KN; CLEVIS TONGUE TWISTED;C/W M16 CLASS` 8.8 BOLT & NUT;AS1154.1-2004; | DULHUNTY | DULHUNTY INDUSTRIES PTY LTD | 120 KN | PURCHASE AS REQUIRED
000021856 | CLEVIS,TONGUE | STEEL FORGED;GALV;HOT DIPPED;120 KN; Y CLEVIS TONGUE TWISTED;C/W M16 CLASS 8.8 BOLT & NUT; | DULHUNTY | DULHUNTY INDUSTRIES PTY LTD | TYC-120 | CURRENT
000021857 | BOX,ELECTRICAL,MULTIAPPLICATION. | POLYCARBONATE;198 MM H,294 MM W;C/W 2 SWITCHES;1 X STRAIGHT SOCKET OUTLET, 1 X ROUND SOCKET OUTLET;RCD & LID; | HAYMANS | HAYMANS ELECTRICAL | QEPSSUMPPUMPJBOX | PURCHASE AS REQUIRED
000021859 | BIT,AUGER | Impact, 15mm Dia, 225mm OAL, Steel, Ring Twist, 7/16" Hex Shank, Quick Release | LEGEND | LEGEND POWER SYSTEMS | MSS-15205 | CURRENT
000021859 | BIT,AUGER | Impact, 15mm Dia, 225mm OAL, Steel, Ring Twist, 7/16" Hex Shank, Quick Release | SPECFORC | SPECIALISED FORCE | STMSF815225 | CURRENT
000021860 | CIRCUIT BREAKER | INDOOR METALCLAD SWITCHGEAR & CONTROL GEAR ASSEMBLY;12 KV;1250 AMP;25 KA; SINGLE FEEDER UNIT;WIRING PROVISION FOR 3OCEFSEF,BZ FEEDER DIFFERENTIAL & | HAWKSIDD | HAWKER SIDDELEY SWITCHGEAR LTD | ECLIPSE | PURCHASE AS REQUIRED
000021861 | CIRCUIT BREAKER | INDOOR SWITCHGEAR & CONTROL GEAR PANEL;12 KV;800 AMP;20 KA 3 SEC;DOUBLE FEEDER CIRCUITS;WIRING PROVISION FOR 3OCEFSEF,BZ,FI & METERING; | IPSOL | I POWER SOLUTIONS HEMMANT QLD 4174 | BV (MODEL A) | PURCHASE AS REQUIRED
000021845 | PULLING EYE & END SEAL | FOR 33 KV;630 SQ MM CORRUGATED COPPER SHEATH CABLE;CRIMP TYPE;PULLING EYE REQUIRED FOR PART DRUMS; | CLPDIST | CLP DISTRIBUTORS | CEC6-072 | CURRENT
000021846 | PULLING EYE & END SEAL | FOR 33 KV;800 SQ MM CORRUGATED COPPER SHEATH CABLE;CRIMP TYPE;PULLING EYE REQUIRED FOR PART DRUMS; | CLPDIST | CLP DISTRIBUTORS | CEC6-078 | PURCHASE AS REQUIRED
000021848 | BRACKET, CANTILEVER | STEEL;GALV HOT DIPPED;600 MM LG;E1001 ARM;PACK OF 1,PACK WEIGHT 4.29 KG; | EZYSTRUT | EZYSTRUT CABLE & PIPE SUPPORTS | E2544 | PURCHASE AS REQUIRED
000021862 | SLING,RESCUE EQUIPMENT | Fluoro Yellow, 25mm x 1.2m Lg Round Sling, for Transformer Access Kit | HEIGHDYN | HEIGHT DYNAMICS | HD R32KN 1200 ENE | CURRENT
000021862 | SLING,RESCUE EQUIPMENT | Fluoro Yellow, 25mm x 1.2m Lg Round Sling, for Transformer Access Kit | HEIGHDYN | HEIGHT DYNAMICS | R32KN 1200 ENE | CURRENT
000021863 | SLING,ENDLESS | SYNTHETIC ENDLESS ROUND SLING; REPLACEMENT ITEM FOR HARNESS KIT; WLL 400 KG;POLYESTER WEBBING;1.5 M LG; RED COLOUR; | HEIGHDYN | HEIGHT DYNAMICS | AT010622044 | PURCHASE AS REQUIRED
000021863 | SLING,ENDLESS | SYNTHETIC ENDLESS ROUND SLING; REPLACEMENT ITEM FOR HARNESS KIT; WLL 400 KG;POLYESTER WEBBING;1.5 M LG; RED COLOUR; | HEIGHDYN | HEIGHT DYNAMICS | 1.5M LG RED | PURCHASE AS REQUIRED
000021865 | PANEL,INTERFACE | P5.0 PARALLEL I/O INTERFACE KIT;INCLUDES 1 X DIGITAL INTERFACE (PCB 4104A);1 X AN ANALOGUE INTERFACE (PCB 4105A);1 X 10 WAY CONNECTION RIBBON CABLE; BY DIGILIN | DIGILIN |  | PARALLEL I/O INTERFACE KIT | PURCHASE AS REQUIRED
000021849 | SIGN | WARNING-MAIN EARTH GRID CONNECTION; DO NOT REMOVE;90 MM W;50 MM H;1.6 MM YELLOW/BLACK ROWMARK; | UES | UTILITY ENGRAVING & SIGNS | WARNING | CURRENT
000021868 | RELAY,ELECTROMAGNETIC | GENERAL PURPOSE;110 V TO 125 V DC COIL; 300 V DC/250 V AC CONT;5 AMP CONTINEOUS; 6 NO CONT;NON-LATCHING AUX;PLUG-IN,ONE SEAT BASE; | ABB | ABB FAN PTY LTD | TYPE RXMA1 RK211063-AN | CURRENT
000021867 | BRACKET,POLE | SINGLE PHASE REGULATOR TO POLE;SUIT MCGRAW EDISON VR32 VOLTAGE REGULATOR; FOR USE WITH CLOSED DELTA INSTALLATIONS ONLY;BKT IS FOR 3RD TANK BOLTED DIRECT | ERGON | ERGON ENERGY | ERGON SC0104588 | PURCHASE AS REQUIRED
000021869 | WIRE,ELECTRICAL | AERIAL;ACSR/AC CONDUCTOR;4/3.75,3/3.75 MM;W/GREASED CORE;CODE TENNIS; | PWRGRID | POWER GRID CABLES PTY LTD WINDSOR NSW | ACSR/AC AERIAL | STRATEGIC SPARE
000021870 | CELL,COUPLING | AUDIO FREQUENCY LOAD CONTROL;TYPE E SC16607;INSTALLED IN OUTDOOR CUBICLE SC16608; | ERGON | ERGON ENERGY | TYPE E | PURCHASE AS REQUIRED
000021871 | RELAY,ELECTROMAGNETIC | GENERAL PURPOSE;24 V DC COIL;300 V DC/ 250 V AC CONTACTS;5 AMP CONTINOUS;6 NO CONT;NON LATCHING AUX;PLUG-IN ONE SEAT BASE; | ABB | ABB FAN PTY LTD | RXMA1 RK211063-AD | PURCHASE AS REQUIRED
000030058 | BEND,NONMETALLIC RIGID CONDUIT | UPVC;ORANGE;20 MM NOM SIZE;HVY DUTY; 90 DEG;152 RAD;SOCKET MOULDED BOTH ENDS; MARKED ELECTRICITY SUPPLY CABLES;AS2053 ;FOR CONTRACTORS USE ONLY; | TRI UGRD | TRI UNDERGROUND AUSTRALIA PTY LTD | HDE2090150FFS | PHASING
000030058 | BEND,NONMETALLIC RIGID CONDUIT | UPVC;ORANGE;20 MM NOM SIZE;HVY DUTY; 90 DEG;152 RAD;SOCKET MOULDED BOTH ENDS; MARKED ELECTRICITY SUPPLY CABLES;AS2053 ;FOR CONTRACTORS USE ONLY; | HAYMANS | HAYMANS ELECTRICAL | CONX20HD152R90 | PHASING
000030058 | BEND,NONMETALLIC RIGID CONDUIT | UPVC;ORANGE;20 MM NOM SIZE;HVY DUTY; 90 DEG;152 RAD;SOCKET MOULDED BOTH ENDS; MARKED ELECTRICITY SUPPLY CABLES;AS2053 ;FOR CONTRACTORS USE ONLY; | VINIDEX |  | 30810 | PHASING
000030059 | BEND,NONMETALLIC RIGID CONDUIT | UPVC;ORANGE;25 MM NOM SIZE;HVY DUTY; 90 DEG;152 RAD;SOCKET MOULDED BOTH ENDS; MARKED ELECTRICITY SUPPLY CABLES;AS2053 ;FOR CONTRACTORS USE ONLY; | TRI UGRD | TRI UNDERGROUND AUSTRALIA PTY LTD | HDE2590150FFS | CURRENT
000030059 | BEND,NONMETALLIC RIGID CONDUIT | UPVC;ORANGE;25 MM NOM SIZE;HVY DUTY; 90 DEG;152 RAD;SOCKET MOULDED BOTH ENDS; MARKED ELECTRICITY SUPPLY CABLES;AS2053 ;FOR CONTRACTORS USE ONLY; | HAYMANS | HAYMANS ELECTRICAL | CONX25HD152R90 | CURRENT
000030059 | BEND,NONMETALLIC RIGID CONDUIT | UPVC;ORANGE;25 MM NOM SIZE;HVY DUTY; 90 DEG;152 RAD;SOCKET MOULDED BOTH ENDS; MARKED ELECTRICITY SUPPLY CABLES;AS2053 ;FOR CONTRACTORS USE ONLY; | VINIDEX |  | 30820 | CURRENT
000030060 | BEND,NONMETALLIC RIGID CONDUIT | UPVC;ORANGE;32 MM NOM SIZE;HVY DUTY; 90 DEG;304 RAD;SOCKET MOULDED BOTH ENDS; MARKED ELECTRICITY SUPPLY CABLES; AS2053;FOR CONTRACTORS USE ONLY; | TRI UGRD | TRI UNDERGROUND AUSTRALIA PTY LTD | HDE3290300FFS | CURRENT
000030060 | BEND,NONMETALLIC RIGID CONDUIT | UPVC;ORANGE;32 MM NOM SIZE;HVY DUTY; 90 DEG;304 RAD;SOCKET MOULDED BOTH ENDS; MARKED ELECTRICITY SUPPLY CABLES; AS2053;FOR CONTRACTORS USE ONLY; | HAYMANS | HAYMANS ELECTRICAL | CONX32HD300R90 | CURRENT
000030060 | BEND,NONMETALLIC RIGID CONDUIT | UPVC;ORANGE;32 MM NOM SIZE;HVY DUTY; 90 DEG;304 RAD;SOCKET MOULDED BOTH ENDS; MARKED ELECTRICITY SUPPLY CABLES; AS2053;FOR CONTRACTORS USE ONLY; | VINIDEX |  | 30830 | CURRENT
000030060 | BEND,NONMETALLIC RIGID CONDUIT | UPVC;ORANGE;32 MM NOM SIZE;HVY DUTY; 90 DEG;304 RAD;SOCKET MOULDED BOTH ENDS; MARKED ELECTRICITY SUPPLY CABLES; AS2053;FOR CONTRACTORS USE ONLY; | IPLEX | IPLEX PIPELINES AUSTRALIA PTY LTD | F75 | CURRENT
000030061 | BEND,NONMETALLIC RIGID CONDUIT | UPVC;ORANGE;63 MM NOM SIZE;HVY DUTY; 90 DEG;304 RAD;SOCKET MOULDED BOTH ENDS; MARKED ELECTRICITY SUPPLY CABLES;AS2053 ;FOR CONTRACTORS USE ONLY; | TRI UGRD | TRI UNDERGROUND AUSTRALIA PTY LTD | HDE6390300FFS | VENDOR HELD
000030061 | BEND,NONMETALLIC RIGID CONDUIT | UPVC;ORANGE;63 MM NOM SIZE;HVY DUTY; 90 DEG;304 RAD;SOCKET MOULDED BOTH ENDS; MARKED ELECTRICITY SUPPLY CABLES;AS2053 ;FOR CONTRACTORS USE ONLY; | HAYMANS | HAYMANS ELECTRICAL | CONX63HD300R90 | VENDOR HELD
000030061 | BEND,NONMETALLIC RIGID CONDUIT | UPVC;ORANGE;63 MM NOM SIZE;HVY DUTY; 90 DEG;304 RAD;SOCKET MOULDED BOTH ENDS; MARKED ELECTRICITY SUPPLY CABLES;AS2053 ;FOR CONTRACTORS USE ONLY; | VINIDEX |  | 30870 | VENDOR HELD
000030062 | BEND,NONMETALLIC RIGID CONDUIT | UPVC;ORANGE;80 MM NOM SIZE;HVY DUTY; 90 DEG;356 RAD;SOCKET MOULDED BOTH ENDS; MARKED ELECTRICITY SUPPLY CABLES;AS2053 ;FOR CONTRACTORS USE ONLY; | TRI UGRD | TRI UNDERGROUND AUSTRALIA PTY LTD | HDE8090356FFS | VENDOR HELD
000030062 | BEND,NONMETALLIC RIGID CONDUIT | UPVC;ORANGE;80 MM NOM SIZE;HVY DUTY; 90 DEG;356 RAD;SOCKET MOULDED BOTH ENDS; MARKED ELECTRICITY SUPPLY CABLES;AS2053 ;FOR CONTRACTORS USE ONLY; | HAYMANS | HAYMANS ELECTRICAL | CONX80HD450R90 | VENDOR HELD
000030062 | BEND,NONMETALLIC RIGID CONDUIT | UPVC;ORANGE;80 MM NOM SIZE;HVY DUTY; 90 DEG;356 RAD;SOCKET MOULDED BOTH ENDS; MARKED ELECTRICITY SUPPLY CABLES;AS2053 ;FOR CONTRACTORS USE ONLY; | VINIDEX |  | 30880 | VENDOR HELD
000030063 | BEND,NONMETALLIC RIGID CONDUIT | UPVC;ORANGE;100 MM NOM SIZE;HVY DUTY 90 DEG;460 RAD;SOCKET MOULDED BOTH ENDS; MARKED ELECTRICITY SUPPLY CABLES;AS2053 ;FOR CONTRACTORS USE ONLY; | VINIDEX |  | 30900 | VENDOR HELD
000030064 | BEND,NONMETALLIC RIGID CONDUIT | UPVC;ORANGE;150 MM NOM SIZE;HVY DUTY 90 DEG;635 RAD;SOCKET MOULDED BOTH ENDS; MARKED ELECTRICITY SUPPLY CABLES;AS2053 ;FOR CONTRACTORS USE ONLY; | TRI UGRD | TRI UNDERGROUND AUSTRALIA PTY LTD | HDE15090600FFS | CURRENT
000030064 | BEND,NONMETALLIC RIGID CONDUIT | UPVC;ORANGE;150 MM NOM SIZE;HVY DUTY 90 DEG;635 RAD;SOCKET MOULDED BOTH ENDS; MARKED ELECTRICITY SUPPLY CABLES;AS2053 ;FOR CONTRACTORS USE ONLY; | HAYMANS | HAYMANS ELECTRICAL | FABH6090125 | CURRENT
000030064 | BEND,NONMETALLIC RIGID CONDUIT | UPVC;ORANGE;150 MM NOM SIZE;HVY DUTY 90 DEG;635 RAD;SOCKET MOULDED BOTH ENDS; MARKED ELECTRICITY SUPPLY CABLES;AS2053 ;FOR CONTRACTORS USE ONLY; | VINIDEX |  | 30960 | CURRENT
000030065 | BEND,NONMETALLIC RIGID CONDUIT | UPVC;ORANGE;80 MM NOM SIZE;LT DUTY; 15 DEG;1830 RAD;SOCKET MOULDED BOTH ENDS;MARKED "ELECTRICITY SUPPLY CABLES; AS2053;FOR CONTRACTORS USE ONLY; | TRI UGRD | TRI UNDERGROUND AUSTRALIA PTY LTD | LDE80151830FFS | VENDOR HELD
000030065 | BEND,NONMETALLIC RIGID CONDUIT | UPVC;ORANGE;80 MM NOM SIZE;LT DUTY; 15 DEG;1830 RAD;SOCKET MOULDED BOTH ENDS;MARKED "ELECTRICITY SUPPLY CABLES; AS2053;FOR CONTRACTORS USE ONLY; | HAYMANS | HAYMANS ELECTRICAL | CONX80LD1830R15 | VENDOR HELD
000030065 | BEND,NONMETALLIC RIGID CONDUIT | UPVC;ORANGE;80 MM NOM SIZE;LT DUTY; 15 DEG;1830 RAD;SOCKET MOULDED BOTH ENDS;MARKED "ELECTRICITY SUPPLY CABLES; AS2053;FOR CONTRACTORS USE ONLY; | VINIDEX |  | 31915 | VENDOR HELD
000030066 | BEND,NONMETALLIC RIGID CONDUIT | UPVC;WHITE;20 MM NOM SIZE;LT DUTY;90 DEG ;152 RAD;SOCKET MOULDED BOTH ENDS; MARKED TELECOMMUNICATION CABLE; FOR CONTRACTORS USE ONLY; | TRI UGRD | TRI UNDERGROUND AUSTRALIA PTY LTD | COM2090150FFS | CURRENT
000030066 | BEND,NONMETALLIC RIGID CONDUIT | UPVC;WHITE;20 MM NOM SIZE;LT DUTY;90 DEG ;152 RAD;SOCKET MOULDED BOTH ENDS; MARKED TELECOMMUNICATION CABLE; FOR CONTRACTORS USE ONLY; | VINIDEX |  | 32450 | CURRENT
000030067 | BEND,NONMETALLIC RIGID CONDUIT | UPVC;WHITE;32 MM NOM SIZE;LT DUTY;90 DEG ;305 RAD;SOCKET MOULDED BOTH ENDS; MARKED TELECOMMUNICATION CABLE; FOR CONTRACTORS USE ONLY; | TRI UGRD | TRI UNDERGROUND AUSTRALIA PTY LTD | COM3290300FFS | VENDOR HELD
000030067 | BEND,NONMETALLIC RIGID CONDUIT | UPVC;WHITE;32 MM NOM SIZE;LT DUTY;90 DEG ;305 RAD;SOCKET MOULDED BOTH ENDS; MARKED TELECOMMUNICATION CABLE; FOR CONTRACTORS USE ONLY; | VINIDEX |  | 32490 | VENDOR HELD
000030068 | BEND,NONMETALLIC RIGID CONDUIT | UPVC;WHITE;80 MM NOM SIZE;LT DUTY;90 DEG ;600 RAD;SOCKET MOULDED BOTH ENDS; MARKED TELECOMMUNICATION CABLE; FOR CONTRACTORS USE ONLY; | TRI UGRD | TRI UNDERGROUND AUSTRALIA PTY LTD | COM8090600FFS | VENDOR HELD
000030068 | BEND,NONMETALLIC RIGID CONDUIT | UPVC;WHITE;80 MM NOM SIZE;LT DUTY;90 DEG ;600 RAD;SOCKET MOULDED BOTH ENDS; MARKED TELECOMMUNICATION CABLE; FOR CONTRACTORS USE ONLY; | VINIDEX |  | 32519 | VENDOR HELD
000030069 | BEND,NONMETALLIC RIGID CONDUIT | UPVC;WHITE;100 MM NOM SIZE;LT DUTY; 90 DEG;584 RAD;SOCKET MOULDED BOTH ENDS; MARKED TELECOMMUNICATION CABLE; FOR CONTRACTORS USE ONLY; | TRI UGRD | TRI UNDERGROUND AUSTRALIA PTY LTD | COM10090600FFS | VENDOR HELD
000030069 | BEND,NONMETALLIC RIGID CONDUIT | UPVC;WHITE;100 MM NOM SIZE;LT DUTY; 90 DEG;584 RAD;SOCKET MOULDED BOTH ENDS; MARKED TELECOMMUNICATION CABLE; FOR CONTRACTORS USE ONLY; | VINIDEX |  | 32682 | VENDOR HELD
000030070 | CONDUIT,NONMETALLIC,RIGID | 32 MM NOM SIZE;UPVC;GREY;MED DUTY; SOCKET MOULDED ONE END;4 M LG;AS2053; FOR CONTRACTORS USE ONLY; | TRI UGRD | TRI UNDERGROUND AUSTRALIA PTY LTD | CONMD32 | CURRENT
000030070 | CONDUIT,NONMETALLIC,RIGID | 32 MM NOM SIZE;UPVC;GREY;MED DUTY; SOCKET MOULDED ONE END;4 M LG;AS2053; FOR CONTRACTORS USE ONLY; | IPLEX | IPLEX PIPELINES AUSTRALIA PTY LTD | A07 | CURRENT
000030070 | CONDUIT,NONMETALLIC,RIGID | 32 MM NOM SIZE;UPVC;GREY;MED DUTY; SOCKET MOULDED ONE END;4 M LG;AS2053; FOR CONTRACTORS USE ONLY; | HAYMANS | HAYMANS ELECTRICAL | PIP32MD | CURRENT
000030070 | CONDUIT,NONMETALLIC,RIGID | 32 MM NOM SIZE;UPVC;GREY;MED DUTY; SOCKET MOULDED ONE END;4 M LG;AS2053; FOR CONTRACTORS USE ONLY; | VINIDEX |  | 10060 | CURRENT
000030071 | CONDUIT,NONMETALLIC,RIGID | 50 MM NOM SIZE;UPVC;GREY;MED DUTY; SOCKET MOULDED ONE END;4 M LG;AS2053; FOR CONTRACTORS USE ONLY; | TRI UGRD | TRI UNDERGROUND AUSTRALIA PTY LTD | CONMD50P | VENDOR HELD
000030071 | CONDUIT,NONMETALLIC,RIGID | 50 MM NOM SIZE;UPVC;GREY;MED DUTY; SOCKET MOULDED ONE END;4 M LG;AS2053; FOR CONTRACTORS USE ONLY; | IPLEX | IPLEX PIPELINES AUSTRALIA PTY LTD | A09 | VENDOR HELD
000030071 | CONDUIT,NONMETALLIC,RIGID | 50 MM NOM SIZE;UPVC;GREY;MED DUTY; SOCKET MOULDED ONE END;4 M LG;AS2053; FOR CONTRACTORS USE ONLY; | VINIDEX |  | 10100 | VENDOR HELD
000030072 | CONDUIT,NONMETALLIC,RIGID | 20 MM NOM SIZE;UPVC;ORANGE;HVY DUTY; SOCKET MOULDED ONE END;4 M LG;MARKED ELECTRICITY SUPPLY CABLES;AS2053; FOR CONTRACTORS USE ONLY; | TRI UGRD | TRI UNDERGROUND AUSTRALIA PTY LTD | CONHD20 | VENDOR HELD
000030072 | CONDUIT,NONMETALLIC,RIGID | 20 MM NOM SIZE;UPVC;ORANGE;HVY DUTY; SOCKET MOULDED ONE END;4 M LG;MARKED ELECTRICITY SUPPLY CABLES;AS2053; FOR CONTRACTORS USE ONLY; | VINIDEX |  | 10700 | VENDOR HELD
000030073 | CONDUIT,NONMETALLIC,RIGID | 25 MM NOM SIZE;UPVC;ORANGE;HVY DUTY; SOCKET MOULDED ONE END;4 M LG;MARKED ELECTRICITY SUPPLY CABLES;AS2053; FOR CONTRACTORS USE ONLY; | IPLEX | IPLEX PIPELINES AUSTRALIA PTY LTD | A20 | CURRENT
000030073 | CONDUIT,NONMETALLIC,RIGID | 25 MM NOM SIZE;UPVC;ORANGE;HVY DUTY; SOCKET MOULDED ONE END;4 M LG;MARKED ELECTRICITY SUPPLY CABLES;AS2053; FOR CONTRACTORS USE ONLY; | HAYMANS | HAYMANS ELECTRICAL | PIP25HD | CURRENT
000030073 | CONDUIT,NONMETALLIC,RIGID | 25 MM NOM SIZE;UPVC;ORANGE;HVY DUTY; SOCKET MOULDED ONE END;4 M LG;MARKED ELECTRICITY SUPPLY CABLES;AS2053; FOR CONTRACTORS USE ONLY; | VINIDEX |  | 10720 | CURRENT
000030074 | CONDUIT,NONMETALLIC,RIGID | 30 MM NOM SIZE;UPVC;ORANGE;HVY DUTY; SOCKET MOULDED ONE END;4 M LG;MARKED ELECTRICITY SUPPLY CABLES;AS2053; FOR CONTRACTORS USE ONLY; | TRI UGRD | TRI UNDERGROUND AUSTRALIA PTY LTD | CONHD32 | VENDOR HELD
000030074 | CONDUIT,NONMETALLIC,RIGID | 30 MM NOM SIZE;UPVC;ORANGE;HVY DUTY; SOCKET MOULDED ONE END;4 M LG;MARKED ELECTRICITY SUPPLY CABLES;AS2053; FOR CONTRACTORS USE ONLY; | HAYMANS | HAYMANS ELECTRICAL | PIP32HD | VENDOR HELD
000030074 | CONDUIT,NONMETALLIC,RIGID | 30 MM NOM SIZE;UPVC;ORANGE;HVY DUTY; SOCKET MOULDED ONE END;4 M LG;MARKED ELECTRICITY SUPPLY CABLES;AS2053; FOR CONTRACTORS USE ONLY; | VINIDEX |  | 10740 | VENDOR HELD
000030074 | CONDUIT,NONMETALLIC,RIGID | 30 MM NOM SIZE;UPVC;ORANGE;HVY DUTY; SOCKET MOULDED ONE END;4 M LG;MARKED ELECTRICITY SUPPLY CABLES;AS2053; FOR CONTRACTORS USE ONLY; | IPLEX | IPLEX PIPELINES AUSTRALIA PTY LTD | A21 | VENDOR HELD
000030075 | CONDUIT,NONMETALLIC,RIGID | 63 MM NOM SIZE;UPVC;ORANGE;HVY DUTY; SOCKET MOULDED ONE END;4 M LG;MARKED ELECTRICITY SUPPLY CABLES;AS2053; FOR CONTRACTORS USE ONLY; | HAYMANS | HAYMANS ELECTRICAL | PIP63HD | CURRENT
000030075 | CONDUIT,NONMETALLIC,RIGID | 63 MM NOM SIZE;UPVC;ORANGE;HVY DUTY; SOCKET MOULDED ONE END;4 M LG;MARKED ELECTRICITY SUPPLY CABLES;AS2053; FOR CONTRACTORS USE ONLY; | VINIDEX |  | 10800 | CURRENT
000030075 | CONDUIT,NONMETALLIC,RIGID | 63 MM NOM SIZE;UPVC;ORANGE;HVY DUTY; SOCKET MOULDED ONE END;4 M LG;MARKED ELECTRICITY SUPPLY CABLES;AS2053; FOR CONTRACTORS USE ONLY; | IPLEX | IPLEX PIPELINES AUSTRALIA PTY LTD | A24 | CURRENT
000030076 | CONDUIT,NONMETALLIC,RIGID | 80 MM NOM SIZE;UPVC;ORANGE;HVY DUTY; SOCKET MOULDED ONE END;4 M LG;MARKED ELECTRICITY SUPPLY CABLES;AS2053; FOR CONTRACTORS USE ONLY; | TRI UGRD | TRI UNDERGROUND AUSTRALIA PTY LTD | CONHD80P | VENDOR HELD
000030076 | CONDUIT,NONMETALLIC,RIGID | 80 MM NOM SIZE;UPVC;ORANGE;HVY DUTY; SOCKET MOULDED ONE END;4 M LG;MARKED ELECTRICITY SUPPLY CABLES;AS2053; FOR CONTRACTORS USE ONLY; | HAYMANS | HAYMANS ELECTRICAL | PIP80HD | VENDOR HELD
000030076 | CONDUIT,NONMETALLIC,RIGID | 80 MM NOM SIZE;UPVC;ORANGE;HVY DUTY; SOCKET MOULDED ONE END;4 M LG;MARKED ELECTRICITY SUPPLY CABLES;AS2053; FOR CONTRACTORS USE ONLY; | VINIDEX |  | 21030 | VENDOR HELD
000030076 | CONDUIT,NONMETALLIC,RIGID | 80 MM NOM SIZE;UPVC;ORANGE;HVY DUTY; SOCKET MOULDED ONE END;4 M LG;MARKED ELECTRICITY SUPPLY CABLES;AS2053; FOR CONTRACTORS USE ONLY; | IPLEX | IPLEX PIPELINES AUSTRALIA PTY LTD | A25 | VENDOR HELD
000030077 | CONDUIT,NONMETALLIC,RIGID | 150 MM NOM SIZE;UPVC;ORANGE;HVY DUTY; SOCKET MOULDED ONE END;4 M LG;MARKED ELECTRICITY SUPPLY CABLES;AS2053; | TRI UGRD | TRI UNDERGROUND AUSTRALIA PTY LTD | CONHD150P | VENDOR HELD
000030077 | CONDUIT,NONMETALLIC,RIGID | 150 MM NOM SIZE;UPVC;ORANGE;HVY DUTY; SOCKET MOULDED ONE END;4 M LG;MARKED ELECTRICITY SUPPLY CABLES;AS2053; | HAYMANS | HAYMANS ELECTRICAL | PIP150HD | VENDOR HELD
000030077 | CONDUIT,NONMETALLIC,RIGID | 150 MM NOM SIZE;UPVC;ORANGE;HVY DUTY; SOCKET MOULDED ONE END;4 M LG;MARKED ELECTRICITY SUPPLY CABLES;AS2053; | IPLEX | IPLEX PIPELINES AUSTRALIA PTY LTD | A28 | VENDOR HELD
000030077 | CONDUIT,NONMETALLIC,RIGID | 150 MM NOM SIZE;UPVC;ORANGE;HVY DUTY; SOCKET MOULDED ONE END;4 M LG;MARKED ELECTRICITY SUPPLY CABLES;AS2053; | VINIDEX |  | 21060 | VENDOR HELD
000030078 | CONDUIT,NONMETALLIC,RIGID | 80 MM NOM SIZE;UPVC;ORANGE;LT DUTY; SOCKET MOULDED ONE END;6 M LG;MARKED ELECTRICITY SUPPLY CABLES;AS2053; FOR CONTRACTORS USE ONLY; | TRI UGRD | TRI UNDERGROUND AUSTRALIA PTY LTD | CONLD80P | VENDOR HELD
000030078 | CONDUIT,NONMETALLIC,RIGID | 80 MM NOM SIZE;UPVC;ORANGE;LT DUTY; SOCKET MOULDED ONE END;6 M LG;MARKED ELECTRICITY SUPPLY CABLES;AS2053; FOR CONTRACTORS USE ONLY; | IPLEX | IPLEX PIPELINES AUSTRALIA PTY LTD | A11 | VENDOR HELD
000030078 | CONDUIT,NONMETALLIC,RIGID | 80 MM NOM SIZE;UPVC;ORANGE;LT DUTY; SOCKET MOULDED ONE END;6 M LG;MARKED ELECTRICITY SUPPLY CABLES;AS2053; FOR CONTRACTORS USE ONLY; | HAYMANS | HAYMANS ELECTRICAL | PIP80LD | VENDOR HELD
000030078 | CONDUIT,NONMETALLIC,RIGID | 80 MM NOM SIZE;UPVC;ORANGE;LT DUTY; SOCKET MOULDED ONE END;6 M LG;MARKED ELECTRICITY SUPPLY CABLES;AS2053; FOR CONTRACTORS USE ONLY; | VINIDEX |  | 11040 | VENDOR HELD
000030079 | CONDUIT,NONMETALLIC,RIGID | 100 MM NOM SIZE;UPVC;ORANGE;LT DUTY; SOCKET MOULDED ONE END;6 M LG;MARKED ELECTRICITY SUPPLY CABLES;AS2053; FOR CONTRACTORS USE ONLY; | TRI UGRD | TRI UNDERGROUND AUSTRALIA PTY LTD | CONLD100P | VENDOR HELD
000030079 | CONDUIT,NONMETALLIC,RIGID | 100 MM NOM SIZE;UPVC;ORANGE;LT DUTY; SOCKET MOULDED ONE END;6 M LG;MARKED ELECTRICITY SUPPLY CABLES;AS2053; FOR CONTRACTORS USE ONLY; | IPLEX | IPLEX PIPELINES AUSTRALIA PTY LTD | A13 | VENDOR HELD
000030079 | CONDUIT,NONMETALLIC,RIGID | 100 MM NOM SIZE;UPVC;ORANGE;LT DUTY; SOCKET MOULDED ONE END;6 M LG;MARKED ELECTRICITY SUPPLY CABLES;AS2053; FOR CONTRACTORS USE ONLY; | HAYMANS | HAYMANS ELECTRICAL | PIP100LD | VENDOR HELD
000030079 | CONDUIT,NONMETALLIC,RIGID | 100 MM NOM SIZE;UPVC;ORANGE;LT DUTY; SOCKET MOULDED ONE END;6 M LG;MARKED ELECTRICITY SUPPLY CABLES;AS2053; FOR CONTRACTORS USE ONLY; | VINIDEX |  | 11100 | VENDOR HELD
000030080 | CONDUIT,NONMETALLIC,RIGID | 20 MM NOM SIZE;UPVC;WHITE;LT DUTY; SOCKET MOULDED ONE END;4 M LG;MARKED COMMUNICATIONS CONDUIT;FOR CONTRACTORS USE ONLY; | TRI UGRD | TRI UNDERGROUND AUSTRALIA PTY LTD | CONCOM20 | VENDOR HELD
000030080 | CONDUIT,NONMETALLIC,RIGID | 20 MM NOM SIZE;UPVC;WHITE;LT DUTY; SOCKET MOULDED ONE END;4 M LG;MARKED COMMUNICATIONS CONDUIT;FOR CONTRACTORS USE ONLY; | HAYMANS | HAYMANS ELECTRICAL | PIP20AUSTEL | VENDOR HELD
000030080 | CONDUIT,NONMETALLIC,RIGID | 20 MM NOM SIZE;UPVC;WHITE;LT DUTY; SOCKET MOULDED ONE END;4 M LG;MARKED COMMUNICATIONS CONDUIT;FOR CONTRACTORS USE ONLY; | IPLEX | IPLEX PIPELINES AUSTRALIA PTY LTD | B29 | VENDOR HELD
000030080 | CONDUIT,NONMETALLIC,RIGID | 20 MM NOM SIZE;UPVC;WHITE;LT DUTY; SOCKET MOULDED ONE END;4 M LG;MARKED COMMUNICATIONS CONDUIT;FOR CONTRACTORS USE ONLY; | VINIDEX |  | 11640 | VENDOR HELD
000030081 | CONDUIT,NONMETALLIC,RIGID | 25 MM NOM SIZE;UPVC;WHITE;LT DUTY; SOCKET MOULDED ONE END;4 M LG;MARKED COMMUNICATIONS CONDUIT;FOR CONTRACTORS USE ONLY; | TRI UGRD | TRI UNDERGROUND AUSTRALIA PTY LTD | CONCOM25 | VENDOR HELD
000030081 | CONDUIT,NONMETALLIC,RIGID | 25 MM NOM SIZE;UPVC;WHITE;LT DUTY; SOCKET MOULDED ONE END;4 M LG;MARKED COMMUNICATIONS CONDUIT;FOR CONTRACTORS USE ONLY; | HAYMANS | HAYMANS ELECTRICAL | PIP25AUSTEL | VENDOR HELD
000030081 | CONDUIT,NONMETALLIC,RIGID | 25 MM NOM SIZE;UPVC;WHITE;LT DUTY; SOCKET MOULDED ONE END;4 M LG;MARKED COMMUNICATIONS CONDUIT;FOR CONTRACTORS USE ONLY; | IPLEX | IPLEX PIPELINES AUSTRALIA PTY LTD | B30 | VENDOR HELD
000030081 | CONDUIT,NONMETALLIC,RIGID | 25 MM NOM SIZE;UPVC;WHITE;LT DUTY; SOCKET MOULDED ONE END;4 M LG;MARKED COMMUNICATIONS CONDUIT;FOR CONTRACTORS USE ONLY; | VINIDEX |  | 11650 | VENDOR HELD
000030082 | CONDUIT,NONMETALLIC,RIGID | 32 MM NOM SIZE;UPVC;WHITE;LT DUTY; SOCKET MOULDED ONE END;4 M LG;MARKED COMMUNICATIONS CONDUIT;FOR CONTRACTORS USE ONLY; | IPLEX | IPLEX PIPELINES AUSTRALIA PTY LTD | B31 | VENDOR HELD
000030082 | CONDUIT,NONMETALLIC,RIGID | 32 MM NOM SIZE;UPVC;WHITE;LT DUTY; SOCKET MOULDED ONE END;4 M LG;MARKED COMMUNICATIONS CONDUIT;FOR CONTRACTORS USE ONLY; | TRI UGRD | TRI UNDERGROUND AUSTRALIA PTY LTD | CONCOM32 | VENDOR HELD
000030082 | CONDUIT,NONMETALLIC,RIGID | 32 MM NOM SIZE;UPVC;WHITE;LT DUTY; SOCKET MOULDED ONE END;4 M LG;MARKED COMMUNICATIONS CONDUIT;FOR CONTRACTORS USE ONLY; | HAYMANS | HAYMANS ELECTRICAL | PIP32AUSTEL | VENDOR HELD
000030082 | CONDUIT,NONMETALLIC,RIGID | 32 MM NOM SIZE;UPVC;WHITE;LT DUTY; SOCKET MOULDED ONE END;4 M LG;MARKED COMMUNICATIONS CONDUIT;FOR CONTRACTORS USE ONLY; | VINIDEX |  | 11660 | VENDOR HELD
000030083 | CONDUIT,NONMETALLIC,RIGID | 50 MM NOM SIZE;UPVC;WHITE;LT DUTY; SOCKET MOULDED ONE END;4 M LG;MARKED COMMUNICATIONS CONDUIT;FOR CONTRACTORS USE ONLY; | TRI UGRD | TRI UNDERGROUND AUSTRALIA PTY LTD | CONCOM50P | CURRENT
000030083 | CONDUIT,NONMETALLIC,RIGID | 50 MM NOM SIZE;UPVC;WHITE;LT DUTY; SOCKET MOULDED ONE END;4 M LG;MARKED COMMUNICATIONS CONDUIT;FOR CONTRACTORS USE ONLY; | HAYMANS | HAYMANS ELECTRICAL | PIP50AUSTEL | CURRENT
000030083 | CONDUIT,NONMETALLIC,RIGID | 50 MM NOM SIZE;UPVC;WHITE;LT DUTY; SOCKET MOULDED ONE END;4 M LG;MARKED COMMUNICATIONS CONDUIT;FOR CONTRACTORS USE ONLY; | VINIDEX |  | 11680 | CURRENT
000030083 | CONDUIT,NONMETALLIC,RIGID | 50 MM NOM SIZE;UPVC;WHITE;LT DUTY; SOCKET MOULDED ONE END;4 M LG;MARKED COMMUNICATIONS CONDUIT;FOR CONTRACTORS USE ONLY; | IPLEX | IPLEX PIPELINES AUSTRALIA PTY LTD | B32 | CURRENT
000030084 | CONDUIT,NONMETALLIC,RIGID | 80 MM NOM SIZE;UPVC;WHITE;LT DUTY; SOCKET MOULDED ONE END;6 M LG;MARKED COMMUNICATIONS CONDUIT;FOR CONTRACTORS USE ONLY; | TRI UGRD | TRI UNDERGROUND AUSTRALIA PTY LTD | CONCOM80P | CURRENT
000030084 | CONDUIT,NONMETALLIC,RIGID | 80 MM NOM SIZE;UPVC;WHITE;LT DUTY; SOCKET MOULDED ONE END;6 M LG;MARKED COMMUNICATIONS CONDUIT;FOR CONTRACTORS USE ONLY; | HAYMANS | HAYMANS ELECTRICAL | PIP80AUSTEL | CURRENT
000030084 | CONDUIT,NONMETALLIC,RIGID | 80 MM NOM SIZE;UPVC;WHITE;LT DUTY; SOCKET MOULDED ONE END;6 M LG;MARKED COMMUNICATIONS CONDUIT;FOR CONTRACTORS USE ONLY; | VINIDEX |  | 11690 | CURRENT
000030084 | CONDUIT,NONMETALLIC,RIGID | 80 MM NOM SIZE;UPVC;WHITE;LT DUTY; SOCKET MOULDED ONE END;6 M LG;MARKED COMMUNICATIONS CONDUIT;FOR CONTRACTORS USE ONLY; | IPLEX | IPLEX PIPELINES AUSTRALIA PTY LTD | B34 | CURRENT
000021884 | METER,ENERGY | PRIVATE METERING;NO PLANT NO REQUIRED; NO ENERGEX NAME PLATES;3 PHASE;5-20 AMP; 240 V,4 WIRE CLASS 1.0;CURRENT TRANSFMR CONNECTED,RS232 PORT,INTERNAL MODEM | EDMI | EDMI PTY LTD | 2000-1010-1A1-25-AE220-4DB | PURCHASE AS REQUIRED
000021872 | BOX,ELECTRICAL,MULTIAPPLICATION. | STAINLESS STEEL;1200 MM H, 800 MM W,400 MM DC/W SICM & F/O CONV; SUBSTATION SECURITY PANEL; ;FOR USE IN SUBSTATION S/YARDS; | NHP | NHP ELECTRICAL ENGINEERING | EGXSC21872 | CURRENT
000021886 | RACEWAY,NONMETALLIC | OPEN SLOTTED WALLS;PVC;RIGID;50 MM W, 50 MM H,2000 MM LG;C/W LID;PACK OF 12; USED IN SUBSTN CONTROL PANELS; | HAYMANS | HAYMANS ELECTRICAL | IPDW5050 | CURRENT
000021886 | RACEWAY,NONMETALLIC | OPEN SLOTTED WALLS;PVC;RIGID;50 MM W, 50 MM H,2000 MM LG;C/W LID;PACK OF 12; USED IN SUBSTN CONTROL PANELS; | REXEL | REXEL PTY LTD | PANE2X2LG6+C2LG6 | CURRENT
000021886 | RACEWAY,NONMETALLIC | OPEN SLOTTED WALLS;PVC;RIGID;50 MM W, 50 MM H,2000 MM LG;C/W LID;PACK OF 12; USED IN SUBSTN CONTROL PANELS; | PANDUIT |  | E2X2 LG6 C2LG6 | CURRENT
000021888 | TERMINAL BLOCK | MELAMINE;2 TERMINAL FEED THROUGH;600 V; 27 AMP;35 MM DIN RAIL MTG;(SAKC10/35) CLIP-ON;0.5-10 MM COND SIZE;12 MM W, 65 MM L,48.5 MM H;BEIGE;C/W DISCONNECT | CNWPL | CNW PL - SLACKS CREEK | WEI1404620000 | CURRENT
000021888 | TERMINAL BLOCK | MELAMINE;2 TERMINAL FEED THROUGH;600 V; 27 AMP;35 MM DIN RAIL MTG;(SAKC10/35) CLIP-ON;0.5-10 MM COND SIZE;12 MM W, 65 MM L,48.5 MM H;BEIGE;C/W DISCONNECT | WEIDMULL | WEIDMULLER (AUST) PTY LTD | KLI 1 404620000 | CURRENT
000021888 | TERMINAL BLOCK | MELAMINE;2 TERMINAL FEED THROUGH;600 V; 27 AMP;35 MM DIN RAIL MTG;(SAKC10/35) CLIP-ON;0.5-10 MM COND SIZE;12 MM W, 65 MM L,48.5 MM H;BEIGE;C/W DISCONNECT | HAYMANS | HAYMANS ELECTRICAL | KLI 1 404620000 | CURRENT
000021889 | SWITCH,ROTARY | 660 V; 20 Amp; 3 Posn; 6 Pole: UFLS Control, In-Remote-Out; 60 Deg Switching 48mm mtg Plate; Ca10 AU602252-600E AUS0001,M999/470;Used IN UFLS Panel; | KRAUSNMR | KRAUS & NAIMER (MANUFACTURER) | CA10 AU602252-604E AUS0001 | PURCHASE AS REQUIRED
000021918 | CONDUIT,NONMETALLIC,FLEXIBLE | 40 MM OD;PVC CORRUGATED;HVY DUTY; ORANGE;SUPPLIED IN 25 M ROLL; | REXEL | REXEL PTY LTD | CLI9040CHDEO | CURRENT
000021918 | CONDUIT,NONMETALLIC,FLEXIBLE | 40 MM OD;PVC CORRUGATED;HVY DUTY; ORANGE;SUPPLIED IN 25 M ROLL; | HAYMANS | HAYMANS ELECTRICAL | CLI9040CHD | CURRENT
000021924 | PANEL,SWITCH | 5U;UF;LOAD SHED GROUP SELECTORS; 17 K & N SWITCHES;FOR 19 IN MTG RACK; USED IN SUBSTNS; | ERGON | ERGON ENERGY | 17 K & N SWITCHES | CURRENT
000030085 | BEND,NONMETALLIC RIGID CONDUIT | UPVC;ORANGE;100 MM NOM SIZE;HVY DUTY; 90 DEG;460 RAD;SOCKET MOULDED BOTH ENDS;MARKED ELECTRICITY SUPPLY CABLES; AS2053;PACK OF 1,PACK WEIGHT 2.18 KG; | VINIDEX |  | 32090 | VENDOR HELD
000030086 | BEND,NONMETALLIC RIGID CONDUIT | UPVC;ORANGE;125 MM NOM SIZE;LT DUTY; 45 DEG;1.2 M RAD;SOCKET MOULDED BOTH ENDS;MARKED ELEC PMT FNDN ONLY;AS2053; PACK OF 1,PACK WEIGHT 3.46 KG; | VINIDEX |  | 31042 | VENDOR HELD
000030087 | BEND,NONMETALLIC RIGID CONDUIT | UPVC;ORANGE;100 MM NOM SIZE;LT DUTY; 90 DEG;750 RAD;SOCKET MOULDED BOTH ENDS;MARKED ELECTRICITY SUPPLY CABLES; AS2053;PACK OF 1,PACK WEIGHT 2.7 KG; | VINIDEX |  | Q5191 | VENDOR HELD
000021919 | INSULATOR,STANDOFF | LINE POST;COMPOSITE,C/W VERT/HORIZONTAL MOUNT K-CLAMP TOP;15 KV;297 MM H;6 KN MAX WORKING CANTILEVER LOAD;275 MM CREEPAGE;M20 BASE THREAD;C/W M20 X 50 | ADAPT | ADAPT AUSTRALIA PTY LTD | KL15SKM20 | PURCHASE AS REQUIRED
000021972 | DIE,CRIMPING TOOL | Compression, Hex 6T, 14mm A/F Al, 25mm2 LV ABC | ENERGYNW | THE ENERGY NETWORK | E22140 | CURRENT
000021972 | DIE,CRIMPING TOOL | Compression, Hex 6T, 14mm A/F Al, 25mm2 LV ABC | TEN | THE ENERGY NETWORK | K6-14.0-ABC | CURRENT
000021885 | TRANSFORMER,DISTRIBUTION | 11 KV;750 KVA;SLIMLINE PADMOUNT T/FORMER ;3 PHASE;50 HZ;11 KV/433-250 V;ONAN; (FITS WITHIN RECTANGULAR 500 KVA ENVELOPE) PADMOUNTED TRANSFORMER;C/W | ABB | ABB FAN PTY LTD | 750 KVA RECT PMT SLIMLINE | PURCHASE AS REQUIRED
000021973 | LOAD,CONTROL DEVICE | SWIMMING POOL PUMP;LOAD CONTROL DEVICE ;COOL CHANGE 2 PROGRAM;PACK OF 1,PACK WEIGHT 1 KG; | THEWMCAN | TMAC THEW & MCCANN GROUP | SPLD-T | PURCHASE AS REQUIRED
000021974 | SWITCH. | EXTERNAL IP RATED SWITCH;COOL CHANGE 2 PROGRAM;10 AMP;PUSH BUTTON STATION; PACK OF 1,PACK WEIGHT 500 G; | THEWMCAN | TMAC THEW & MCCANN GROUP | WS226PB | PURCHASE AS REQUIRED
000021977 | BIT,AUGER | Impact, 22mm Dia, 600mm OAL, Steel, Ring Twist, 7/16" Hex Shank, Quick Release | SPECFORC | SPECIALISED FORCE | STMSF822X600 | CURRENT
000021977 | BIT,AUGER | Impact, 22mm Dia, 600mm OAL, Steel, Ring Twist, 7/16" Hex Shank, Quick Release | LEGEND | LEGEND POWER SYSTEMS | MSS-0078L | CURRENT
000021932 | KEY | Multi Key, 4-Way, DIN 3/5mm, Square 8mm, Triangle 8mm, for Panels, Enclosures & Cabinets used in Substations | NHP | NHP ELECTRICAL ENGINEERING | LSMK01 | CURRENT
000021982 | NUT,SELF-LOCKING,HEXAGON. | STAINLESS STEEL;GDE 304;NYLOC M8 NUT; REFER TO SC00902 FOR SETSCREW;REQUIRED TO SECURE TOMBSTONE PILLARS AS OUTLINED IN PILLAR WORK PRACTICE; | HOBSON | HOBSON ENGINEERING CO PTY LTD 393904 | NN04PCM08 | PURCHASE AS REQUIRED
000021982 | NUT,SELF-LOCKING,HEXAGON. | STAINLESS STEEL;GDE 304;NYLOC M8 NUT; REFER TO SC00902 FOR SETSCREW;REQUIRED TO SECURE TOMBSTONE PILLARS AS OUTLINED IN PILLAR WORK PRACTICE; | STATEWD | STATEWIDE FSTNERS & ENG SPLS PL | NNS4M8 | PURCHASE AS REQUIRED
000022007 | LUBRICATING OIL,ENGINE | DIESEL MOTOR OIL;VALVOLINE PREMIUM BLUE; SAE 15W/40;5 L BOTTLE,4 PER CARTON;TOP UP OIL;FOR GENERATOR SERVICES | CUMMINS | CUMMINS SOUTH PACIFIC PTY LTD | 1322.05 PREMIUM BLUE | CURRENT
000022007 | LUBRICATING OIL,ENGINE | DIESEL MOTOR OIL;VALVOLINE PREMIUM BLUE; SAE 15W/40;5 L BOTTLE,4 PER CARTON;TOP UP OIL;FOR GENERATOR SERVICES | CALTEX | CALTEX | DELO 400 | CURRENT
000022008 | ROPE,FIBROUS | POLYPROPYLENE;12 MM DIA;SPLICED EYE 200 MM AT END OF ASSEMBLY;C/W DOUBLE ACTION HOOK;2000 MM LG;CABLE SUPPORT ROPE;FOR MOBILE GENERATORS;TO | HEIGHDYN | HEIGHT DYNAMICS | ENERGEX CABLE SUPPORT ROPE | CURRENT
000021983 | CONNECTOR,ELECTRICAL | POWERLOCK PANEL DRAIN;400 AMP GREEN; SP HIGH CURR CONNECTORS;MAX RATED VOLTAGE 2 KV AC/3 KV DC;OPERATING TEMP -30 DEG C TO + 125 DEG C;IP67;GENERATOR | PRODSHOP | THE PRODUCTION SHOP | PLPDEGN | CURRENT
000021984 | CONNECTOR,ELECTRICAL | POWERLOCK PANEL DRAIN;400 AMP RED; SP HIGH CURR CONNECTORS;MAX RATED VOLTAGE 2 KV AC/3 KV DC;OPERATING TEMP -30 DEG C TO + 125 DEG C;IP67;GENERATOR | PRODSHOP | THE PRODUCTION SHOP | PLPD1RD | CURRENT
000021985 | CONNECTOR,ELECTRICAL | POWERLOCK PANEL DRAIN;400 AMP WHITE: SP HIGH CURR CONNECTORS;MAX RATED VOLTAGE 2 KV AC/3 KV DC;OPERATING TEMP -30 DEG C TO + 125 DEG C;IP67;GENERATOR | PRODSHOP | THE PRODUCTION SHOP | PLPD2WE | CURRENT
000021990 | CONNECTOR,ELECTRICAL | POWERLOCK PANEL SOURCE;400 AMP RED; SP HIGH CURR CONNECTORS;MAX RATED VOLTAGE 2 KV AC/3 KV DC;OPERATING TEMP -30 DEG C TO + 125 DEG C;IP67;GENERATOR | PRODSHOP | THE PRODUCTION SHOP | PLPS1RD | CURRENT
000021992 | CONNECTOR,ELECTRICAL | POWERLOCK LINE DRAIN;400 AMP BLACK; SP HIGH CURR CONNECTORS;MAX RATED VOLTAGE 2 KV AC/3 KV DC;OPERATING TEMP -30 DEG C TO + 125 DEG C;IP67;GENERATOR | DKSH | DKSA AUSTRALIA | NLDFTNBKL120M40A | CURRENT
000021992 | CONNECTOR,ELECTRICAL | POWERLOCK LINE DRAIN;400 AMP BLACK; SP HIGH CURR CONNECTORS;MAX RATED VOLTAGE 2 KV AC/3 KV DC;OPERATING TEMP -30 DEG C TO + 125 DEG C;IP67;GENERATOR | PRODSHOP | THE PRODUCTION SHOP | PLLDNBK | CURRENT
000021993 | CONNECTOR,ELECTRICAL | POWERLOCK LINE DRAIN;400 AMP BLUE; SP HIGH CURR CONNECTORS;MAX RATED VOLTAGE 2 KV AC/3 KV DC;OPERATING TEMP -30 DEG C TO + 125 DEG C;IP67;GENERATOR | PRODSHOP | THE PRODUCTION SHOP | PLLD3BE | CURRENT
000021993 | CONNECTOR,ELECTRICAL | POWERLOCK LINE DRAIN;400 AMP BLUE; SP HIGH CURR CONNECTORS;MAX RATED VOLTAGE 2 KV AC/3 KV DC;OPERATING TEMP -30 DEG C TO + 125 DEG C;IP67;GENERATOR | DKSH | DKSA AUSTRALIA | NLDFT3BL120M40A | CURRENT
000021994 | CONNECTOR,ELECTRICAL | POWERLOCK LINE DRAIN;400 AMP COTTER PIN; SP HIGH CURR CONNECTORS;MAX RATED VOLTAGE 2 KV AC/3 KV DC;OPERATING TEMP -30 DEG C TO + 125 DEG C;IP67;GENERATOR | DKSH | DKSA AUSTRALIA | PCPD5 | CURRENT
000021995 | CONNECTOR,ELECTRICAL | POWERLOCK LINE DRAIN;400 AMP GREEN; SP HIGH CURR CONNECTORS;MAX RATED VOLTAGE 2 KV AC/3 KV DC;OPERATING TEMP -30 DEG C TO + 125 DEG C;IP67;GENERATOR | DKSH | DKSA AUSTRALIA | NLDFTEGNS120M40A | CURRENT
000021995 | CONNECTOR,ELECTRICAL | POWERLOCK LINE DRAIN;400 AMP GREEN; SP HIGH CURR CONNECTORS;MAX RATED VOLTAGE 2 KV AC/3 KV DC;OPERATING TEMP -30 DEG C TO + 125 DEG C;IP67;GENERATOR | PRODSHOP | THE PRODUCTION SHOP | PLLDEGN | CURRENT
000021996 | CONNECTOR,ELECTRICAL | POWERLOCK LINE DRAIN;400 AMP RED; SP HIGH CURR CONNECTORS;MAX RATED VOLTAGE 2 KV AC/3 KV DC;OPERATING TEMP -30 DEG C TO + 125 DEG C;IP67;GENERATOR | DKSH | DKSA AUSTRALIA | NLDFT1RS120M40A | CURRENT
000021996 | CONNECTOR,ELECTRICAL | POWERLOCK LINE DRAIN;400 AMP RED; SP HIGH CURR CONNECTORS;MAX RATED VOLTAGE 2 KV AC/3 KV DC;OPERATING TEMP -30 DEG C TO + 125 DEG C;IP67;GENERATOR | PRODSHOP | THE PRODUCTION SHOP | PLLD1RD | CURRENT
000021997 | CONNECTOR,ELECTRICAL | POWERLOCK LINE DRAIN;400 AMP WHITE; SP HIGH CURR CONNECTORS;MAX RATED VOLTAGE 2 KV AC/3 KV DC;OPERATING TEMP -30 DEG C TO + 125 DEG C;IP67;GENERATOR | DKSH | DKSA AUSTRALIA | NLDFT2WS120M40A | CURRENT
000021997 | CONNECTOR,ELECTRICAL | POWERLOCK LINE DRAIN;400 AMP WHITE; SP HIGH CURR CONNECTORS;MAX RATED VOLTAGE 2 KV AC/3 KV DC;OPERATING TEMP -30 DEG C TO + 125 DEG C;IP67;GENERATOR | PRODSHOP | THE PRODUCTION SHOP | PLLD2WE | CURRENT
000021998 | CONNECTOR,ELECTRICAL | POWERLOCK LINE SOURCE;400 AMP BLACK; SP HIGH CURR CONNECTORS;MAX RATED VOLTAGE 2 KV AC/3 KV DC;OPERATING TEMP -30 DEG C TO + 125 DEG C;IP67;GENERATOR | DKSH | DKSA AUSTRALIA | NLSNBKS120M40A | CURRENT
000021998 | CONNECTOR,ELECTRICAL | POWERLOCK LINE SOURCE;400 AMP BLACK; SP HIGH CURR CONNECTORS;MAX RATED VOLTAGE 2 KV AC/3 KV DC;OPERATING TEMP -30 DEG C TO + 125 DEG C;IP67;GENERATOR | PRODSHOP | THE PRODUCTION SHOP | PLLSNBK | CURRENT
000021999 | CONNECTOR,ELECTRICAL | POWERLOCK LINE SOURCE;400 AMP BLUE; SP HIGH CURR CONNECTORS;MAX RATED VOLTAGE 2 KV AC/3 KV DC;OPERATING TEMP -30 DEG C TO + 125 DEG C;IP67;GENERATOR | DKSH | DKSA AUSTRALIA | NLS3BLS120M40A | CURRENT
000021999 | CONNECTOR,ELECTRICAL | POWERLOCK LINE SOURCE;400 AMP BLUE; SP HIGH CURR CONNECTORS;MAX RATED VOLTAGE 2 KV AC/3 KV DC;OPERATING TEMP -30 DEG C TO + 125 DEG C;IP67;GENERATOR | PRODSHOP | THE PRODUCTION SHOP | PLLS3BE | CURRENT
000022000 | CONNECTOR,ELECTRICAL | POWERLOCK LINE SOURCE;400 AMP COTTER PIN;SP HIGH CURR CONNECTORS;MAX RATED VOLTAGE 2 KV AC/3 KV DC;OPERATING TEMP -30 DEG C TO + 125 DEG C;1P67;GENERATOR | DKSH | DKSA AUSTRALIA | L/S S00348 | CURRENT
000022001 | CONNECTOR,ELECTRICAL | POWERLOCK LINE SOURCE;400 AMP GREEN; SP HIGH CURR CONNECTORS;MAX RATED VOLTAGE 2 KV AC/3 KV DC;OPERATING TEMP -30 DEG C TO + 125 DEG C;IP67;GENERATOR | DKSH | DKSA AUSTRALIA | NLSEGNS120M40A | CURRENT
000022001 | CONNECTOR,ELECTRICAL | POWERLOCK LINE SOURCE;400 AMP GREEN; SP HIGH CURR CONNECTORS;MAX RATED VOLTAGE 2 KV AC/3 KV DC;OPERATING TEMP -30 DEG C TO + 125 DEG C;IP67;GENERATOR | PRODSHOP | THE PRODUCTION SHOP | PLLSEGN | CURRENT
000022002 | CONNECTOR,ELECTRICAL | POWERLOCK LINE SOURCE;400 AMP RED; SP HIGH CURR CONNECTORS;MAX RATED VOLTAGE 2 KV AC/3 KV DC;OPERATING TEMP -30 DEG C TO + 125 DEG C;IP67;GENERATOR | DKSH | DKSA AUSTRALIA | NLS1RS120M40A | CURRENT
000022002 | CONNECTOR,ELECTRICAL | POWERLOCK LINE SOURCE;400 AMP RED; SP HIGH CURR CONNECTORS;MAX RATED VOLTAGE 2 KV AC/3 KV DC;OPERATING TEMP -30 DEG C TO + 125 DEG C;IP67;GENERATOR | PRODSHOP | THE PRODUCTION SHOP | PLLS1RD | CURRENT
000022003 | CONNECTOR,ELECTRICAL | POWERLOCK LINE SOURCE;400 AMP WHITE; SP HIGH CURR CONNECTORS;MAX RATED VOLTAGE 2 KV AC/3 KV DC;OPERATING TEMP -30 DEG C TO + 125 DEG C;IP67;GENERATOR | DKSH | DKSA AUSTRALIA | NLS2WS120M40A | CURRENT
000022003 | CONNECTOR,ELECTRICAL | POWERLOCK LINE SOURCE;400 AMP WHITE; SP HIGH CURR CONNECTORS;MAX RATED VOLTAGE 2 KV AC/3 KV DC;OPERATING TEMP -30 DEG C TO + 125 DEG C;IP67;GENERATOR | PRODSHOP | THE PRODUCTION SHOP | PLLS2WE | CURRENT
000022004 | CONNECTOR,ELECTRICAL | POWERLOCK PANEL DRAIN;400 AMP BLACK; SP HIGH CURR CONNECTORS;MAX RATED VOLTAGE 2 KV AC/3 KV DC;OPERATING TEMP -30 DEG C TO + 125 DEG C;IP67;GENERATOR | PRODSHOP | THE PRODUCTION SHOP | PLPDNBK | CURRENT
000022005 | CONNECTOR,ELECTRICAL | POWERLOCK PANEL DRAIN;400 AMP BLUE; SP HIGH CURR CONNECTORS;MAX RATED VOLTAGE 2 KV AC/3 KV DC;OPERATING TEMP -30 DEG C TO + 125 DEG C;IP67;GENERATOR | PRODSHOP | THE PRODUCTION SHOP | PLPD3BE | CURRENT
000022006 | CONNECTOR,ELECTRICAL | POWERLOCK PANEL DRAIN;400 AMP CAP; SP HIGH CURR CONNECTORS;MAX RATED VOLTAGE 2 KV AC/3 KV DC;OPERATING TEMP -30 DEG C TO + 125 DEG C;IP67;GENERATOR | DKSH | DKSA AUSTRALIA | PCPD5 | CURRENT
000021971 | TRANSFORMER,DISTRIBUTION | 11 KV;500 KVA;PADMOUNT (RECTANGULAR); FULL LV SWITCHBOARD;HV ABB SAFELINK CFCC (SF6) 3IS + 1SF (4 WAY) RMU;7 TAP,4.0% Z ;ONLY U/W EXISTING (300 KVA) 315 KVA | TESTCERT | **TEST CERTIFICATES REQ** | **TEST CERTIFICATES REQ** | STRATEGIC SPARE
000021971 | TRANSFORMER,DISTRIBUTION | 11 KV;500 KVA;PADMOUNT (RECTANGULAR); FULL LV SWITCHBOARD;HV ABB SAFELINK CFCC (SF6) 3IS + 1SF (4 WAY) RMU;7 TAP,4.0% Z ;ONLY U/W EXISTING (300 KVA) 315 KVA | ABB | ABB FAN PTY LTD | 500 KVA W/4 WAY RMU 3IS+ 1SF | STRATEGIC SPARE
000020369 | JOINT,ELECTRICAL POWER CABLE | 11 KV;HEATSHRINK;3 PHASE;TRANSITION STRAIGHT JOINT;95 SQ MM CU PLYSWS TO 300 SQ MM CU PLYHDPE 11 KV CABLES;C/W JOINT MODULE SIZE TRANSITION MODULE & | RAYCHEM | RAYCHEM (AUSTRALIA) PTY LTD | EFSJ-11-D-AU,EFSJ-SP4CKX300-95 | PURCHASE AS REQUIRED
000021969 | SUPPORT | STRUCTURE;STEEL;GALV;HOT DIPPED;NEX; DIM X = 3600 MM;ENERGEX DWG LOSTD-ST042- 01;USED IN SUBSTNS; | ERGON | ERGON ENERGY | SUPPORT STRUCTURE 3600 MM | CURRENT
000021970 | SUPPORT | STRUCTURE;STEEL;GALV;HOT DIPPED;NEX; DIM X = 2700 MM;ENERGEX DWG LOSTD-ST042- 01;USED IN SUBSTNS; | ERGON | ERGON ENERGY | SUPPORT STRUCTURE 2700 MM | PURCHASE AS REQUIRED
000022010 | HANDLE,DOOR | CAST STEEL ALLOY;CHROME;LEVER & ROLLER LATCH;FOR MOBILE GENERATORS; | UNIVERSL | UES (INT'L) PTY LTD VIRGINIA QLD | CT-1178 | CURRENT
000022011 | CHARGER,BATTERY | Milwaukee 12-18V Rapid Charge, 220-240V, 50-60Hz, for Li-Ion Batteries | CNWPL | CNW PL - SLACKS CREEK | M1218FC | CURRENT
000022011 | CHARGER,BATTERY | Milwaukee 12-18V Rapid Charge, 220-240V, 50-60Hz, for Li-Ion Batteries | C&LTOOL | CALTCO T/A C&L TOOL CENTRE | MILWAM12-18FC | CURRENT
000022011 | CHARGER,BATTERY | Milwaukee 12-18V Rapid Charge, 220-240V, 50-60Hz, for Li-Ion Batteries | MILWAUKE | MILWAUKEE POWER TOOLS | M12-18FC | CURRENT
000022016 | METER | Clamp-On Type, True RMS AC 0-400V & 0-400mA DC, 0-30A, Max/Min Hold, Max Conductor 23mm Dia, Cat II 600V & Cat III 600V, 1m Lg Red/Blk Test Leads | RTE | RAPID-TECH EQUIPMENT PTY LTD | 11 | CURRENT
000022016 | METER | Clamp-On Type, True RMS AC 0-400V & 0-400mA DC, 0-30A, Max/Min Hold, Max Conductor 23mm Dia, Cat II 600V & Cat III 600V, 1m Lg Red/Blk Test Leads | CNWPL | CNW PL - SLACKS CREEK | OBIPROVA11 | CURRENT
000022016 | METER | Clamp-On Type, True RMS AC 0-400V & 0-400mA DC, 0-30A, Max/Min Hold, Max Conductor 23mm Dia, Cat II 600V & Cat III 600V, 1m Lg Red/Blk Test Leads | HPT | HI-POTENTIAL TECHNOLOGIES | PROVA 11 | CURRENT
000030089 | BEND,NONMETALLIC RIGID CONDUIT | UPVC;ORANGE;100 MM NOM SIZE;LT DUTY; 45 DEG;1.2 M RAD;SOCKET MOULDED BOTH ENDS;MARKED ELECTRICITY SUPPLY CABLES; AS2053;PACK OF 1,PACK WEIGHT 2.18 KG; | TRI UGRD | TRI UNDERGROUND AUSTRALIA PTY LTD | LDE100451200FFS | VENDOR HELD
000030089 | BEND,NONMETALLIC RIGID CONDUIT | UPVC;ORANGE;100 MM NOM SIZE;LT DUTY; 45 DEG;1.2 M RAD;SOCKET MOULDED BOTH ENDS;MARKED ELECTRICITY SUPPLY CABLES; AS2053;PACK OF 1,PACK WEIGHT 2.18 KG; | HAYMANS | HAYMANS ELECTRICAL | CONX100LD1200R45 | VENDOR HELD
000030089 | BEND,NONMETALLIC RIGID CONDUIT | UPVC;ORANGE;100 MM NOM SIZE;LT DUTY; 45 DEG;1.2 M RAD;SOCKET MOULDED BOTH ENDS;MARKED ELECTRICITY SUPPLY CABLES; AS2053;PACK OF 1,PACK WEIGHT 2.18 KG; | VINIDEX |  | 32009 | VENDOR HELD
000022017 | CHOCK,WHEEL | Black Rubber, 270 x 155 x 150mm, 10T Capacity, suit Smaller EWP's, 4WD's, Cars, Single & Tandem Axle Trailers & Light Trucks | QLDRUBB |  | 150 X 150 X 250 | CURRENT
000022017 | CHOCK,WHEEL | Black Rubber, 270 x 155 x 150mm, 10T Capacity, suit Smaller EWP's, 4WD's, Cars, Single & Tandem Axle Trailers & Light Trucks | ATOMSUPP | ATOM SUPPLY | 84060086 | CURRENT
000022018 | CHOCK,WHEEL | Natural Rubber, Large, 290 x 230 x 215mm suit Large Trucks & Trailers with Dia > 17 Inch | ATOMSUPP | ATOM SUPPLY | 84060098 | CURRENT
000021975 | CROSSARM,COMPOSITE | FIBREGLASS;2700 MM LG;125 MM X 125 MM; DRILLED FOR LVT,LVS WHERE CCT IS USED; PACK OF 50,PALLET WEIGHT 500 KG; | WAGNERS | WAGNERS PTY LTD TOOWOOMBA QLD | EC003-00026 | PURCHASE AS REQUIRED
000021976 | CROSSARM,COMPOSITE | Fibre, Predrilled, 2550mm Lg Nom, 125 x 125mm, LV Strain/Termination, LVS2 & LVT2, EQLS-10035-01 | WAGNERS | WAGNERS PTY LTD TOOWOOMBA QLD | EC093-00003 | CURRENT
000021976 | CROSSARM,COMPOSITE | Fibre, Predrilled, 2550mm Lg Nom, 125 x 125mm, LV Strain/Termination, LVS2 & LVT2, EQLS-10035-01 | WAGNERS | WAGNERS PTY LTD TOOWOOMBA QLD | EC003-00027 | CURRENT
000022021 | SIGN,TRAFFIC | END ROAD WORK SIGN;BLACK LETTERING ON YELLOW RETRO REFLECTIVE BACKGROUND CLASS 1W;600 MM X 600 MM;VELCRO BACKED; U/W SC15519 STAND,A FRAME SC18042 & | ARTCRAFT | ARTCRAFT PTY LTD | TCMM-6060YEL-1-Q | CURRENT
000022022 | SIGN,TRAFFIC | SPEED RESTRICTION 50 KM/H;BLACK NUMERALS;RED CIRCLE ON WHITE RETRO REFLECTIVE BACKGROUND;(R4-1);CLASS 1W; 600 MM X 600 MM;VELCRO BACKED;U/W | ARTCRAFT | ARTCRAFT PTY LTD | TCMM-6060KPH-1-Q | PURCHASE AS REQUIRED
000022023 | SIGN,TRAFFIC | SPEED RESTRICTION 70 KM/H;BLACK NUMERALS;RED CIRCLE ON WHITE RETRO REFLECTIVE BACKGROUND;(R4-1);CLASS 1W; 600 MM X 600 MM;VELCRO BACKED;U/W | ARTCRAFT | ARTCRAFT PTY LTD | SE005-Q | CURRENT
000022024 | SIGN,TRAFFIC | SPEED RESTRICTION 100 KM/H;BLACK NUMERALS;RED CIRCLE ON WHITE RETRO REFLECTIVE BACKGROUND;(R4-1);CLASS 1W; 600 MM X 600 MM;VELCRO BACKED;U/W | ARTCRAFT | ARTCRAFT PTY LTD | SE006-Q | CURRENT
000022028 | GREASE,GENERAL PURPOSE | SUPER LUBE;MULTIPURPOSE GREASE;3 OZ TUBE;FOR SWITCHGEAR MAINTENANCE; | LUBENG | LUBRICATION ENGINEERS PTY LTD | S21030 | CURRENT
000022025 | SLEEVE,COMPRESSION | FULL TENSION COMPRESSION SLEEVE;SUIT BEAR 30/7/.132 MM ACSR;725 MM LG; | PLP AUST | PREFORMED LINE PRODUCTS (AUST) | CMSJ-235-EN | STRATEGIC SPARE
000022025 | SLEEVE,COMPRESSION | FULL TENSION COMPRESSION SLEEVE;SUIT BEAR 30/7/.132 MM ACSR;725 MM LG; | DULHUNTY | DULHUNTY INDUSTRIES PTY LTD | BEAR 30/7/.132 | STRATEGIC SPARE
000022025 | SLEEVE,COMPRESSION | FULL TENSION COMPRESSION SLEEVE;SUIT BEAR 30/7/.132 MM ACSR;725 MM LG; | DULMISON | DULMISON (AUST) PTY LTD | BEAR 30/7/.132 | STRATEGIC SPARE
000022026 | CLAMP,STRAIN | COMPRESSION DEAD-END;TO SUIT BEAR 30/7/.132 MM ACSR;IN-LINE EYE TAIL & PALM;2 X M14 HOLES AT 50 MM CENTRES;LUG NOT SUPPLIED; | PLP AUST | PREFORMED LINE PRODUCTS (AUST) | CDE-235-1-EN | STRATEGIC SPARE
000022026 | CLAMP,STRAIN | COMPRESSION DEAD-END;TO SUIT BEAR 30/7/.132 MM ACSR;IN-LINE EYE TAIL & PALM;2 X M14 HOLES AT 50 MM CENTRES;LUG NOT SUPPLIED; | DULHUNTY | DULHUNTY INDUSTRIES PTY LTD | BEAR 30/7/.132 | STRATEGIC SPARE
000022026 | CLAMP,STRAIN | COMPRESSION DEAD-END;TO SUIT BEAR 30/7/.132 MM ACSR;IN-LINE EYE TAIL & PALM;2 X M14 HOLES AT 50 MM CENTRES;LUG NOT SUPPLIED; | DULMISON | DULMISON (AUST) PTY LTD | BEAR 30/7/.132 | STRATEGIC SPARE
000022027 | TERMINAL,LUG | COMPRESSION LUG;30 DEG BENT ON EDGE; SUIT BEAR 30/7/.132 MM ACSR;2 X M14 HOLES @ 50 MM CENTRES;DEAD-END JUMPER TERMINALS; | DULHUNTY | DULHUNTY INDUSTRIES PTY LTD | BEAR 30/7/.132 | STRATEGIC SPARE
000022027 | TERMINAL,LUG | COMPRESSION LUG;30 DEG BENT ON EDGE; SUIT BEAR 30/7/.132 MM ACSR;2 X M14 HOLES @ 50 MM CENTRES;DEAD-END JUMPER TERMINALS; | DULMISON | DULMISON (AUST) PTY LTD | BEAR 30/7/.132 | STRATEGIC SPARE
000022027 | TERMINAL,LUG | COMPRESSION LUG;30 DEG BENT ON EDGE; SUIT BEAR 30/7/.132 MM ACSR;2 X M14 HOLES @ 50 MM CENTRES;DEAD-END JUMPER TERMINALS; | PLP AUST | PREFORMED LINE PRODUCTS (AUST) | CDET-235 | STRATEGIC SPARE
000017638 | BRACKET,MOUNTING,STREET LIGHTING FIXTURE | STEEL;GALV;250 MM LG;34 MM SPIGOT; UNWIRED FOR UNDER BRIDGE WITH MINOR ROADS;SUITABLE FOR MTG MCB HOUSING; USE SC13166 TO CONVERT TO MAJOR RD BKT; | GM POLES | GM POLES PTY LTD | 17638 | PURCHASE AS REQUIRED
000022032 | CHAINSAW | STIHL;MODEL 261 C Q;SUPPLIED WITH ORANGE SATCHEL CONTAINING-TOOL SET; ITEM TO BE PRE-ASSEMBLED AND PLACED IN CARTON BY SUPPLIER PRIOR TO DELIVERY; | ATOMSUPP | ATOM SUPPLY | 32650021 | PURCHASE AS REQUIRED
000022032 | CHAINSAW | STIHL;MODEL 261 C Q;SUPPLIED WITH ORANGE SATCHEL CONTAINING-TOOL SET; ITEM TO BE PRE-ASSEMBLED AND PLACED IN CARTON BY SUPPLIER PRIOR TO DELIVERY; | ARBORLNK | ARBORLINK PTY LTD | 11412000123 | PURCHASE AS REQUIRED
000022032 | CHAINSAW | STIHL;MODEL 261 C Q;SUPPLIED WITH ORANGE SATCHEL CONTAINING-TOOL SET; ITEM TO BE PRE-ASSEMBLED AND PLACED IN CARTON BY SUPPLIER PRIOR TO DELIVERY; | STIHL | STIHL GROUP | 11412000123 | PURCHASE AS REQUIRED
000022033 | CHAINSAW | STIHL, Model 212C c/w Scarbbard, 16" Lg Bar, 67 Link 325RM Chain, Orange Stachel Item to be pre-assembled & placed in Carton by Supplier prior to delivery | ATOMSUPP | ATOM SUPPLY | 92238619 | PURCHASE AS REQUIRED
000022033 | CHAINSAW | STIHL, Model 212C c/w Scarbbard, 16" Lg Bar, 67 Link 325RM Chain, Orange Stachel Item to be pre-assembled & placed in Carton by Supplier prior to delivery | ARBORLNK | ARBORLINK PTY LTD | STIHL MODEL 211C | PURCHASE AS REQUIRED
000022033 | CHAINSAW | STIHL, Model 212C c/w Scarbbard, 16" Lg Bar, 67 Link 325RM Chain, Orange Stachel Item to be pre-assembled & placed in Carton by Supplier prior to delivery | STIHL | STIHL GROUP | 1139 200 0101 | PURCHASE AS REQUIRED
000022031 | BOLT ASSEMBLY,FOUNDATION | TWO HOLE RAG BOLT ASSEMBLY SUPPORT LEGS (PAIR); C/W SUPPORT POSITIONING GUIDE & INSTALLATION KIT; SUITS SC22030/SC23161; GRADE 304 STAINLESS STEEL;1600 MM LG; | NOJAPWR | NOJA POWER | LVC-3023 | CURRENT
000022030 | ADAPTOR PLATE | GROUND MOUNT CANTILEVER ADAPTOR PLATE; SUITS DISTRIBUTION CABINETS (SC21878/SC 21879/SC21880): GDE 304 STAINLESS STEEL; 1290 MM LG;370 MM W; 8 X M12 HOLES; | NOJAPWR | NOJA POWER | LVC-3007 | CURRENT
000022035 | BLADE | REPLACEABLE HACKSAW TYPE BLADE;24 TPI; 120 MM LG;U/W SC22034 HANDSAW; | SILGLEN | SILGLEN SERVICES PTY LTD | 11 IC6430805 | PURCHASE AS REQUIRED
000022035 | BLADE | REPLACEABLE HACKSAW TYPE BLADE;24 TPI; 120 MM LG;U/W SC22034 HANDSAW; | HENCHMAN | HENCHMAN PRODUCTS | 430805 | PURCHASE AS REQUIRED
000022035 | BLADE | REPLACEABLE HACKSAW TYPE BLADE;24 TPI; 120 MM LG;U/W SC22034 HANDSAW; | ENERGYNW | THE ENERGY NETWORK | 430805 | PURCHASE AS REQUIRED
000022035 | BLADE | REPLACEABLE HACKSAW TYPE BLADE;24 TPI; 120 MM LG;U/W SC22034 HANDSAW; | THEWMCAN | TMAC THEW & MCCANN GROUP | 430805 | PURCHASE AS REQUIRED
000022034 | HANDSAW | CONDUIT WINDOW CUTTER;INSULATED PLASTIC HANDSAW;C/W ADJUSTABLE DEPTH STOPPER;24 TPI;250 MM LG;1000 V RATED TO IEC 60900:2004;FOR REPLACEMENT BLADE | SILGLEN | SILGLEN SERVICES PTY LTD | 11 IC6430302 | CURRENT
000022034 | HANDSAW | CONDUIT WINDOW CUTTER;INSULATED PLASTIC HANDSAW;C/W ADJUSTABLE DEPTH STOPPER;24 TPI;250 MM LG;1000 V RATED TO IEC 60900:2004;FOR REPLACEMENT BLADE | HENCHMAN | HENCHMAN PRODUCTS | 430302 | CURRENT
000022034 | HANDSAW | CONDUIT WINDOW CUTTER;INSULATED PLASTIC HANDSAW;C/W ADJUSTABLE DEPTH STOPPER;24 TPI;250 MM LG;1000 V RATED TO IEC 60900:2004;FOR REPLACEMENT BLADE | ENERGYNW | THE ENERGY NETWORK | 430302 | CURRENT
000022034 | HANDSAW | CONDUIT WINDOW CUTTER;INSULATED PLASTIC HANDSAW;C/W ADJUSTABLE DEPTH STOPPER;24 TPI;250 MM LG;1000 V RATED TO IEC 60900:2004;FOR REPLACEMENT BLADE | THEWMCAN | TMAC THEW & MCCANN GROUP | 430302 | CURRENT
000022037 | GLOVES,PROTECTIVE | GENERAL PURPOSE;HYFLEX;POLYURETHANE COATING;CUT RESISTANT GLOVE;SIZE 11; | BLKWOODS | J BLACKWOOD & SON LTD | 07306012/11-630-11 | PHASING
000022037 | GLOVES,PROTECTIVE | GENERAL PURPOSE;HYFLEX;POLYURETHANE COATING;CUT RESISTANT GLOVE;SIZE 11; | PROTECTR |  | 11-630-11 | PHASING
000022038 | SIGN,TRAFFIC | DRIVE SAFELY;WHITE TEXT ON BLUE RETROREFLECTIVE BACKGROUND;CLASS 1W; 1200 MM LG,300 MM W;FOR ROADWAY SIGNAGE SCHEME;U/W END ROAD WORKS & SPEED | ARTCRAFT | ARTCRAFT PTY LTD | SE007-Q | PURCHASE AS REQUIRED
000022029 | HOT LINE STICK | TRANSMISSION OPERATING KIT;C/W 4 X 1.2 M LG 38 MM DIA FIBREGLASS SPILCED SECTIONS;1 X ADAPTOR MALE PLUG-IN TO UNIVERSAL HEAD;1 X ADAPTOR MALE PLUG-IN | HYLEC | HYLEC PTY LTD | KIT | PURCHASE AS REQUIRED
000022029 | HOT LINE STICK | TRANSMISSION OPERATING KIT;C/W 4 X 1.2 M LG 38 MM DIA FIBREGLASS SPILCED SECTIONS;1 X ADAPTOR MALE PLUG-IN TO UNIVERSAL HEAD;1 X ADAPTOR MALE PLUG-IN | BRITECH | BRI-TECH PTY LTD | KIT | PURCHASE AS REQUIRED
000022029 | HOT LINE STICK | TRANSMISSION OPERATING KIT;C/W 4 X 1.2 M LG 38 MM DIA FIBREGLASS SPILCED SECTIONS;1 X ADAPTOR MALE PLUG-IN TO UNIVERSAL HEAD;1 X ADAPTOR MALE PLUG-IN | THEWMCAN | TMAC THEW & MCCANN GROUP | KIT | PURCHASE AS REQUIRED
000022029 | HOT LINE STICK | TRANSMISSION OPERATING KIT;C/W 4 X 1.2 M LG 38 MM DIA FIBREGLASS SPILCED SECTIONS;1 X ADAPTOR MALE PLUG-IN TO UNIVERSAL HEAD;1 X ADAPTOR MALE PLUG-IN | ENERGYNW | THE ENERGY NETWORK | KIT | PURCHASE AS REQUIRED
000022029 | HOT LINE STICK | TRANSMISSION OPERATING KIT;C/W 4 X 1.2 M LG 38 MM DIA FIBREGLASS SPILCED SECTIONS;1 X ADAPTOR MALE PLUG-IN TO UNIVERSAL HEAD;1 X ADAPTOR MALE PLUG-IN | TEN | THE ENERGY NETWORK | TENA524 | PURCHASE AS REQUIRED
000021936 | LABEL | PHOENIX TYPE ZB5;NUMBERS 1 TO 10; VERTICAL;SUIT 5.2 MM W TERMINALS;PACK OF 10; | PHOENIX | PHOENIX CONTACT PTY LTD | PHO1050020:0001 | CURRENT
000021936 | LABEL | PHOENIX TYPE ZB5;NUMBERS 1 TO 10; VERTICAL;SUIT 5.2 MM W TERMINALS;PACK OF 10; | IPD | IPD GROUP LIMITED | PHOENIX 105002:001 | CURRENT
000021936 | LABEL | PHOENIX TYPE ZB5;NUMBERS 1 TO 10; VERTICAL;SUIT 5.2 MM W TERMINALS;PACK OF 10; | HAYMANS | HAYMANS ELECTRICAL | PHOENIX 105002:001 | CURRENT
000021937 | LABEL | PHOENIX TYPE ZB5;NUMBERS 11 TO 20; VERTICAL;SUIT 5.2 MM W TERMINALS; PACK OF 10; | IPD | IPD GROUP LIMITED | PHOENIX 1050020:0011 | PURCHASE AS REQUIRED
000021937 | LABEL | PHOENIX TYPE ZB5;NUMBERS 11 TO 20; VERTICAL;SUIT 5.2 MM W TERMINALS; PACK OF 10; | HAYMANS | HAYMANS ELECTRICAL | PHOENIX 1050020:0011 | PURCHASE AS REQUIRED
000021937 | LABEL | PHOENIX TYPE ZB5;NUMBERS 11 TO 20; VERTICAL;SUIT 5.2 MM W TERMINALS; PACK OF 10; | PHOENIX | PHOENIX CONTACT PTY LTD | 1050020:0011 | PURCHASE AS REQUIRED
000021934 | TERMINAL BLOCK | 16 AMP;400 V;2.5 MM CONDUCTOR UNIVERSAL MTG;PHOENIX TYPE MTK-P/P;PACK OF 50; | HAYMANS | HAYMANS ELECTRICAL | PHO3104013 | CURRENT
000021934 | TERMINAL BLOCK | 16 AMP;400 V;2.5 MM CONDUCTOR UNIVERSAL MTG;PHOENIX TYPE MTK-P/P;PACK OF 50; | IPD | IPD GROUP LIMITED | PHOENIX 3104013 | CURRENT
000021934 | TERMINAL BLOCK | 16 AMP;400 V;2.5 MM CONDUCTOR UNIVERSAL MTG;PHOENIX TYPE MTK-P/P;PACK OF 50; | PHOENIX | PHOENIX CONTACT PTY LTD | 3104013 | CURRENT
000021935 | END PLATE,TERMINAL BLOCK | PHOENIX TYPE D-MTK;UNIVERSAL MTG; PACK OF 50; | HAYMANS | HAYMANS ELECTRICAL | PHO3101029 | CURRENT
000021935 | END PLATE,TERMINAL BLOCK | PHOENIX TYPE D-MTK;UNIVERSAL MTG; PACK OF 50; | IPD | IPD GROUP LIMITED | PHOENIX 3101029 | CURRENT
000021935 | END PLATE,TERMINAL BLOCK | PHOENIX TYPE D-MTK;UNIVERSAL MTG; PACK OF 50; | PHOENIX | PHOENIX CONTACT PTY LTD | 3101029 | CURRENT
000022039 | BRACKET | STAINLESS STEEL;CONTROL BOX DOOR ANTI- LIFT BRACKET;46 MM ON LONG SIDE,18 MM ON SHORT SIDE,12.5 MM W;HOLE DIA 6.4 MM;TO SUIT NU-LEC RL27 CONTROL BOXES;BOX OF | SCHNEDER | SCHNEIDER PTY LTD | PEP0015257E | PHASING
000022012 | SWITCHGEAR,EXTENSION | OUTDOOR GIS EXTENSION;FOR SSWMD;1600 AMP;145 KV;40 KA;110 V DC;ADDITIONAL 2 BAYS PLUS ADDITION OF CB'S TO 4 BAYS;BUS VT;INSTALLATION & TESTING; | HITACHI | HITACHI ENERGY AUSTRALIA LTD | CFT | CURRENT
000022013 | SWITCHGEAR,FEEDER | OUTDOOR GIS;1600 AMP;145 KV;40 KA;110 V DC;INCLUDES-BUS SIDE DISCONNECTOR;BUS SIDE EARTH SWITCH;CB;4 PROTECTION CLASS CT'S;LINE SIDE DISCONNECTOR/EARTH | HITACHI | HITACHI ENERGY AUSTRALIA LTD | CFT FOR F846,F816 & F821 | CURRENT
000022014 | SWITCHGEAR,FEEDER | OUTDOOR GIS;1600 AMP;145 KV;40 KA;110 V DC;INCLUDES-BUS VT;BUS SIDE DISCONNECTOR;BUS SIDE EARTH SWITCH;CB; 4 PROTECTION CLASS CT'S;LINE SIDE | HITACHI | HITACHI ENERGY AUSTRALIA LTD | CFT F847 | CURRENT
000022015 | SWITCHGEAR,TRANSFORMER | OUTDOOR GIS;1600 AMP;145 KV;40 KA;110 V DC;INCLUDES-BUS SIDE DISCONNECTOR;BUS SIDE EARTH SWITCH;CB;LINE SIDE EARTH SWITCH;FOR TR1 & TR2; | HITACHI | HITACHI ENERGY AUSTRALIA LTD | CFT FOR TR1 & TR2 | CURRENT
F20364 | CABLE,POWER,ELECTRICAL | 0.6/1 KV;240 SQ MM;4C SECTOR SHAPED STRANDED AL;XLPE/PVC;WITH TERMITE REPELLANT;600 M DRUM SIZE; | PRYSMIAN | PRYSMIAN POWER CABLES & SYSTEMS AUST | 0.6/1 KV;240 SQ MM | PHASING
F20364 | CABLE,POWER,ELECTRICAL | 0.6/1 KV;240 SQ MM;4C SECTOR SHAPED STRANDED AL;XLPE/PVC;WITH TERMITE REPELLANT;600 M DRUM SIZE; | OLEX | OLEX AUSTRALIA PTY LTD | XDDG37RP0R4BQAA | PHASING
F20364 | CABLE,POWER,ELECTRICAL | 0.6/1 KV;240 SQ MM;4C SECTOR SHAPED STRANDED AL;XLPE/PVC;WITH TERMITE REPELLANT;600 M DRUM SIZE; | MIDMETAL |  | 0.6/1 KV;240 SQ MM;4C | PHASING
F20365 | CABLE,POWER,ELECTRICAL | 0.6/1 KV;16 SQ MM;4C CIRCULAR ANNEALED COMPACTED CU;XLPE/PVC;WITH TERMITE REPELLANT;500 M DRUM SIZE; | OLEX | OLEX AUSTRALIA PTY LTD | HEVP15RPX04BQAA | PHASING
F20365 | CABLE,POWER,ELECTRICAL | 0.6/1 KV;16 SQ MM;4C CIRCULAR ANNEALED COMPACTED CU;XLPE/PVC;WITH TERMITE REPELLANT;500 M DRUM SIZE; | MIDMETAL |  | 0.6/1 KV;16 SQ MM;4C CIRCULAR | PHASING
F20365 | CABLE,POWER,ELECTRICAL | 0.6/1 KV;16 SQ MM;4C CIRCULAR ANNEALED COMPACTED CU;XLPE/PVC;WITH TERMITE REPELLANT;500 M DRUM SIZE; | PRYSMIAN | PRYSMIAN POWER CABLES & SYSTEMS AUST | 0.6/1 KV;16 SQ MM | PHASING
000022043 | TERMINATION KIT,ELECTRICAL CABLE | GIS, 76/132kV, 1600mm2, 1C Milliken Stranding, WB Cu/XLPE/WBT/CorrCu Sheath/MDPE c/w Graphite Coating | PRYSMIAN | PRYSMIAN POWER CABLES & SYSTEMS AUST | EVG 1170/048 | STRATEGIC SPARE
000022044 | TERMINATION KIT,ELECTRICAL CABLE | Outdoor, 76/132kV, 1600mm2, 1C Milliken Stranding, WB Cu/XLPE/WBT/CorrCu Sheath/MDPE c/w Graphite Coating | PRYSMIAN | PRYSMIAN POWER CABLES & SYSTEMS AUST | TES145/55-1600SQMM | CURRENT
000022045 | JOINT,ELECTRICAL POWER CABLE | 170 KV;SECTIONALISED PREMOULDED;1 PHASE ;FOR ILJIN 1600 SQ MM CU XLPE/CCU/MDPE CABLE;MILLIKEN STRANDING;TO IEC 60840; PACK OF 1,222 CM X 87 CMM X 80 CM;PACK | PRYSMIAN | PRYSMIAN POWER CABLES & SYSTEMS AUST | GMS 1170/CA | STRATEGIC SPARE
000022046 | CONNECTOR,LUG. | 240 SQ MM;COPPER SWITCHGEAR CONNECTOR ;11 KV;HAZEMEYER SWITCHGEAR CRIMPED CONNECTOR (UNTINNED);LUG IS MACHINED TO FIT 12 MM STUD SWITCHGEAR STEM;C/W | CABLACES | CABLACES | CSC240/12K | CURRENT
000022050 | CABLE,POWER,ELECTRICAL | CONCENTRIC BONDING LEAD;1 CONDUCTOR 240 SQ MM (91/1.78) 1 CONDUCTOR 59/1.53 + 65/1.53 WITH 0.9 MM CU TAPE BETWEEN LAYERS;NON - WATER BLOCKED;XLPE | MIDMETAL |  | ILJIN 080610-09P | PURCHASE AS REQUIRED
000022051 | CIRCUIT BREAKER | CAPACITOR BANK SWITCHING;FIXED NON- WITHDRAWABLE;12 KV;630 AMP;25 KA;3 POLE; 50 HZ;48 V DC SPRING MECHANISM; | IPSOL | I POWER SOLUTIONS HEMMANT QLD 4174 | GELPAG TYPE VEP12T0625D48F | STRATEGIC SPARE
000022040 | ADAPTOR | UNIVERSAL HEAD TO BAYONET ADAPTOR;TO APPLY PORTABLE EARTHS FITTED WITH BAYONET TYPE CLAMPS;U/W OPERATING STICK (SHOTGUN) SC18281 (SHOTGUN KITS | AMPLITUD | AMPLITUDE PTY LTD - 396777 | ADAP.UK-B | CURRENT
000022040 | ADAPTOR | UNIVERSAL HEAD TO BAYONET ADAPTOR;TO APPLY PORTABLE EARTHS FITTED WITH BAYONET TYPE CLAMPS;U/W OPERATING STICK (SHOTGUN) SC18281 (SHOTGUN KITS | SICAME | SICAME AUSTRALIA PTY LTD | CI-7-E | CURRENT
000022040 | ADAPTOR | UNIVERSAL HEAD TO BAYONET ADAPTOR;TO APPLY PORTABLE EARTHS FITTED WITH BAYONET TYPE CLAMPS;U/W OPERATING STICK (SHOTGUN) SC18281 (SHOTGUN KITS | ENERGYNW | THE ENERGY NETWORK | CI-7-E | CURRENT
000022040 | ADAPTOR | UNIVERSAL HEAD TO BAYONET ADAPTOR;TO APPLY PORTABLE EARTHS FITTED WITH BAYONET TYPE CLAMPS;U/W OPERATING STICK (SHOTGUN) SC18281 (SHOTGUN KITS | HYLEC | HYLEC PTY LTD | UBF200 | CURRENT
000022040 | ADAPTOR | UNIVERSAL HEAD TO BAYONET ADAPTOR;TO APPLY PORTABLE EARTHS FITTED WITH BAYONET TYPE CLAMPS;U/W OPERATING STICK (SHOTGUN) SC18281 (SHOTGUN KITS | THEWMCAN | TMAC THEW & MCCANN GROUP | TM10532 | CURRENT
000022052 | CAPACITOR SHUNT INSTALLATION. | 12 KV;3 PHASE;50 HZ;1.8 MVAR @ 11.5 KV; CUBICLE O/D;C/W FIXED CB;RELAY PROT 48 V DC;C/W AF BLOCKING FILTER & 120 UH INRUSH REACTORS;COOLING FANS; | ERGON | ERGON ENERGY | 12 KV 1.8 VAR 48 V DC | PURCHASE AS REQUIRED
000022053 | SIGN | LEGEND-NOT ELECTRICALLY CONNECTED; PROPERTY OF ENERGEX;CORFLUTE; 600 MM X 600 MM;WHITE BACKGROUND;BLACK LETTERING;U/W SC21366 SAFETY FLAGS; | CUTLER | CUTLER BRANDS PTY LTD | ENERGE-22053 | CURRENT
000022054 | SIGN | DANGER-CONSTRUCTION SITE;UNAUTHORISED PERSONS KEEPS OUT;CORFLUTE; 600 MM X 450 MM;WHITE BACKGROUND;BLACK LETTERING;PART OF SUBSTN BARRIER | CUTLER | CUTLER BRANDS PTY LTD | ENERGE-22054 | CURRENT
000022054 | SIGN | DANGER-CONSTRUCTION SITE;UNAUTHORISED PERSONS KEEPS OUT;CORFLUTE; 600 MM X 450 MM;WHITE BACKGROUND;BLACK LETTERING;PART OF SUBSTN BARRIER | ARTCRAFT | ARTCRAFT PTY LTD | SE008-Q | CURRENT
000022055 | EARTH LINK BOX | BX:ELEC;33KV CBL SYS,316 S/S TANK,SHEATH EARTH LINK BOX 33 KV CABLE SYSTEM; SHEAT H EARTH BREAK /SVL BONDING WITH 120 SQ M M CU XLPE INSULATED CONCENTRIC BONDING L | AKPOWER | AK POWER SOLUTIONS PTY LTD | LC6 | CURRENT
000022056 | BUSBAR | EARTH BAR;FOR 33 KV SCREEN BREAK PIT; 40 MM X 6 MM COPPER BAR RD EDGE;WITH 2 X 25 DIA DELRIN STANDOFF ISOLATORS;AS PER DWG UT 1084-A3;FOR USE IN 33 KV | ERGON | ERGON ENERGY | UT1084-A3 | CURRENT
000022057 | JOINT OUTER BOX,ELECTRICAL POWER CABLE. | FIBREGLASS OUTER BOX TYPE 3;TO SUIT 33 KV SCREEN BREAK JOINT;FERRO NPG GELCOAT WHITE;4 LAYERS AC 200 MAT; FINISH COAT C GLASS TISSUE;FOR USE | AFP | ALL FIBREGLASS PRODUCTS | TYPE 3 OUTER BOX | CURRENT
000022058 | SLEEVE,ELECTRICAL POWER CABLE,JOINT | FOR 33 KV SCREEN BREAK JOINT;NYLON SHEATH INSULATION;COPPER SLEEVE SUITS 185-800 SQ MM CABLE;125 MM OD COPPER TUBE WITH 2 X END CONE REDUCERS; | INTERTEC | INTERTECH ENGINEERING PTY LTD | VA-CJSB | CURRENT
000022048 | LABEL | QNX LICENCE CERTIFICATE LABELS;NUMERICAL NUMBERING SYSTEM FOR QNX V6.3 0- 503843 MOMENTICS EDITION SOFTWARE SERIES;FOR PCSACS V5; | SYMENTRY | SYMMETRY INNOVATIONS CANBERRA ACT | 503843 | PURCHASE AS REQUIRED
000022059 | COVER,ILLUMINATION,LIGHTING FIXTURE. | DISHED TYPE;ACRYLIC CLEAR;FOR USE ON PIERLITE GREENSTREET LUMINAIRE; | PIERLITE | PIERLITE AUSTRALIA PTY LTD | GS/DIFF | CURRENT
000022061 | TERMINATION,ELECTRICAL POWER CABLE | 11 KV;OUTDOOR;HEATSHRINK TERMINATION; 10 SQ MM - 35 SQ MM CU OR AL " TRIPLEX XLPE CABLE & HVABC "; | RAYCHEM | RAYCHEM (AUSTRALIA) PTY LTD | OXSU-FEX340 | CURRENT
000022063 | BLADE | Round Saw Blade, suit Multi-Tool Conduit Cutter | TDETOOLS | TRADE TOOLS DIRECT (GEEBUNG) | FEIA63502176210 | CURRENT
000022063 | BLADE | Round Saw Blade, suit Multi-Tool Conduit Cutter | GLENFORD | GLENFORDS TOOL CENTRE | FEIA63502176210 | CURRENT
000022063 | BLADE | Round Saw Blade, suit Multi-Tool Conduit Cutter | C&LTOOL | CALTCO T/A C&L TOOL CENTRE | FEIA63502176210 | CURRENT
000022065 | METER,WATTHOUR | Mk10A CT, Polyphase, 3Ph, 4 Wire, 240V AC, 5-20A CT, Class 1 c/w Powered Comms Port, Metering Dynamics Label | EDMI | EDMI PTY LTD | 1A12-1H11-27-F11-201030-3 | CURRENT
000022065 | METER,WATTHOUR | Mk10A CT, Polyphase, 3Ph, 4 Wire, 240V AC, 5-20A CT, Class 1 c/w Powered Comms Port, Metering Dynamics Label | EDMI | EDMI PTY LTD | 1A11-1H11-27-F11-201030-3 | CURRENT
000022068 | SWITCH FUSE GEAR | 12 KV;3 PHASE;630 AMP;20 KA;50 HZ;FAULT MAKING,LOAD BREAKING; TRIPLE POLE OPERATED;I/D;SF6;METAL CLAD;NON-EXT; BOTTOM CABLE ENTRY;ABB SAFELINK CCCC; | ABB | ABB FAN PTY LTD | 12 KV | PURCHASE AS REQUIRED
000022069 | SWITCH FUSE GEAR | 12 KV;3 PHASE;630 AMP;20 KA;50 HZ;FAULT MAKING; LOAD BREAKING;TRIPLE POLE OPERATED;I/D;SF6;METAL CLAD;NON-EXT; BOTTOM CABLE ENTRY;ABB SAFELINK CCC; | ABB | ABB FAN PTY LTD | 12 KV | PURCHASE AS REQUIRED
000022070 | SWITCH FUSE GEAR | 12 KV;3 PHASE;630 AMP;20 KA;50 HZ;FAULT MAKING,LOAD BREAKING;TRIPLE POLE OPERATED;I/D;SF6;METAL CLAD;NON-EXT; BOTTOM CABLE ENTRY;ABB SAFELINK CCC; | ABB | ABB FAN PTY LTD | 12 KV | PURCHASE AS REQUIRED
000022071 | SWITCH FUSE GEAR | 12 KV;3 PHASE;630 AMP;20 KA;50 HZ;FAULT MAKING,LOAD BREAKING;TRIPLE POLE OPERATED;I/D;SF6;METAL CLAD;NON-EXT; BOTTOM CABLE ENTRY;ABB SAFELINK CFC; | ABB | ABB FAN PTY LTD | 12 KV | PURCHASE AS REQUIRED
000022072 | SWITCH FUSE GEAR | 12 KV;3 PHASE;630 AMP;20 KA;50 HZ;FAULT MAKING,LOAD BREAKING;TRIPLE POLE OPERATED;I/D;SF6;METAL CLAD;NON-EXT; BOTTOM CABLE ENTRY;ABB SAFELINK CFC; | ABB | ABB FAN PTY LTD | 12 KV | PURCHASE AS REQUIRED
000022073 | SWITCH FUSE GEAR | 12 KV;3 PHASE;630 AMP;20 KA;50 HZ;FAULT MAKING,LOAD BREAKING;TRIPLE POLE OPERATED;I/D;SF6;METAL CLAD;NON-EXT; BOTTOM CABLE ENTRY;ABB SAFELINK CFCC; | ABB | ABB FAN PTY LTD | 12 KV | PURCHASE AS REQUIRED
000022074 | SWITCH FUSE GEAR | 12 KV;3 PHASE;630 AMP;20 KA;50 HZ;FAULT MAKING,LOAD BREAKING;TRIPLE POLE OPERATED;I/D;SF6;METAL CLAD;NON-EXT; BOTTOM CABLE ENTRY;ABB SAFELINK CFCF | ABB | ABB FAN PTY LTD | 12 KV | PURCHASE AS REQUIRED
000022075 | SWITCH FUSE GEAR | 12 KV;3 PHASE;630 AMP;20 KA;50 HZ;FAULT MAKING,LOAD BREAKING;TRIPLE POLE OPERATED;I/D;SF6;METAL CLAD;NON-EXT; BOTTOM CABLE ENTRY;ABB SAFELINK CFCF; | ABB | ABB FAN PTY LTD | 12 KV | PURCHASE AS REQUIRED
000022076 | SWITCH FUSE GEAR | 12 KV;3 PHASE;630 AMP;20 KA;50 HZ;FAULT MAKING,LOAD BREAKING;TRIPLE POLE OPERATED;I/D;SF6;METAL CLAD;NON-EXT; BOTTOM CABLE ENTRY;ABB SAFELINK CFCC; | ABB | ABB FAN PTY LTD | 12 KV | PURCHASE AS REQUIRED
000021057 | RECLOSER | SCHNEIDER N15;15.5 KV;3 PHASE;630 AMP; 12.5 KA VACUUM INTERRUPTER IN SF6 TANK; C/W CONTROL CUBICLE;9 M CONTROL CABLE ;ADVC2 CONTROLLER IOEX2 & FTIM2 MODULES; | SCHNEDER | SCHNEIDER PTY LTD | 100000200 | CURRENT
000021059 | RECLOSER | SCHNEIDER N38;38 KV;3 PHASE;800 AMP; 16 KA VACUUM INTERRUPTER IN SF6 TANK;C/W CONTROL CUBICLE;9 M CONTROL CABLE ADVC2 CONTROLLER IOEX2 & FTIM2 MODULES; | SCHNEDER | SCHNEIDER PTY LTD | 120200300 | CURRENT
000021061 | SWITCH,ISOLATING | 15.5kV, 3 Ph, 630A, 12.5kA, Switch in SF6 Tank c/w Control Cubicle, 9m Control Cable, ADVC2 Controller, IOEX2 & FTIM2 Modules, Terminal Palm Connections, | SCHNEDER | SCHNEIDER PTY LTD | 420400202(SUB) | PHASING
000021939 | DIAGRAM,BOARD | TYPE 1;1800 MM W;1200 MM H;FOR SUBSTN FURNITURE DIAGRAM BOARD;C/W 2 X TIMBER MTG BRACKETS 1620 MM LG;ITEM TO BE STORED INDOORS; | MISTER | R.N. & M.T. HOLDINGS PTY LTD | TYPE 1 | PURCHASE AS REQUIRED
000021939 | DIAGRAM,BOARD | TYPE 1;1800 MM W;1200 MM H;FOR SUBSTN FURNITURE DIAGRAM BOARD;C/W 2 X TIMBER MTG BRACKETS 1620 MM LG;ITEM TO BE STORED INDOORS; | ERGON | ERGON ENERGY | TYPE 1 | PURCHASE AS REQUIRED
000021940 | DIAGRAM,BOARD | TYPE 3;1200 MM W;600 MM H;FOR SUBSTN FURNITURE DIAGRAM BOARD;C/W 2 X TIMBER MTG BRACKETS 1080 MM LG;ITEM TO BE STORED INDOORS; | MISTER | R.N. & M.T. HOLDINGS PTY LTD | TYPE 3 | PURCHASE AS REQUIRED
000021940 | DIAGRAM,BOARD | TYPE 3;1200 MM W;600 MM H;FOR SUBSTN FURNITURE DIAGRAM BOARD;C/W 2 X TIMBER MTG BRACKETS 1080 MM LG;ITEM TO BE STORED INDOORS; | ERGON | ERGON ENERGY | TYPE 3 | PURCHASE AS REQUIRED
000022083 | TRANSFORMER,DISTRIBUTION | 33 KV/433 V;3 PHASE;POLE BOLT MTG;HV 90 LV BSH;MINERAL OIL INSULATED;ONAN; DYN 11;7 TAP POSITIONS;NOT PRE- FITTED WITH SURGE ARRESTERS OR HV BUSHING | ERGON | ERGON ENERGY | STOCK CODE 2402826 | PURCHASE AS REQUIRED
000021063 | FRAME,MOUNTING | SCHNEIDER ACR SUBSTN MTG FRAME;2290 MM; FOR ADVC2 ULTRA; FOR MTG NU-LEC N15 & N3 SUBSTN ACR'S WITH A DVC2 ULTRA CONTROL BOX;2290 MM H X 500 MM W; C/W BLAST KIT; | SCHNEDER | SCHNEIDER PTY LTD | 991000045 | CURRENT
000022087 | STEPLADDER | Fibreglass, 4.1m Safe Reach Height, 7 Step, 1.999 Height to Platform, Load Rating 150kg c/w 900mm H Platform Hand Rail, AS/NZS 1892.3 | LADAMAX | LADAMAX ALUMINIUM PRODUCTS PL | FPS10/7 | PURCHASE AS REQUIRED
000022087 | STEPLADDER | Fibreglass, 4.1m Safe Reach Height, 7 Step, 1.999 Height to Platform, Load Rating 150kg c/w 900mm H Platform Hand Rail, AS/NZS 1892.3 | HAYMANS | HAYMANS ELECTRICAL | BAIFS10725 | PURCHASE AS REQUIRED
000022087 | STEPLADDER | Fibreglass, 4.1m Safe Reach Height, 7 Step, 1.999 Height to Platform, Load Rating 150kg c/w 900mm H Platform Hand Rail, AS/NZS 1892.3 | BAILEY | BAILEY ALUMINIUM PRODUCTS PTY LTD | FS10725 | PURCHASE AS REQUIRED
000022088 | LABEL | OPAQUE CAST VINYL FILM ON PAPER LINER; WHITE & YELLOW BACKGROUND;LEGEND-MAX LOAD 150 KG FIBREGLASS STEPLADDER;BLACK PRINT;54 MM H X 224 MM W;CLEAR PRESSURE | BAILEY | BAILEY ALUMINIUM PRODUCTS PTY LTD | FSR1086 (BAILEY) | CURRENT
000022089 | LABEL | OPAQUE CAST VINYL FILM ON PAPER LINER; WHITE BACKGROUND;RED PRINT;LEGEND-MAX LOAD 130 KG FIBREGLASS EXTENSION LADDERS ;99 MM H X 54 MM W;CLEAR PRESSURE | BAILEY | BAILEY ALUMINIUM PRODUCTS PTY LTD | FSR1085 (BAILEY) | CURRENT
000022094 | SIGN | WARNING-IF EQUIPMENT IS DAMAGED OR UNSECURED CONTACT ENERGEX ON 131253; ALUMINIUM;RETROFLECTIVE;180 MM LG X 85 MM W X 2 MM THK;PACK OF 50; | ARTCRAFT | ARTCRAFT PTY LTD | 10182-A4 REV A | CURRENT
000022094 | SIGN | WARNING-IF EQUIPMENT IS DAMAGED OR UNSECURED CONTACT ENERGEX ON 131253; ALUMINIUM;RETROFLECTIVE;180 MM LG X 85 MM W X 2 MM THK;PACK OF 50; | MARKIT |  | WARNING SIGN | CURRENT
000022090 | PROBE,SET. | SET OF 3 (RED,WHITE,BLUE) NON FUSED STRAIGHT TEST PROBES 160 MM LG; 20 AMP RATED;2 MM DIA X 18 MM LG TIP ONE END & 4 MM DIA FEMALE SAFETY | PACIFIC | PACIFIC CONTROLS PTY LTD | PRMSET | CURRENT
000022090 | PROBE,SET. | SET OF 3 (RED,WHITE,BLUE) NON FUSED STRAIGHT TEST PROBES 160 MM LG; 20 AMP RATED;2 MM DIA X 18 MM LG TIP ONE END & 4 MM DIA FEMALE SAFETY | TES | TEST EQUIPMENT SOLUTIONS | PRMSET | CURRENT
000022091 | PROBE,SET. | SET OF 2 (RED,BLACK) NON FUSED STRAIGHT TEST PROBES 160 MM LG; 20 AMP RATED;2 MM DIA X 2 MM LG TIP ONE END & 4 MM DIA FEMALE SAFETY SOCKET | PENTA | PENTA AUST (TMAC THEW & MCCANN/HYLEC) | PA21779 | CURRENT
000022091 | PROBE,SET. | SET OF 2 (RED,BLACK) NON FUSED STRAIGHT TEST PROBES 160 MM LG; 20 AMP RATED;2 MM DIA X 2 MM LG TIP ONE END & 4 MM DIA FEMALE SAFETY SOCKET | HYLEC | HYLEC PTY LTD | 121019X2 | CURRENT
000022091 | PROBE,SET. | SET OF 2 (RED,BLACK) NON FUSED STRAIGHT TEST PROBES 160 MM LG; 20 AMP RATED;2 MM DIA X 2 MM LG TIP ONE END & 4 MM DIA FEMALE SAFETY SOCKET | PACIFIC | PACIFIC CONTROLS PTY LTD | DMMSETS | CURRENT
000022091 | PROBE,SET. | SET OF 2 (RED,BLACK) NON FUSED STRAIGHT TEST PROBES 160 MM LG; 20 AMP RATED;2 MM DIA X 2 MM LG TIP ONE END & 4 MM DIA FEMALE SAFETY SOCKET | TES | TEST EQUIPMENT SOLUTIONS | DMMSETS | CURRENT
000022095 | BUSBAR | BUSBAR JOGGLE CHAMBER;2000 AMP; 12 KV; FOR JOINING AREVA HWX, SWITCHGEAR TO THE LH SIDE OF GEC SBV2 12 KV SWITCHGEAR; | AREVA | AREVA T&D AUSTRALIA LIMITED | BUS JOGGLE CHAMBER | PURCHASE AS REQUIRED
000022096 | CIRCUIT BREAKER | INDOOR SWITCHGEAR & CONTROL GEAR PANEL;HOR RACKING;12 KV;800 AMP;25 KA 3 SEC;110 V DC;DOUBLE FEEDER CIRCUITS; WIRING PROVISION FOR 30CEF,BZ,FD; | AREVA | AREVA T&D AUSTRALIA LIMITED | HWX | PURCHASE AS REQUIRED
000022097 | FUSE ELEMENT,ELEC | 7A, 12kV, Dropout Fuse Link, u/w Fault Tamer Fuse Carrier & Current Limiter, AS1033, Bushfire Mitigation | S&C ELEC | S&AMP;C ELECTRIC COMPANY | 526007 | CURRENT
000022098 | FUSE ELEMENT,ELEC | 10A, 12kV, Dropout Fuse Link, u/w Fault Tamer Fuse Carrier & Current Limiter, AS1033, Bushfire Mitigation | S&C ELEC | S&AMP;C ELECTRIC COMPANY | 526010 | CURRENT
000022099 | FUSE ELEMENT,ELEC | 15A, 12kV, Dropout Fuse Link, u/w Fault Tamer Fuse Carrier & Current Limiter, AS1033, Bushfire Mitigation | S&C ELEC | S&AMP;C ELECTRIC COMPANY | 526015 | CURRENT
000022100 | FUSE ELEMENT,ELEC | 20A, 12kV, Dropout Fuse Link, u/w Fault Tamer Fuse Carrier & Current Limiter, AS1033, Bushfire Mitigation | S&C ELEC | S&AMP;C ELECTRIC COMPANY | 526020 | CURRENT
000022101 | FAULT TAMER,FUSE | 8kA, 12kV, Fault Tamer Dropout Fuse, c/w Fuse Carrier & Current Limiter, suits EDO | ACCULEC | ACCULEC PTY LTD - E18524 | QL-6168089 | CURRENT
000022102 | FAULT TAMER,FUSE | 12kA, Current Limiter, AS1033, Bushfire Mitigation | S&C ELEC | S&AMP;C ELECTRIC COMPANY | 98251 | CURRENT
000022103 | FUSECARRIER | 12kA RMS, 12kV, for Fault Tamer Dropout Fuse, c/w Base Trunnion, AS1033, Bushfire Mitigation | S&C ELEC | S&AMP;C ELECTRIC COMPANY | 98572 | CURRENT
000022104 | CABLE CORE ALIGNING TOOL. | NON-CONDUCTIVE,DOUBLE ENDED PLASTIC CORE ALIGNING TOOL;SUITS LV,4 X 24O SQ MM AL SECTOR MULTI-STRANDED (SM) XLPE WITH INSULATION ON SC21610 & SC22066; | ENERGYNW | THE ENERGY NETWORK | CORE ALIGNING TOOL | PURCHASE AS REQUIRED
000022104 | CABLE CORE ALIGNING TOOL. | NON-CONDUCTIVE,DOUBLE ENDED PLASTIC CORE ALIGNING TOOL;SUITS LV,4 X 24O SQ MM AL SECTOR MULTI-STRANDED (SM) XLPE WITH INSULATION ON SC21610 & SC22066; | HYLEC | HYLEC PTY LTD | CORE ALIGNING TOOL | PURCHASE AS REQUIRED
000022104 | CABLE CORE ALIGNING TOOL. | NON-CONDUCTIVE,DOUBLE ENDED PLASTIC CORE ALIGNING TOOL;SUITS LV,4 X 24O SQ MM AL SECTOR MULTI-STRANDED (SM) XLPE WITH INSULATION ON SC21610 & SC22066; | SILGLEN | SILGLEN SERVICES PTY LTD | 10 0001 | PURCHASE AS REQUIRED
000021978 | REACTOR | OUTDOOR ENCLOSURE;INCLUDING 3 LOAD SHARING REACTORS;0.176 MH;700 AMP;50 HZ; 36 KV;1 PHASE;31.5 KA FOR 2 SEC;FOR SHERWOOD SUBSTN; | POWERENG |  | HANS VAN MANGOLDT | PURCHASE AS REQUIRED
000022105 | SUNSCREEN PREPARATION | Key Sun Clear Zinke, SPF 30+ or SPF 50+, Broad Spectrum UVA/UVB, 200g Tube, 4hrs Water Resistant, Reef Safe | ATOMSUPP | ATOM SUPPLY | MB120 | CURRENT
000022105 | SUNSCREEN PREPARATION | Key Sun Clear Zinke, SPF 30+ or SPF 50+, Broad Spectrum UVA/UVB, 200g Tube, 4hrs Water Resistant, Reef Safe | ATOMSUPP | ATOM SUPPLY | 539283 | CURRENT
000022105 | SUNSCREEN PREPARATION | Key Sun Clear Zinke, SPF 30+ or SPF 50+, Broad Spectrum UVA/UVB, 200g Tube, 4hrs Water Resistant, Reef Safe | ATOMSUPP | ATOM SUPPLY | 31120015 | CURRENT
000022105 | SUNSCREEN PREPARATION | Key Sun Clear Zinke, SPF 30+ or SPF 50+, Broad Spectrum UVA/UVB, 200g Tube, 4hrs Water Resistant, Reef Safe | ALPHA | ALPHA FIRST AID SUPPLIES QLD | 510010 | CURRENT
000022105 | SUNSCREEN PREPARATION | Key Sun Clear Zinke, SPF 30+ or SPF 50+, Broad Spectrum UVA/UVB, 200g Tube, 4hrs Water Resistant, Reef Safe | ATOMSUPP | ATOM SUPPLY | 554111 | CURRENT
000820365 | CABLE,POWER,ELECTRICAL | 0.6/1 KV;16 SQ MM;4C CIRCULAR ANNEALED COMPRESSED STRANDED COPPER;XLPE/PVC; 500 M DRUM SIZE; | MIDLANDS | MIDLAND METALS | MMO-LV 4X16CP | CURRENT
000820365 | CABLE,POWER,ELECTRICAL | 0.6/1 KV;16 SQ MM;4C CIRCULAR ANNEALED COMPRESSED STRANDED COPPER;XLPE/PVC; 500 M DRUM SIZE; | NANELECT | NAN ELECTRICAL CABLE AUSTRALIA PL | 4CX016CLVXD | CURRENT
000820365 | CABLE,POWER,ELECTRICAL | 0.6/1 KV;16 SQ MM;4C CIRCULAR ANNEALED COMPRESSED STRANDED COPPER;XLPE/PVC; 500 M DRUM SIZE; | PRYSMIAN | PRYSMIAN POWER CABLES & SYSTEMS AUST | 0.6/1 KV;16 SQ MM | CURRENT
000820365 | CABLE,POWER,ELECTRICAL | 0.6/1 KV;16 SQ MM;4C CIRCULAR ANNEALED COMPRESSED STRANDED COPPER;XLPE/PVC; 500 M DRUM SIZE; | OLEX | OLEX AUSTRALIA PTY LTD | HEVP15RPX04BQAA | CURRENT
000820364 | CABLE,POWER,ELECTRICAL | 0.6/1 KV;240 SQ MM;4C SECTOR SHAPED STRANDED AL;XLPE/PVC; 600 M DRUM SIZE; | MIDLANDS | MIDLAND METALS | MMO-LV 4X240AP | CURRENT
000820364 | CABLE,POWER,ELECTRICAL | 0.6/1 KV;240 SQ MM;4C SECTOR SHAPED STRANDED AL;XLPE/PVC; 600 M DRUM SIZE; | NANELECT | NAN ELECTRICAL CABLE AUSTRALIA PL | 4CX240MLVXBEX | CURRENT
000820364 | CABLE,POWER,ELECTRICAL | 0.6/1 KV;240 SQ MM;4C SECTOR SHAPED STRANDED AL;XLPE/PVC; 600 M DRUM SIZE; | PRYSMIAN | PRYSMIAN POWER CABLES & SYSTEMS AUST | 0.6/1 KV;240 SQ MM | CURRENT
000820364 | CABLE,POWER,ELECTRICAL | 0.6/1 KV;240 SQ MM;4C SECTOR SHAPED STRANDED AL;XLPE/PVC; 600 M DRUM SIZE; | PWRGRID | POWER GRID CABLES PTY LTD WINDSOR NSW | PG240A4C-AT | CURRENT
000022108 | CIRCUIT BREAKER | OUTDOOR;36 KV;SF6;SCHNEIDER;3 PHASE; 3150 AMP;31.5 KA 3 SEC;110 V DC MOTOR CHRG SPRING;100 V DC TRIPPING; | SCHNEDER | SCHNEIDER PTY LTD | GI-E | PURCHASE AS REQUIRED
000022109 | TRANSFORMER,CURRENT | POST TYPE;OUTDOOR;36 KV;3150 AMP;31.5 KA ;CORES 1-3,3000/1600/5 AMP;0.1 PL 200 R1.0 ON 1600/5 AMP;CORE 4,2000/1600/ 5 AMP;0.1 PL 120 R0.45 ON 1600/5 AMP; | SCHNEDER | SCHNEIDER PTY LTD | RITZ INSTR TYPE GIF 36-68 | PURCHASE AS REQUIRED
000022082 | SETSCREW | M5, 40mm Lg, Fillister Head, Phillips Screw Type, Nylon, Non-Conductive, used for Top Screw to Hang Meters | HOBSON | HOBSON ENGINEERING CO PTY LTD 393904 | MS66BPM050040 | CURRENT
000022082 | SETSCREW | M5, 40mm Lg, Fillister Head, Phillips Screw Type, Nylon, Non-Conductive, used for Top Screw to Hang Meters | SUMMIT | SUMMIT GROUP | 6SCN05040 | CURRENT
000022082 | SETSCREW | M5, 40mm Lg, Fillister Head, Phillips Screw Type, Nylon, Non-Conductive, used for Top Screw to Hang Meters | COVENTRY | COVENTRY FASTENERS QLD | 5X40MNYFCRMT | CURRENT
000021064 | SIGN | DANGER-HIGH VOLTAGE CABLE COMPARTMENT ;ALUMINIUM;RETROREFLECTIVE;360 MM LG, 340 MM W,1.6 MM THK;FOR SUBSTN USE; | UES | UTILITY ENGRAVING & SIGNS | SIGN | PURCHASE AS REQUIRED
000021064 | SIGN | DANGER-HIGH VOLTAGE CABLE COMPARTMENT ;ALUMINIUM;RETROREFLECTIVE;360 MM LG, 340 MM W,1.6 MM THK;FOR SUBSTN USE; | ARTCRAFT | ARTCRAFT PTY LTD | SIGN 360 X 340 X 1.6 | PURCHASE AS REQUIRED
000021941 | TERMINAL,LUG | LONG PALM DRILLED;TINNED COPPER;CRIMP TYPE;WITH 2 X 12 MM HOLES AT 40 MM CENTRES;FOR 70 SQ MM,19/2.14 COPPER CONDUCTOR;FOR SUBSTNS;PACK OF 1; | TYCO | TYCO | CG70LPM12-40/1 | CURRENT
000021941 | TERMINAL,LUG | LONG PALM DRILLED;TINNED COPPER;CRIMP TYPE;WITH 2 X 12 MM HOLES AT 40 MM CENTRES;FOR 70 SQ MM,19/2.14 COPPER CONDUCTOR;FOR SUBSTNS;PACK OF 1; | LEGEND | LEGEND POWER SYSTEMS | CAL70LPB1240 | CURRENT
000021941 | TERMINAL,LUG | LONG PALM DRILLED;TINNED COPPER;CRIMP TYPE;WITH 2 X 12 MM HOLES AT 40 MM CENTRES;FOR 70 SQ MM,19/2.14 COPPER CONDUCTOR;FOR SUBSTNS;PACK OF 1; | UTILUX |  | CG70LPM12-40/1 | CURRENT
000021942 | TERMINAL,LUG | LONG PALM DRILLED;TINNED COPPER;CRIMP TYPE;WITH 2 X 12 MM HOLES AT 40 MM CENTRES;FOR 120 SQ MM COPPER CONDUCTOR; FOR SUBSTNS;PACK OF 1; | LEGEND | LEGEND POWER SYSTEMS | CAL120LPB1240 | CURRENT
000021942 | TERMINAL,LUG | LONG PALM DRILLED;TINNED COPPER;CRIMP TYPE;WITH 2 X 12 MM HOLES AT 40 MM CENTRES;FOR 120 SQ MM COPPER CONDUCTOR; FOR SUBSTNS;PACK OF 1; | UTILUX |  | CG120LPM12-40/1 | CURRENT
000021943 | TERMINAL,LUG | LONG PALM DRILLED;TINNED COPPER;CRIMP TYPE;WITH 2 X 12 MM HOLES AT 50 MM CENTRES;FOR 70 SQ MM,19/2.14 MM COPPER CONDUCTOR;FOR SUBSTNS;PACK OF 1; | LEGEND | LEGEND POWER SYSTEMS | CAL70LPB1250 | CURRENT
000021943 | TERMINAL,LUG | LONG PALM DRILLED;TINNED COPPER;CRIMP TYPE;WITH 2 X 12 MM HOLES AT 50 MM CENTRES;FOR 70 SQ MM,19/2.14 MM COPPER CONDUCTOR;FOR SUBSTNS;PACK OF 1; | UTILUX |  | CG70LPM12-50/1 | CURRENT
000021943 | TERMINAL,LUG | LONG PALM DRILLED;TINNED COPPER;CRIMP TYPE;WITH 2 X 12 MM HOLES AT 50 MM CENTRES;FOR 70 SQ MM,19/2.14 MM COPPER CONDUCTOR;FOR SUBSTNS;PACK OF 1; | CABAC | CABAC (MANUFACTURER) | CAL70LPB1250 | CURRENT
000021944 | TERMINAL,LUG | LONG PALM DRILLED;TINNED COPPER;CRIMP TYPE;WITH 2 X 12 MM HOLES AT 50 MM CENTRES;FOR 120 SQ MM COPPER CONDUCTOR;FOR SUBSTNS;PACK OF 1; | TYCO | TYCO | CG120LPM12-50/1 | CURRENT
000021944 | TERMINAL,LUG | LONG PALM DRILLED;TINNED COPPER;CRIMP TYPE;WITH 2 X 12 MM HOLES AT 50 MM CENTRES;FOR 120 SQ MM COPPER CONDUCTOR;FOR SUBSTNS;PACK OF 1; | LEGEND | LEGEND POWER SYSTEMS | CAL120LPB1250 | CURRENT
000021944 | TERMINAL,LUG | LONG PALM DRILLED;TINNED COPPER;CRIMP TYPE;WITH 2 X 12 MM HOLES AT 50 MM CENTRES;FOR 120 SQ MM COPPER CONDUCTOR;FOR SUBSTNS;PACK OF 1; | UTILUX |  | CG120LPM12-50/1 | CURRENT
000021944 | TERMINAL,LUG | LONG PALM DRILLED;TINNED COPPER;CRIMP TYPE;WITH 2 X 12 MM HOLES AT 50 MM CENTRES;FOR 120 SQ MM COPPER CONDUCTOR;FOR SUBSTNS;PACK OF 1; | CABAC | CABAC (MANUFACTURER) | CAL120LPB1250 | CURRENT
000021945 | TERMINAL,LUG | LONG PALM UNDRILLED;TINNED COPPER; CRIMP TYPE;FOR 70 SQ MM,19/2.14 MM COPPER CONDUCTOR;FOR SUBSTNS; PACK OF 1; | LEGEND | LEGEND POWER SYSTEMS | CAL70LPB | CURRENT
000021945 | TERMINAL,LUG | LONG PALM UNDRILLED;TINNED COPPER; CRIMP TYPE;FOR 70 SQ MM,19/2.14 MM COPPER CONDUCTOR;FOR SUBSTNS; PACK OF 1; | UTILUX |  | CG70LPMB/1 | CURRENT
000021946 | TERMINAL,LUG | LONG PALM UNDRILLED;TINNED COPPER; CRIMP TYPE;FOR 120 SQ MM COPPER CONDUCTOR;FOR SUBSTNS;PACK OF 1; | LEGEND | LEGEND POWER SYSTEMS | CAL120LPB | CURRENT
000021946 | TERMINAL,LUG | LONG PALM UNDRILLED;TINNED COPPER; CRIMP TYPE;FOR 120 SQ MM COPPER CONDUCTOR;FOR SUBSTNS;PACK OF 1; | UTILUX |  | CG120LPMB/1 | CURRENT
000022110 | CABLE,POWER,ELECTRICAL | 0.6/1 KV;6 SQ MM;HARD DRAWN COPPER CONDUCTOR;4 CORE;BLACK XLPE INSULATED CABLE;SUPPLIED ON 200 M DRUMS,DRUM WEIGHT 70 KG;RIB DETAIL;METRE MARKED; | MIDLANDS | MIDLAND METALS | MMO-LVABC 4X6 CU X | CURRENT
000021066 | CLEVIS SOCKET ASSEMBLY | FORGED STEEL;GALV;160 KN MIN FAILING LOAD;U/W BALL & SOCKET INSULATORS; PACK OF 10; | DULMISON | DULMISON (AUST) PTY LTD | D-SC160AR | PURCHASE AS REQUIRED
000021066 | CLEVIS SOCKET ASSEMBLY | FORGED STEEL;GALV;160 KN MIN FAILING LOAD;U/W BALL & SOCKET INSULATORS; PACK OF 10; | PLP AUST | PREFORMED LINE PRODUCTS (AUST) | SC 160-4 | PURCHASE AS REQUIRED
000021067 | SEALING COMPOUND | PowerPatch Leak Repair c/w Tool-50-11, 2 x 2-Part Cartridges, 4 x Static Mixer, 2 x Putty Sticks, 8 x Wipes, 1 x 600mm Sandpaper Strip, 4 x Application Sticks | TEN | THE ENERGY NETWORK | EPCT-KIT1G | CURRENT
000021069 | SETSCREW | STAINLESS STEEL;GDE 304;HEX HD;FLAT POINT;M6;ISO M;25 MM LG;REQUIRED TO SECURE TOMBSTONE PILLARS;BOX OF 100; | STATEWD | STATEWIDE FSTNERS & ENG SPLS PL | HSS 4M625 | CURRENT
000021070 | NUT,SELF-LOCKING,HEXAGON. | STAINLESS STEEL;GDE 304;NYLOC;M6 NUT; REFER SC21069 FOR SETSCREW;REQUIRED TO SECURE TOMBSTONE PILLARS AS OUTLINED IN PILLAR WORK PRACTICE;BOX OF | HOBSON | HOBSON ENGINEERING CO PTY LTD 393904 | NN04PCM06 | CURRENT
000021070 | NUT,SELF-LOCKING,HEXAGON. | STAINLESS STEEL;GDE 304;NYLOC;M6 NUT; REFER SC21069 FOR SETSCREW;REQUIRED TO SECURE TOMBSTONE PILLARS AS OUTLINED IN PILLAR WORK PRACTICE;BOX OF | STATEWD | STATEWIDE FSTNERS & ENG SPLS PL | NNY S4M6 | CURRENT
000021968 | DISCONNECTOR,HIGH VOLTAGE | 36 KV;3150 AMP;40 KA FOR 1 SEC;3 PHASE; MANUALLY OPERATED;OUTDOOR ROTARY DOUBLE BREAK;TYPE DB36;SUPPLIED WITH INSULATORS;FLICKER ARCING HORNS & | PLP AUST | PREFORMED LINE PRODUCTS (AUST) | TYPE DB36 | PURCHASE AS REQUIRED
000021071 | TRANSFORMER,POWER | 33 KV/11 KV;15 MVA;3 PHASE;GROUND MTG;HV AIR 90 LV AIR;HV BSH 180 LV BSH ALT;MINE ;MINERAL OIL INSULATED;ONAF;DYN 11; C/W VACUUM OLTC 23 TAP POSN;ATTACHED | WILSON | WILSON TRANSFORMER CO. PTY LTD | 33 KV/11 KV 15 MVA; | STRATEGIC SPARE
000021072 | CLAMP,METER | CLAMP-ON TYPE TRUE RMS:RANGE AC/DC 0.2 TO 400 AMP RMS;0.2 TO 600 V RMS; RESISTANCE 40 K OHMS;AUDIBLE CONTINUITY TEST,POWER 5 W TO 240 KW (K/W,KVA,KVAR); | REXEL | REXEL PTY LTD | OBIAEMC-F09 | PURCHASE AS REQUIRED
000021072 | CLAMP,METER | CLAMP-ON TYPE TRUE RMS:RANGE AC/DC 0.2 TO 400 AMP RMS;0.2 TO 600 V RMS; RESISTANCE 40 K OHMS;AUDIBLE CONTINUITY TEST,POWER 5 W TO 240 KW (K/W,KVA,KVAR); | PACIFIC | PACIFIC CONTROLS PTY LTD | AEMC MODEL F09 CAT NO. 2129.50 | PURCHASE AS REQUIRED
000021072 | CLAMP,METER | CLAMP-ON TYPE TRUE RMS:RANGE AC/DC 0.2 TO 400 AMP RMS;0.2 TO 600 V RMS; RESISTANCE 40 K OHMS;AUDIBLE CONTINUITY TEST,POWER 5 W TO 240 KW (K/W,KVA,KVAR); | TES | TEST EQUIPMENT SOLUTIONS | AEMC MODEL F09 CAT NO. 2129.50 | PURCHASE AS REQUIRED
000021072 | CLAMP,METER | CLAMP-ON TYPE TRUE RMS:RANGE AC/DC 0.2 TO 400 AMP RMS;0.2 TO 600 V RMS; RESISTANCE 40 K OHMS;AUDIBLE CONTINUITY TEST,POWER 5 W TO 240 KW (K/W,KVA,KVAR); | BOUGHEN | L.E.BOUGHEN & CO. | AEMC MODEL F09 CAT NO. 2129.50 | PURCHASE AS REQUIRED
000021074 | CLAMP,ELEC PWR CABLE,SUPPORT | CAST ALUMINIUM TREFOIL CLEAT;CABLE OD 35-37 MM;2 X M10 BOLTS + HOLE FOR M12 FIXING;SUIT 240 SQ MM TRIPLEX CABLE; ITEMS TO BE PACKAGED IN PLASTIC BAGS; | INTERTEC | INTERTECH ENGINEERING PTY LTD | CABUS 5437 | CURRENT
000030090 | SIGN | ALPHA NUMERIC COMBINATION TO BE ADVISED WITH ORDER; PLATE,KALABOUR BRONZE ;60 MM L x 30 MM H x 1.2 MM W/ ADHESIVE BACKING. PREFIX WITH"ENERGEX PLANT I.D" | UES | UTILITY ENGRAVING & SIGNS | 5005 H34 | PURCHASE AS REQUIRED
000021947 | LABEL | WARNING;BC PHASE CROSS;YELLOW BLACK GRAVOPLY;100 MM LG,25 MM W; PRESSURE SENSITIVE ADHESIVE DOUBLE COATED TAPE; USED IN SUBSTATIONS; | UES | UTILITY ENGRAVING & SIGNS | WARNING BC | CURRENT
000021948 | RELAY,ELECTROMAGNETIC | GENERAL PURPOSE;120 V DC COIL;18.5 KW; 4 NC CONTACTS;1 NC AUX CONTACT; GH15GN04110VAC,GHC1502110120VD, GH15T01L;PACK OF 1;USED ON 110 V DC | NHP | NHP ELECTRICAL ENGINEERING | B02-110 | PURCHASE AS REQUIRED
000021948 | RELAY,ELECTROMAGNETIC | GENERAL PURPOSE;120 V DC COIL;18.5 KW; 4 NC CONTACTS;1 NC AUX CONTACT; GH15GN04110VAC,GHC1502110120VD, GH15T01L;PACK OF 1;USED ON 110 V DC | NHP | NHP ELECTRICAL ENGINEERING | QUOTATION NO.BRA 131496.1 | PURCHASE AS REQUIRED
000021075 | CLAMP,ELEC PWR CABLE,SUPPORT | CAST ALUMINIUM SINGLE CORE CLEAT;CABLE OD 24-30 MM; FOR M10 FIXING;95 SQ MM CABLES FOR MAINS SERVICES USE IN SUBSTN; ;ITEMS TO BE PACKAGED IN PLASTIC BAGS; | INTERTEC | INTERTECH ENGINEERING PTY LTD | CABUS 5130 | CURRENT
000022118 | EYE,TONGUE | TWISTED;120 KN;U/W TX LONGROD ASSEMBLIES; | PLP AUST | PREFORMED LINE PRODUCTS (AUST) | TET-120-1 | CURRENT
000022119 | LINK | Link Single Plate, 120kN Min Failing, 100mm Hole Centres, Tongue-Tongue, for 70kN Fittings | PLP AUST | PREFORMED LINE PRODUCTS (AUST) | 2001264 | CURRENT
000022119 | LINK | Link Single Plate, 120kN Min Failing, 100mm Hole Centres, Tongue-Tongue, for 70kN Fittings | PLP AUST | PREFORMED LINE PRODUCTS (AUST) | LSP-120-100-1 | CURRENT
000021077 | CLAMP,ELEC PWR CABLE,SUPPORT | CAST ALUMINIUM SINGLE CORE CLEAT;CABLE OD 34-41 MM; FOR M10 FIXING;TO SUIT 240 SQ MM CABLE;MAINS SERVICES USE IN SUBS; ITEMS TO BE PACKAGED IN PLASTIC BAGS; | INTERTEC | INTERTECH ENGINEERING PTY LTD | CABUS 5141 | CURRENT
000021068 | LABEL | WARNING - METERING ISOLATION LINKS HAVE BEEN FUSED FOR FAULT CURRENT PROTECTION;YELLOW PERMANENT PRESSURE SENSITIVE RETRO REFLECTIVE CLASS | UES | UTILITY ENGRAVING & SIGNS | WARNING | CURRENT
000022122 | ADAPTOR | SLIMLINE THERMISTOR SENSOR ADAPTOR; ECC A/C LOAD CONTROL EQUIPMENT (COOL CHANGE);PACK OF 1,PACK WEIGHT 0.13 KG; RESTRICTED ISSUE; | PENTA | PENTA AUST (TMAC THEW & MCCANN/HYLEC) | ASC1-I | CURRENT
000022122 | ADAPTOR | SLIMLINE THERMISTOR SENSOR ADAPTOR; ECC A/C LOAD CONTROL EQUIPMENT (COOL CHANGE);PACK OF 1,PACK WEIGHT 0.13 KG; RESTRICTED ISSUE; | THEWMCAN | TMAC THEW & MCCANN GROUP | ASC1-I | CURRENT
000022123 | ADAPTOR | CYCLEIT THERMISTOR SIGNAL SENSOR ADAPTOR (TSA);ECC A/C LOAD CONTROL EQUIPMENT;(COOL CHANGE);PACK OF 120, PACK WEIGHT 14 KG;RESTRICTED ISSUE; | LANDGYR |  | 316557-00000 | CURRENT
000022124 | RELAY | CYCLEIT RELAY;ECC A/C LOAD CONTROL EQUIPMENT;(COOL CHANGE);PACK OF 120, PACK WEIGHT 14 KG;RESTRICTED ISSUE; | LANDGYR |  | 316556-00000 | CURRENT
000022117 | RISER,EARTHWIRE | FOR 33PO CONSTRUCTION;ALUMINIUM 100 MM X 100 MM X 2.8 M LG;3.5 KN MAX WORKING LOAD;SUPPLIED WITH 100 MM LG 20 MM BORE ALUMINIUM TUBE SPACER;PALLET OF 50 ONLY; | EDS | ELECTRICAL DISTRIBUTION SOLUTIONS | Q032-P001 REV A | CURRENT
000021967 | BRACKET,MOUNTING | STEEL;GALV HOT DIPPED;CAPACITOR BANK MOUNTING FRAME;1800 KVAR;USED IN SUBSTATIONS; | ERGON | ERGON ENERGY | GALVANISED STEEL | PURCHASE AS REQUIRED
000022126 | BLADE,CUTTER,CABLE | REPLACEMENT BLADE (SML FIXED JAW BLADE) TO SUIT INSULATED HAND OPERATED RATCHET CABLE CUTTER;BAUDAT K32I & LEMP 252532;U/W SC02490;PACK OF 1; | SPECFORC | SPECIALISED FORCE | 80-155.02 | PURCHASE AS REQUIRED
000022127 | BLADE,CUTTER,CABLE | REPLACEMENT BLADE;SEGMENT CUTTER (LGE MOVING JAW BLADE) TO SUIT INSULATED HAND OPERATED RATCHET CABLE CUTTER; BAUDAT K32I & LEMP 252532;U/W SC02490; | HENCHMAN | HENCHMAN PRODUCTS | 80-155.01 | PURCHASE AS REQUIRED
000022127 | BLADE,CUTTER,CABLE | REPLACEMENT BLADE;SEGMENT CUTTER (LGE MOVING JAW BLADE) TO SUIT INSULATED HAND OPERATED RATCHET CABLE CUTTER; BAUDAT K32I & LEMP 252532;U/W SC02490; | HODGE | E F HODGE & CO PERTH WA | BU15501 | PURCHASE AS REQUIRED
000022128 | STEP,POLE | FOR COMPOSITE POLE;U/W SC21236 & SC21237; | AUS | ARMOR UTILITY STRUCTURES | POLSTEP2 | CURRENT
000021966 | POLE,LIGHTNING MAST | SPIRE;STEEL:HOT DIPPED GALV;1300 MM LONG;100 MM THREADED BASE;C/W HEX NUT AND WASHER;U/W CONCRETE POLE; TYPE A,USED IN APL GA012-01; | ERGON | ERGON ENERGY | POLE,LIGHTNING MAST | PURCHASE AS REQUIRED
000022131 | TRANSFORMER,VOLTAGE | METERING PROTECTION;O/D SINGLE PHASE; STN TYPE;POLYMER , HEAVY POLLUTION;110 KV/SQRT3,110 V/SQRT3,110 V/SQRT3;100 VA CLASS 0.23P;24 MS;50 HZ;CAPACITOR VT; | TRENCH |  | TEMP 115 | PURCHASE AS REQUIRED
000022148 | CABLE ASSY,PWR,ELEC | 11 KV;16 SQ MM;3 X SINGLE CORE 2 M LG; COPPER SCREENED XLPE/PVC;CABLE ENDS FITTED W/MOULDED TYPE STRESS CONES;FOR CONNECTING TRANSFORMER TO | NKT | NKT CABLES AUSTRALIA P/L | NKT-K126-C | CURRENT
000022132 | JOINT,ELECTRICAL POWER CABLE | Screen Break, 76/132kV, 400mm2, 1C Milliken Stranding, WB Cu/XLPE/WBT/CWS/ WBT/CorrCu Sheath/MDPE c/w Graphite Coating | PRYSMIAN | PRYSMIAN POWER CABLES & SYSTEMS AUST | GMS 1170 CA | PURCHASE AS REQUIRED
000022133 | JOINT,ELECTRICAL POWER CABLE | Screen Break, 76/132kV, 800mm2, 1C Milliken Stranding, WB Cu/XLPE/WBT/ CorrCu Sheath/MDPE c/w Graphite Coating | PRYSMIAN | PRYSMIAN POWER CABLES & SYSTEMS AUST | GMS 1170 CA | PURCHASE AS REQUIRED
000022134 | JOINT,ELECTRICAL POWER CABLE | Screen Break, 76/132kV, 1200mm2, 1C Milliken Stranding, WB Cu/XLPE/WBT/ CorrCu Sheath/MDPE c/w Graphite Coating | PRYSMIAN | PRYSMIAN POWER CABLES & SYSTEMS AUST | GMS 1170 CA | PURCHASE AS REQUIRED
000022135 | JOINT,ELECTRICAL POWER CABLE | Screen Break, 76/132kV, 1600mm2, 1C Milliken Stranding, WB Cu/XLPE/WBT/ CorrCu Sheath/MDPE c/w Graphite Coating | PRYSMIAN | PRYSMIAN POWER CABLES & SYSTEMS AUST | CFJX-145-C-T | PURCHASE AS REQUIRED
000022136 | TERMINATION KIT,ELECTRICAL CABLE | Outdoor, 76/132kV, 400mm2, 1C Milliken Stranding, WB Cu/XLPE/WBT/CWS/WBT/CorrCu Sheath/MDPE c/w Graphite Coating | PRYSMIAN | PRYSMIAN POWER CABLES & SYSTEMS AUST | TES1170/201 | STRATEGIC SPARE
000022137 | TERMINATION KIT,ELECTRICAL CABLE | GIS, 76/132kV, 400mm2, 1C Milliken Stranding, WB Cu/XLPE/WBT/CWS/WBT/CorrCu Sheath/MDPE c/w Graphite Coating | PRYSMIAN | PRYSMIAN POWER CABLES & SYSTEMS AUST | EGS 1170/072 | CURRENT
000022138 | TERMINATION,ELECTRICAL POWER CABLE | 145 KV;INDOOR GIS CABLE TERMINATION,PLUG IN CONNECTOR ONLY;SINGLE PHASE;DRY TYPE ;SHORT VERSION;CLICK-FIT;650 KV BIL;C/W CRIMP CONNECTOR;FOR 400 SQ MM STRANDED | PRYSMIAN | PRYSMIAN POWER CABLES & SYSTEMS AUST | CFC-145 | PURCHASE AS REQUIRED
000022138 | TERMINATION,ELECTRICAL POWER CABLE | 145 KV;INDOOR GIS CABLE TERMINATION,PLUG IN CONNECTOR ONLY;SINGLE PHASE;DRY TYPE ;SHORT VERSION;CLICK-FIT;650 KV BIL;C/W CRIMP CONNECTOR;FOR 400 SQ MM STRANDED | DRAWING | DRAWING NO | A0285256010 | PURCHASE AS REQUIRED
000022139 | TERMINATION KIT,ELECTRICAL CABLE | Outdoor, 76/132kV, 800mm2, 1C Milliken Stranding, WB Cu/XLPE/WBT/CorrCu Sheath/MDPE c/w Graphite Coating | PRYSMIAN | PRYSMIAN POWER CABLES & SYSTEMS AUST | TES 145/55 - 800SQMM | CURRENT
000022140 | TERMINATION KIT,ELECTRICAL CABLE | GIS, 76/132kV, 800mm2, 1C Milliken Stranding, WB Cu/XLPE/WBT/CorrCu Sheath/MDPE c/w Graphite Coating | PRYSMIAN | PRYSMIAN POWER CABLES & SYSTEMS AUST | EGS 1170/072 | CURRENT
000022141 | TERMINATION,ELECTRICAL POWER CABLE | 145 KV;INDOOR GIS CABLE TERMINATION,PLUG IN CONNECTOR ONLY;SINGLE PHASE;DRY TYPE;SHORT VERSION;CLICK-FIT;650 KV BIL; C/W CRIMP CONNECTOR;FOR 800 SQ MM | DRAWING | DRAWING NO | A0285256010 | PURCHASE AS REQUIRED
000022141 | TERMINATION,ELECTRICAL POWER CABLE | 145 KV;INDOOR GIS CABLE TERMINATION,PLUG IN CONNECTOR ONLY;SINGLE PHASE;DRY TYPE;SHORT VERSION;CLICK-FIT;650 KV BIL; C/W CRIMP CONNECTOR;FOR 800 SQ MM | PRYSMIAN | PRYSMIAN POWER CABLES & SYSTEMS AUST | CFC-145 | PURCHASE AS REQUIRED
000022142 | TERMINATION KIT,ELECTRICAL CABLE | Outdoor, 76/132kV, 1200mm2, 1C Milliken Stranding, WB Cu/XLPE/WBT/CorrCu Sheath/MDPE c/w Graphite Coating | PRYSMIAN | PRYSMIAN POWER CABLES & SYSTEMS AUST | TES 145/55 | PURCHASE AS REQUIRED
000022143 | TERMINATION KIT,ELECTRICAL CABLE | GIS, 76/132kV, 1200mm2, 1C Milliken Stranding, WB Cu/XLPE/WBT/CorrCu Sheath/MDPE c/w Graphite Coating | PRYSMIAN | PRYSMIAN POWER CABLES & SYSTEMS AUST | EGS 1170/072 | PURCHASE AS REQUIRED
000022144 | TERMINATION,ELECTRICAL POWER CABLE | 145 KV;INDOOR GIS CABLE TERMINATION,PLUG IN CONNECTOR ONLY;SINGLE PHASE;DRY TYPE;SHORT VERSION;CLICK-FIT;650 KV BIL; C/W CRIMP CONNECTOR;FOR 1200 SQ MM | DRAWING | DRAWING NO | A0285256010 | PURCHASE AS REQUIRED
000022144 | TERMINATION,ELECTRICAL POWER CABLE | 145 KV;INDOOR GIS CABLE TERMINATION,PLUG IN CONNECTOR ONLY;SINGLE PHASE;DRY TYPE;SHORT VERSION;CLICK-FIT;650 KV BIL; C/W CRIMP CONNECTOR;FOR 1200 SQ MM | PRYSMIAN | PRYSMIAN POWER CABLES & SYSTEMS AUST | CFC-145 | PURCHASE AS REQUIRED
000022145 | TERMINATION,ELECTRICAL POWER CABLE | 145 KV;INDOOR GIS CABLE TERMINATION,PLUG IN CONNECTOR ONLY;SINGLE PHASE;DRY TYPE;SHORT VERSION;CLICK-FIT;650 KV BIL; C/W CRIMP CONNECTOR;FOR 1600 SQ MM | DRAWING | DRAWING NO | A0285256010 | PURCHASE AS REQUIRED
000022145 | TERMINATION,ELECTRICAL POWER CABLE | 145 KV;INDOOR GIS CABLE TERMINATION,PLUG IN CONNECTOR ONLY;SINGLE PHASE;DRY TYPE;SHORT VERSION;CLICK-FIT;650 KV BIL; C/W CRIMP CONNECTOR;FOR 1600 SQ MM | PRYSMIAN | PRYSMIAN POWER CABLES & SYSTEMS AUST | CFC-145 | PURCHASE AS REQUIRED
000022146 | EARTH LINK BOX | 132 KV CABLE SYSTEMS;SHEATH-BREAK LINK BOX;FOR USE AT JOINTS WITH 240 SQ MM CU XLPE INSULATED CONCENTRIC BONDING LEAD CONNECTIONS;C/W 6 SVL'S;316 S/S BOX; | DRAWING | DRAWING NO | 20959 | PURCHASE AS REQUIRED
000022146 | EARTH LINK BOX | 132 KV CABLE SYSTEMS;SHEATH-BREAK LINK BOX;FOR USE AT JOINTS WITH 240 SQ MM CU XLPE INSULATED CONCENTRIC BONDING LEAD CONNECTIONS;C/W 6 SVL'S;316 S/S BOX; | AKPOWER | AK POWER SOLUTIONS PTY LTD | LC6P - LINK BOX | PURCHASE AS REQUIRED
000022147 | SHEATH,VOLTAGE LIMITER | SVL TYPE TZS4.5;4.5 KV STANDARD TYPE;3.8 KV MAX CONTINUOUS OPERATING VOLTAGE; 20 KA PEAK RATED 8/20uS CURRENT; NON-LINEAR RESISTOR FOR TRANSIENT | DRAWING | DRAWING NO | 30399 | PURCHASE AS REQUIRED
000022147 | SHEATH,VOLTAGE LIMITER | SVL TYPE TZS4.5;4.5 KV STANDARD TYPE;3.8 KV MAX CONTINUOUS OPERATING VOLTAGE; 20 KA PEAK RATED 8/20uS CURRENT; NON-LINEAR RESISTOR FOR TRANSIENT | AKPOWER | AK POWER SOLUTIONS PTY LTD | SVL TYPE TZS4.5 | PURCHASE AS REQUIRED
000022152 | CROSSARM,METAL | STEEL;GALV;FOR O/H EARTHWIRE CROSSARM; HEAVY;DOUBLE CIRCUIT TRANSMISSION HARDWARE; | ERGON | ERGON ENERGY | 11587-A2-01A | CURRENT
000022154 | DESICCANT,ACTIVATED | E-GEL; SILICA GEL;ORANGE CRYSTAL;THAT TURN GREEN WHEN WATER SATURATED;12.5 KG BUCKET; | SMSOMNI | SMS OMNI-TUFF GROUP PTY LTD | 09-SEG-125 | CURRENT
000022155 | FUSE ELEMENT,ELEC | 12 AMP;36 KV;DROPOUT ELEMENT TYPE;CLASS K;TYPE SMU-20;S & C CAT NO. 704012;U/W SMD-20 DROPOUT UNIT;USED IN SETS OF 3, BUT ISSUED AS ONE ONLY (EA); | S & C |  | 704012 | PURCHASE AS REQUIRED
000022157 | CIRCUIT BREAKER | INDOOR METAL CLAD;FOR LMT RETROFIT; 25 KA FOR 3 SEC;12 KV;630 AMP;32 V DC SPRING MECHANISM;32 V DC TRIP/CLOSE COILS; | REYROLLE |  | LMVP/RPM1/QMRO | PURCHASE AS REQUIRED
000022158 | KIT,PANEL | SET OF PANEL EARTHING UPGRADE ITEMS; UPGRADE KIT;SUIT LMVP SWITCHGEAR RETROFIT;ONE SET PER CIRCUIT BREAKER; USED IN C & I SUBSTNS; | REYROLLE |  | LMT PANEL EARTHING | PURCHASE AS REQUIRED
000022159 | RELAY,FEEDER DIFFERENTIAL. | AREVA P541;5/1 AMP;48/110 V DC AUX;24 TO 250 V DC LOGIC INPUTS;SINGLE MODE DUAL CHANNEL OPTICAL INTERFACE;FLUSH & RACK MTG; | SCHNEDER | SCHNEIDER PTY LTD | P541 211C4M0308J | CURRENT
000022161 | PILLAR C & I | C/W WIRED 14 FUSE PANEL;C/W LARGE COMMERCIAL/INDUSTRIAL ELECTRICITY SUPPLY PILLAR;C/W BASE;SC21753 & TURRETT ;SC21752 & WIRED 14 FUSE PANEL & FRAME; | WEBER | WEBER SOUTH PACIFIC PTY LTD | VP14100-EGX01 | CURRENT
000022149 | ENCLOSURE,ELECTRICAL BOX | Pre-Wired Meter Enclosure 1-FDR-3P3W, 800mm H, 600mm W, 400mm D, Wired to Dwg MDS-560-A3, for Metering Operations | NHP | NHP ELECTRICAL ENGINEERING | EGXSC22149 | CURRENT
000022149 | ENCLOSURE,ELECTRICAL BOX | Pre-Wired Meter Enclosure 1-FDR-3P3W, 800mm H, 600mm W, 400mm D, Wired to Dwg MDS-560-A3, for Metering Operations | ERGONWS | PROVISION OF WORKSHOP SERVICES | 1 FDR-3P3W | CURRENT
000022150 | ENCLOSURE,ELECTRICAL BOX | PRE-WIRED METER ENCLOSURE;2 FDR-3P3W ENCLOSURE;800 MM H X 600 MM W X 400 MM D ;WIRED TO DWG MDS 575-A3;FOR METERING OPERATIONS USE;COMPONENTS REQUIRED | ERGON | ERGON ENERGY | 2 FDR-3P3W | CURRENT
000022150 | ENCLOSURE,ELECTRICAL BOX | PRE-WIRED METER ENCLOSURE;2 FDR-3P3W ENCLOSURE;800 MM H X 600 MM W X 400 MM D ;WIRED TO DWG MDS 575-A3;FOR METERING OPERATIONS USE;COMPONENTS REQUIRED | NHP | NHP ELECTRICAL ENGINEERING | EGXSC22150 | CURRENT
000022242 | ENCLOSURE,ELECTRICAL BOX | PRE-WIRED METER ENCLOSURE;1 FDR-3P4W ENCLOSURE;800 MM H X 600 MM W X 400 MM D ;WIRED TO DWG MDS 591 A3;FOR METERING OPERATIONS USE;COMPONETS REQUIRED | ERGON | ERGON ENERGY | 1 FDR-3P4W | CURRENT
000022242 | ENCLOSURE,ELECTRICAL BOX | PRE-WIRED METER ENCLOSURE;1 FDR-3P4W ENCLOSURE;800 MM H X 600 MM W X 400 MM D ;WIRED TO DWG MDS 591 A3;FOR METERING OPERATIONS USE;COMPONETS REQUIRED | NHP | NHP ELECTRICAL ENGINEERING | EGXSC22242 | CURRENT
000022245 | CUBICLE,ELECTRICAL EQUIPMENT. | OUTDOOR;C/W LV SW BD;C/W 3150 AMP LV ISOL;4 LV SW FUSE & CUST LV ISOL FOR GRD TRANSFORMER;C & I SUBSTN;2100 MM W X 1850 MM H X 500 MM D;C/W ROOF LIFTING | WEBER | WEBER SOUTH PACIFIC PTY LTD | VC235250-S2E2 | PHASING
000022246 | BRACKET,EXTENSION | Horizontal Mtg, u/w 5kN Insulators for Bridging O/H Transmission Hardware, Dwg 18187-A3-01 | GREATWST |  | 22246 | CURRENT
000022246 | BRACKET,EXTENSION | Horizontal Mtg, u/w 5kN Insulators for Bridging O/H Transmission Hardware, Dwg 18187-A3-01 | ERGON | ERGON ENERGY | MTG BKT | CURRENT
000022249 | SCREWDRIVER,POZIDRIVE. | BLACK OXIDIZED;100 MM LG BLADE;HANDLE BI-MATERIAL INSULATED;TIP SIZE PZ2;TIP TYPE POZIDRIVE;1000 V AC INSULATED RATING;IEC 60900; | CNWPL | CNW PL - SLACKS CREEK | BAHBE-8820S | CURRENT
000022249 | SCREWDRIVER,POZIDRIVE. | BLACK OXIDIZED;100 MM LG BLADE;HANDLE BI-MATERIAL INSULATED;TIP SIZE PZ2;TIP TYPE POZIDRIVE;1000 V AC INSULATED RATING;IEC 60900; | KEYLINE | KEY-LINE DISTRIBUTORS PTY LTD | BAHCO BE-8820S | CURRENT
000021949 | RESISTOR,FIXED | 47 OHMS;5 W;5% TOLERANCE;METAL OXIDE; WELWYN TYPE WM05S-47RJA05;U/W SC17172; | ELEMENT | ELEMENT14 PTY LTD | 1306240 | CURRENT
000022250 | CUBICLE,ELECTRICAL EQUIPMENT. | OUTDOOR CUBICLE;W/O STEEL BASE & TRENCH COVER;C/W LV SW BD;C/W 3150 AMP LV ISOL;4 LV SW FUSE & CUST LV ISOL FOR GRD TRANSFORMER;C & I SUBSTN;2100 MM W | WEBER | WEBER SOUTH PACIFIC PTY LTD | VC235250 | PHASING
000021950 | CONVERTER | INPUT 18 V TO 75 V DC;OUTPUT 110 V DC 2.3 AMP;CHASSIS MOUNT;USED IN SUNSTNS; | PWRHSE |  | WAF250-48S110FT | PURCHASE AS REQUIRED
000022251 | CASE. | PLASTIC;DRILL BIT CASE;FOR METRIC 1.0 - 13.0 MM DRILL BITS;IN 0.5 MM INCREMENTS;PACK OF 1; | STATEWD | STATEWIDE FSTNERS & ENG SPLS PL | BDCP113 | CURRENT
000022251 | CASE. | PLASTIC;DRILL BIT CASE;FOR METRIC 1.0 - 13.0 MM DRILL BITS;IN 0.5 MM INCREMENTS;PACK OF 1; | STATEWD | STATEWIDE FSTNERS & ENG SPLS PL | DSBF3 (METRIC) | CURRENT
000022251 | CASE. | PLASTIC;DRILL BIT CASE;FOR METRIC 1.0 - 13.0 MM DRILL BITS;IN 0.5 MM INCREMENTS;PACK OF 1; | CNWPL | CNW PL - SLACKS CREEK | 2007-M3E | CURRENT
000022252 | INDICATOR,MAXIMUM DEMAND | WIRE-IN MDI;1600 AMP;FOR PADMOUNT TRANSFORMERS;WEBER RETROFIT; SET COLOUR TO BE BLACK; | WEBER | WEBER SOUTH PACIFIC PTY LTD | V-MA1600A | CURRENT
000022253 | INDICATOR,MAXIMUM DEMAND | PLUG-IN;WHITE; MDI;500 AMP;FOR PADMOUNT TRANSFORMERS;WEBER RETROFIT; | WEBER | WEBER SOUTH PACIFIC PTY LTD | V-MA500 | CURRENT
000022254 | INDICATOR,MAXIMUM DEMAND | PLUG-IN MDI;800 AMP;FOR PADMOUNT TRANSFORMERS;WEBER RETROFIT; | WEBER | WEBER SOUTH PACIFIC PTY LTD | V-MA800 | CURRENT
000022255 | INDICATOR,MAXIMUM DEMAND | WIRE-IN MDI;1200 AMP;FOR PADMOUNT TRANSFORMERS;WEBER RETROFIT; SET COLOUR TO BE BLACK; | WEBER | WEBER SOUTH PACIFIC PTY LTD | V-MA1200A | CURRENT
000022256 | LABEL,COVER HOLDER | CLEAR BOTTOM LABEL COVER HOLDER;FOR WEBER RETROFIT V-BH;PACK OF 10,PACK WEIGHT 1 KG; | WEBER | WEBER SOUTH PACIFIC PTY LTD | V-BH | CURRENT
000022257 | TAG,INSTRUCTION KIT. | 3 X Z TAGS;INCLUDING COVER;FOR WEBER LV RETROFIT;WEBER V-ZTAGKIT;PACK OF 1, PACK WEIGHT 3 KG; | WEBER | WEBER SOUTH PACIFIC PTY LTD | V-ZTAGKIT | PURCHASE AS REQUIRED
000022120 | TRANSFORMER,DISTRIBUTION | 33 KV/3.3 KV;3 MVA;3 PHASE;GROUND MTG; HV BSH 180 LV BSH;MINERAL OIL INSULATED; ONAN;DYN 11;C/W VACUUM OLTC;17 TAP POSN; ATTACHED RADIATOR;7.5 % NOMINAL ON 3 MVA | WILSON | WILSON TRANSFORMER CO. PTY LTD | 33/3.3 KV 3MVA HV BSH180 LVBSH | PURCHASE AS REQUIRED
000022121 | TRANSFORMER,DISTRIBUTION | 33 KV/3.3 KV;3 MVA;3 PHASE;GROUND MTG; HV AIR 180 LV AIR;MINERAL OIL INSULATED; ONAN;DYN 11;C/W VACUUM OLTC;17 TAP POSN; ATTACHED RADIATORS;7.5% NOMINAL ON | WILSON | WILSON TRANSFORMER CO. PTY LTD | 33/3.3KV3MVA HV AIR 180 LVAIR | PURCHASE AS REQUIRED
000021965 | BOLT,MACHINE | STAINLESS STEEL;GDE 304;HEX HD;M16;ISO M ;100 MM LG;W/50 MM LG THD;C/W 2 NUTS, 2 WASHERS & 1 SPRING WASHER;FOR AFLC COUPLING EARTH STICK CONNECTION | ERGON | ERGON ENERGY | S/S 50 MM LG | PURCHASE AS REQUIRED
000022259 | ADAPTOR KIT | Parallel, Convert 2 x 630A Weber LV Fuse Strips to 800A, c/w Copper Tags, Handle Joiner, Polycarb Cover | WEBER | WEBER SOUTH PACIFIC PTY LTD | V-BK3 | PURCHASE AS REQUIRED
000021958 | BUSBAR | BUSBAR SUPPORT;ALUMINIUM;SLIDING BUSBAR;ROLLER TYPE;TO SUIT 110 KV/132 KV INSULATORS & 125 MM OD ALUMINIUM BUSBAR; REFER TO ENERGEX DWG LOSTD-EC021-03; | ERGON | ERGON ENERGY | 110 KV/132 KV | PURCHASE AS REQUIRED
000021959 | BUSBAR | BUSBAR SUPPORT;ALUMINIUM;FIXED BUSBAR TYPE;TO SUIT 110 KV/132 KV INSULATORS & 125 MM OD ALUMINIUM BUSBAR;REFER ENERGEX DWG LOSTD-EC021-04;FOR SUBSTNS | ERGON | ERGON ENERGY | 110 KV/132 KV | PURCHASE AS REQUIRED
000021960 | BUSBAR | BUSBAR SUPPORT;ALUMINIUM;SLIDING BUSBAR;ROLLER TYPE;TO SUIT 110 KV/132 KV AEM DISCONNECTORS & 125 MM OD ALUMINIUM BUSBAR;REFER TO ENERGEX DWG LOSTD- | ERGON | ERGON ENERGY | 110 KV/132 KV | PURCHASE AS REQUIRED
000021961 | CIRCUIT BREAKER | INDOOR SWITCHGEAR & CONTROL GEAR PANEL;HOR RACKING;12 KV;2000 AMP;25 KA FOR 3 SEC;110 V DC;UNIVERSAL CB;WIRING PROVISION FOR 3OC,BZ,FD;USED IN SUBSTNS; | AREVA | AREVA T&D AUSTRALIA LIMITED | HWX | PURCHASE AS REQUIRED
000021962 | BUSBAR | BUSBAR JOGGLE CHAMBER;2000 AMP;12 KV; FOR JOINING AREVA HWX SWITCHGEAR TO THE RH SIDE OF GEC SBV2 SWITCHGEAR; | AREVA | AREVA T&D AUSTRALIA LIMITED | HWX RH SIDE | PURCHASE AS REQUIRED
000022232 | JOINT,ELECTRICAL POWER CABLE | 11 KV;RESIN FILLED STOP END JOINT; 3 PHASE KIT;FOR 25 SQ MM UP TO 185 SQ MM CU/PLY/HDPE OR SWS;C/W JOINT SHELL; RANGE TAKING MECHANICAL SHEAR BOLT | SICAME | SICAME AUSTRALIA PTY LTD | WTH52462-75 | CURRENT
000022232 | JOINT,ELECTRICAL POWER CABLE | 11 KV;RESIN FILLED STOP END JOINT; 3 PHASE KIT;FOR 25 SQ MM UP TO 185 SQ MM CU/PLY/HDPE OR SWS;C/W JOINT SHELL; RANGE TAKING MECHANICAL SHEAR BOLT | SICAME | SICAME AUSTRALIA PTY LTD | MIRP-22232 | CURRENT
000022232 | JOINT,ELECTRICAL POWER CABLE | 11 KV;RESIN FILLED STOP END JOINT; 3 PHASE KIT;FOR 25 SQ MM UP TO 185 SQ MM CU/PLY/HDPE OR SWS;C/W JOINT SHELL; RANGE TAKING MECHANICAL SHEAR BOLT | IPD | IPD GROUP LIMITED | 8AE70000-020 | CURRENT
000022233 | JOINT,ELECTRICAL POWER CABLE | 11 KV;RESIN FILLED STOP END JOINT; 3 PHASE KIT;FOR 240 SQ MM UP TO 300 SQ MM CU/PLY/HDPE OR SWS;C/W JOINT SHELL; RANGE TAKING MECHANICAL SHEAR BOLT | SICAME | SICAME AUSTRALIA PTY LTD | WTH52462-76 | CURRENT
000022233 | JOINT,ELECTRICAL POWER CABLE | 11 KV;RESIN FILLED STOP END JOINT; 3 PHASE KIT;FOR 240 SQ MM UP TO 300 SQ MM CU/PLY/HDPE OR SWS;C/W JOINT SHELL; RANGE TAKING MECHANICAL SHEAR BOLT | SICAME | SICAME AUSTRALIA PTY LTD | MIRP-22233 | CURRENT
000022233 | JOINT,ELECTRICAL POWER CABLE | 11 KV;RESIN FILLED STOP END JOINT; 3 PHASE KIT;FOR 240 SQ MM UP TO 300 SQ MM CU/PLY/HDPE OR SWS;C/W JOINT SHELL; RANGE TAKING MECHANICAL SHEAR BOLT | IPD | IPD GROUP LIMITED | 8AE70000-030 | CURRENT
000022234 | JOINT,ELECTRICAL POWER CABLE | 11 KV;RESIN FILLED JOINT;FOR WET (CABLES);3 PHASE KIT;FOR 3C 95 SQ MM OR 85 SQ MM CU/PLY/HDPE TO 3C 95 SQ MM OR 240 SQ MM AL XLPE/CWS/PVC/HDPE OR | SICAME | SICAME AUSTRALIA PTY LTD | WTH52462-77 | CURRENT
000022234 | JOINT,ELECTRICAL POWER CABLE | 11 KV;RESIN FILLED JOINT;FOR WET (CABLES);3 PHASE KIT;FOR 3C 95 SQ MM OR 85 SQ MM CU/PLY/HDPE TO 3C 95 SQ MM OR 240 SQ MM AL XLPE/CWS/PVC/HDPE OR | SICAME | SICAME AUSTRALIA PTY LTD | WJ-22234 | CURRENT
000022234 | JOINT,ELECTRICAL POWER CABLE | 11 KV;RESIN FILLED JOINT;FOR WET (CABLES);3 PHASE KIT;FOR 3C 95 SQ MM OR 85 SQ MM CU/PLY/HDPE TO 3C 95 SQ MM OR 240 SQ MM AL XLPE/CWS/PVC/HDPE OR | IPD | IPD GROUP LIMITED | 8AE8000-010 | CURRENT
000022235 | JOINT,ELECTRICAL POWER CABLE | 11 KV;RESIN FILLED JOINT;FOR WET (CABLES);3 PHASE KIT;FOR 3C 240 SQ MM OR 300 SQ MM CU/PLY/HDPE TO 3C 95 SQ MM OR 240 SQ MM AL XLPE/CWS/PVC/HDPE | SICAME | SICAME AUSTRALIA PTY LTD | WTH52462-78 | CURRENT
000022235 | JOINT,ELECTRICAL POWER CABLE | 11 KV;RESIN FILLED JOINT;FOR WET (CABLES);3 PHASE KIT;FOR 3C 240 SQ MM OR 300 SQ MM CU/PLY/HDPE TO 3C 95 SQ MM OR 240 SQ MM AL XLPE/CWS/PVC/HDPE | SICAME | SICAME AUSTRALIA PTY LTD | WJ-22235 | CURRENT
000022235 | JOINT,ELECTRICAL POWER CABLE | 11 KV;RESIN FILLED JOINT;FOR WET (CABLES);3 PHASE KIT;FOR 3C 240 SQ MM OR 300 SQ MM CU/PLY/HDPE TO 3C 95 SQ MM OR 240 SQ MM AL XLPE/CWS/PVC/HDPE | IPD | IPD GROUP LIMITED | 8AE80000-020 | CURRENT
000022236 | JOINT,ELECTRICAL POWER CABLE | 11 KV;RESIN FILLED JOINT;FOR WET (CABLES);3 PHASE KIT;FOR 3C 95 SQ MM AL XLPE/CWS/PVC/HDPE OR 3 X 1C 95 SQ MM OR 240 SQ MM AL TRXLPE/CWS/HDPE OR 3 X 1C | SICAME | SICAME AUSTRALIA PTY LTD | WTH52462-79 | CURRENT
000022236 | JOINT,ELECTRICAL POWER CABLE | 11 KV;RESIN FILLED JOINT;FOR WET (CABLES);3 PHASE KIT;FOR 3C 95 SQ MM AL XLPE/CWS/PVC/HDPE OR 3 X 1C 95 SQ MM OR 240 SQ MM AL TRXLPE/CWS/HDPE OR 3 X 1C | SICAME | SICAME AUSTRALIA PTY LTD | WJ-22236 | CURRENT
000022236 | JOINT,ELECTRICAL POWER CABLE | 11 KV;RESIN FILLED JOINT;FOR WET (CABLES);3 PHASE KIT;FOR 3C 95 SQ MM AL XLPE/CWS/PVC/HDPE OR 3 X 1C 95 SQ MM OR 240 SQ MM AL TRXLPE/CWS/HDPE OR 3 X 1C | IPD | IPD GROUP LIMITED | 8AE80000-030 | CURRENT
000022237 | JOINT,ELECTRICAL POWER CABLE | 11 KV;RESIN FILLED JOINT;FOR WET (CABLES );3 PHASE KIT;FOR 3C 95 SQ MM AL XLPE/ CWS/PVC/HDPE OR 3 X 1C 95 SQ MM OR 240 SQ MM AL TRXLPE/CWS/HDPE OR 3 X 1C 185 | SICAME | SICAME AUSTRALIA PTY LTD | WTH52462-80 | CURRENT
000022237 | JOINT,ELECTRICAL POWER CABLE | 11 KV;RESIN FILLED JOINT;FOR WET (CABLES );3 PHASE KIT;FOR 3C 95 SQ MM AL XLPE/ CWS/PVC/HDPE OR 3 X 1C 95 SQ MM OR 240 SQ MM AL TRXLPE/CWS/HDPE OR 3 X 1C 185 | SICAME | SICAME AUSTRALIA PTY LTD | WJ-22237 | CURRENT
000022237 | JOINT,ELECTRICAL POWER CABLE | 11 KV;RESIN FILLED JOINT;FOR WET (CABLES );3 PHASE KIT;FOR 3C 95 SQ MM AL XLPE/ CWS/PVC/HDPE OR 3 X 1C 95 SQ MM OR 240 SQ MM AL TRXLPE/CWS/HDPE OR 3 X 1C 185 | IPD | IPD GROUP LIMITED | 8AE80000-040 | CURRENT
000022238 | JOINT,ELECTRICAL POWER CABLE | 11 KV;RESIN FILLED JOINT;FOR WET (CABLES );3 PHASE KIT;FOR 3C 240 SQ MM AL XLPE/ CWS/PVC/HDPE OR 3C 185 SQ MM OR 240 SQ MM CU XLPE/CWS/PVC/HDPE TO 3C 240 SQ | IPD | IPD GROUP LIMITED | 8AE80000-050 | PHASING
000022239 | JOINT,ELECTRICAL POWER CABLE | LV;UNDERGROUND SERVICE TEE JOINT; RE-ENTERABLE RESIN FILLED;3 PHASE KIT; FOR 300 SQ MM CU XLPE/SWA/HDPE;MAIN WITH TEE CABLES OF 70 SQ MM CU XLPE OR | IPD | IPD GROUP LIMITED | 3675-010 | PHASING
000022240 | JOINT,ELECTRICAL POWER CABLE | LV;PARALLEL BRANCH/PARALLEL RESIN JOINT;NON-RE-ENTERABLE RESIN FILLED; 3 PHASE KIT;FOR 300 SQ MM CU XLPE/SWA/ HDPE MAIN TO BRANCH CABLES OF 70 SQ MM | SICAME | SICAME AUSTRALIA PTY LTD | LVJ-22240 | CURRENT
000022240 | JOINT,ELECTRICAL POWER CABLE | LV;PARALLEL BRANCH/PARALLEL RESIN JOINT;NON-RE-ENTERABLE RESIN FILLED; 3 PHASE KIT;FOR 300 SQ MM CU XLPE/SWA/ HDPE MAIN TO BRANCH CABLES OF 70 SQ MM | IPD | IPD GROUP LIMITED | 3675-010 | CURRENT
000022240 | JOINT,ELECTRICAL POWER CABLE | LV;PARALLEL BRANCH/PARALLEL RESIN JOINT;NON-RE-ENTERABLE RESIN FILLED; 3 PHASE KIT;FOR 300 SQ MM CU XLPE/SWA/ HDPE MAIN TO BRANCH CABLES OF 70 SQ MM | SICAME | SICAME AUSTRALIA PTY LTD | CRJ-TMB16300-01 | CURRENT
000022241 | JOINT,ELECTRICAL POWER CABLE | LV;PARALLEL JOINT;NON RE-ENTERABLE RESIN FILLED;SINGLE PHASE KIT;FOR 300 SQ MM CU 4 X 1C XLPE/PVC TO 300 SQ MM CU 4 X 1C XLPE/PVC;C/W JOINT SHELL; | SICAME | SICAME AUSTRALIA PTY LTD | LVJ-22241 | CURRENT
000022241 | JOINT,ELECTRICAL POWER CABLE | LV;PARALLEL JOINT;NON RE-ENTERABLE RESIN FILLED;SINGLE PHASE KIT;FOR 300 SQ MM CU 4 X 1C XLPE/PVC TO 300 SQ MM CU 4 X 1C XLPE/PVC;C/W JOINT SHELL; | IPD | IPD GROUP LIMITED | 3676-010 | CURRENT
000022241 | JOINT,ELECTRICAL POWER CABLE | LV;PARALLEL JOINT;NON RE-ENTERABLE RESIN FILLED;SINGLE PHASE KIT;FOR 300 SQ MM CU 4 X 1C XLPE/PVC TO 300 SQ MM CU 4 X 1C XLPE/PVC;C/W JOINT SHELL; | SICAME | SICAME AUSTRALIA PTY LTD | CRJ-TMB16300-01 | CURRENT
000022129 | LEAD,ELECTRICAL | INVERTER LEAD;AC OUTPUT LEAD;FOR PROSINE INVERTER; | ENERDRIV | ENERDRIVE PTY LTD | 1500-9 | PHASING
000022244 | CONNECTOR,CABLE,ELECTRICAL | 11 KV;DEAD BREAK SCREENED SEPARABLE CONNECTOR;FOR 3 X 1C 630 SQ MM CU XLPE/ CWS/HDPE TO TRANSFORMERS & SWITCHGEAR;SUIT TYPE C BUSHING | NKT | NKT CABLES AUSTRALIA P/L | 72638180 | PHASING
000022267 | COVERALLS,DISPOSABLE | DRY PARTICLE SUITS;WHITE;SIZE XL;TWO ZIPPERS;SINGLE OR DOUBLE STORM FLAPS;3 PIECE HOOD;ELASTICIZED WAIST; RATED TYPE 5 & 6;PROVIDES PROTECTION | ATOMSUPP | ATOM SUPPLY | 90011258 | CURRENT
000022267 | COVERALLS,DISPOSABLE | DRY PARTICLE SUITS;WHITE;SIZE XL;TWO ZIPPERS;SINGLE OR DOUBLE STORM FLAPS;3 PIECE HOOD;ELASTICIZED WAIST; RATED TYPE 5 & 6;PROVIDES PROTECTION | BLKWOODS | J BLACKWOOD & SON LTD | 07243384/SMMS428BE XL | CURRENT
000022267 | COVERALLS,DISPOSABLE | DRY PARTICLE SUITS;WHITE;SIZE XL;TWO ZIPPERS;SINGLE OR DOUBLE STORM FLAPS;3 PIECE HOOD;ELASTICIZED WAIST; RATED TYPE 5 & 6;PROVIDES PROTECTION | ATOMSUPP | ATOM SUPPLY | 55520080 | CURRENT
000022267 | COVERALLS,DISPOSABLE | DRY PARTICLE SUITS;WHITE;SIZE XL;TWO ZIPPERS;SINGLE OR DOUBLE STORM FLAPS;3 PIECE HOOD;ELASTICIZED WAIST; RATED TYPE 5 & 6;PROVIDES PROTECTION | PROTECTR |  | SAFEGARD 76 | CURRENT
000021479 | BEND,NONMETALLIC RIGID CONDUIT | UPVC;WHITE;100 MM NOM SIZE;MED DUTY; 45 DEG;1.83 M RADIUS;SOCKET MOULDED ONE END;TO AS/NZS2053.1; | TRI UGRD | TRI UNDERGROUND AUSTRALIA PTY LTD | COM100451830MFS | CURRENT
000021479 | BEND,NONMETALLIC RIGID CONDUIT | UPVC;WHITE;100 MM NOM SIZE;MED DUTY; 45 DEG;1.83 M RADIUS;SOCKET MOULDED ONE END;TO AS/NZS2053.1; | HAYMANS | HAYMANS ELECTRICAL | CONX100COM1830R45MF | CURRENT
000021479 | BEND,NONMETALLIC RIGID CONDUIT | UPVC;WHITE;100 MM NOM SIZE;MED DUTY; 45 DEG;1.83 M RADIUS;SOCKET MOULDED ONE END;TO AS/NZS2053.1; | VINIDEX |  | 30658 | CURRENT
000021478 | BEND,NONMETALLIC RIGID CONDUIT | UPVC;WHITE;100 MM NOM SIZE;MED DUTY; 30 DEG;1.83 M RADIUS;SOCKET MOULDED ONE END;AS/NZS2053.1; | TRI UGRD | TRI UNDERGROUND AUSTRALIA PTY LTD | COM100301830MFS | CURRENT
000021478 | BEND,NONMETALLIC RIGID CONDUIT | UPVC;WHITE;100 MM NOM SIZE;MED DUTY; 30 DEG;1.83 M RADIUS;SOCKET MOULDED ONE END;AS/NZS2053.1; | HAYMANS | HAYMANS ELECTRICAL | CONX100COM1830R30MF | CURRENT
000021478 | BEND,NONMETALLIC RIGID CONDUIT | UPVC;WHITE;100 MM NOM SIZE;MED DUTY; 30 DEG;1.83 M RADIUS;SOCKET MOULDED ONE END;AS/NZS2053.1; | VINIDEX |  | 30657 | CURRENT
000021477 | BEND,NONMETALLIC RIGID CONDUIT | UPVC;WHITE;100 MM NOM SIZE;MED DUTY; 15 DEG;1.83 M RADIUS;SOCKET MOULDED ONE END;AS/NZS2053.1; | TRI UGRD | TRI UNDERGROUND AUSTRALIA PTY LTD | COM100151830MFS | CURRENT
000021477 | BEND,NONMETALLIC RIGID CONDUIT | UPVC;WHITE;100 MM NOM SIZE;MED DUTY; 15 DEG;1.83 M RADIUS;SOCKET MOULDED ONE END;AS/NZS2053.1; | HAYMANS | HAYMANS ELECTRICAL | CONX100COM1830R15MF | CURRENT
000021477 | BEND,NONMETALLIC RIGID CONDUIT | UPVC;WHITE;100 MM NOM SIZE;MED DUTY; 15 DEG;1.83 M RADIUS;SOCKET MOULDED ONE END;AS/NZS2053.1; | VINIDEX |  | 30656 | CURRENT
000021480 | BEND,NONMETALLIC RIGID CONDUIT | UPVC;WHITE;100 MM NOM SIZE;MED DUTY; 90 DEG;0.75 M RADIUS;SOCKET MOULDED ONE END;TO AS/NZS2053.1; | TRI UGRD | TRI UNDERGROUND AUSTRALIA PTY LTD | COM10090750MFS | CURRENT
000021480 | BEND,NONMETALLIC RIGID CONDUIT | UPVC;WHITE;100 MM NOM SIZE;MED DUTY; 90 DEG;0.75 M RADIUS;SOCKET MOULDED ONE END;TO AS/NZS2053.1; | HAYMANS | HAYMANS ELECTRICAL | FABC7590100 | CURRENT
000021480 | BEND,NONMETALLIC RIGID CONDUIT | UPVC;WHITE;100 MM NOM SIZE;MED DUTY; 90 DEG;0.75 M RADIUS;SOCKET MOULDED ONE END;TO AS/NZS2053.1; | VINIDEX |  | 30659 | CURRENT
000022258 | CONDUIT,NONMETALLIC,RIGID | 100 MM NOM SIZE;UPVC;WHITE;MED DUTY; SOCKET MOULDED ONE END;4.5 M LG; MARKED COMMUNICATIONS CONDUIT;TO AS/NZS2053.1; | TRI UGRD | TRI UNDERGROUND AUSTRALIA PTY LTD | CONCOM10045P | CURRENT
000022258 | CONDUIT,NONMETALLIC,RIGID | 100 MM NOM SIZE;UPVC;WHITE;MED DUTY; SOCKET MOULDED ONE END;4.5 M LG; MARKED COMMUNICATIONS CONDUIT;TO AS/NZS2053.1; | HAYMANS | HAYMANS ELECTRICAL | VIN10844 | CURRENT
000022258 | CONDUIT,NONMETALLIC,RIGID | 100 MM NOM SIZE;UPVC;WHITE;MED DUTY; SOCKET MOULDED ONE END;4.5 M LG; MARKED COMMUNICATIONS CONDUIT;TO AS/NZS2053.1; | IPLEX | IPLEX PIPELINES AUSTRALIA PTY LTD | B36 | CURRENT
000022258 | CONDUIT,NONMETALLIC,RIGID | 100 MM NOM SIZE;UPVC;WHITE;MED DUTY; SOCKET MOULDED ONE END;4.5 M LG; MARKED COMMUNICATIONS CONDUIT;TO AS/NZS2053.1; | VINIDEX |  | 10844 | CURRENT
000022162 | JOINT,ELECTRICAL POWER CABLE | 33kV Screen Break Joint, Heatshrink, 1Ph, 1 Core, suit 630mm2 Cu XLPE/LY or CCU/HDPE to 630mm2 Cu XLPE/LY or CCU/ HDPE c/w Barriered Shear Bolt Conn for | TECONN | TE CONNECTIVITY LTD | EPKJ-EX342 | PURCHASE AS REQUIRED
000022163 | JOINT,ELECTRICAL POWER CABLE | 33 KV;TRANSITION JOINT;HEATSHRINK;161 SQ MM 3C CU PLY (0.25 SQ IN HSL)TO 400 SQ MM 3 X 1C CU XLPE/LY OR CCU/HDPE;C/W BARRIERED COMPRESSION CONNECTORS; | TECONN | TE CONNECTIVITY LTD | EPKJ-EX341 | CURRENT
000022164 | JOINT,ELECTRICAL POWER CABLE | 33kV Screen Break Transition Joint, Heatshrink, 1Ph, 1 Core, suit 800mm2 Cu XLPE/LY or CCU/HDPE to 630mm2 Cu XLPE/LY or CCU/HDPE c/w Barriered Shear Bolt | TECONN | TE CONNECTIVITY LTD | EPKJ-EX343 | CURRENT
000022165 | JOINT,ELECTRICAL POWER CABLE | 33kV Screen Break Joint, Heatshrink, 1Ph, 1 Core, suit 800mm2 Cu XLPE/LY or CCU/HDPE to 800mm2 Cu XLPE/LY or CCU/ HDPE c/w Barriered Shear Bolt Conn for | TECONN | TE CONNECTIVITY LTD | MXSU-6171-SB-AU01 | CURRENT
000022166 | CONNECTOR,CABLE,ELECTRICAL | 33 KV;GIS CABLE TERMINATION;TYPE 2 PLUG- IN CONNECTOR;SUIT 185 SQ MM STRANDED CU XLPE/LY/HDPE;3 PHASE KIT;PACK OF 1, PACK WEIGHT 10.5 KG; | STREAM | STREAMLINED ENERGY PTY LTD | SES.33SEIK34/185.EN | CURRENT
000022166 | CONNECTOR,CABLE,ELECTRICAL | 33 KV;GIS CABLE TERMINATION;TYPE 2 PLUG- IN CONNECTOR;SUIT 185 SQ MM STRANDED CU XLPE/LY/HDPE;3 PHASE KIT;PACK OF 1, PACK WEIGHT 10.5 KG; | TECONN | TE CONNECTIVITY LTD | RPIT-6218-W | CURRENT
000022167 | CONNECTOR,CABLE,ELECTRICAL | 33 KV;DEAD BREAK ELBOW TERMINATION; 200 KV BIL;BOLTED DIN TYPE C 9630 AMP); 150-240 SQ MM CSA;28.9 MM -40 MM DIA OVER INSULATION;C/W MECHANICAL SHEAR | STREAM | STREAMLINED ENERGY PTY LTD | SES.33SET36.SKS150-240.EN | PURCHASE AS REQUIRED
000022167 | CONNECTOR,CABLE,ELECTRICAL | 33 KV;DEAD BREAK ELBOW TERMINATION; 200 KV BIL;BOLTED DIN TYPE C 9630 AMP); 150-240 SQ MM CSA;28.9 MM -40 MM DIA OVER INSULATION;C/W MECHANICAL SHEAR | PLP AUST | PREFORMED LINE PRODUCTS (AUST) | CPA-CTS-630A-36-150-240-EGA | PURCHASE AS REQUIRED
000022167 | CONNECTOR,CABLE,ELECTRICAL | 33 KV;DEAD BREAK ELBOW TERMINATION; 200 KV BIL;BOLTED DIN TYPE C 9630 AMP); 150-240 SQ MM CSA;28.9 MM -40 MM DIA OVER INSULATION;C/W MECHANICAL SHEAR | RAYCHEM | RAYCHEM (AUSTRALIA) PTY LTD | RSTI-6853 | PURCHASE AS REQUIRED
000022167 | CONNECTOR,CABLE,ELECTRICAL | 33 KV;DEAD BREAK ELBOW TERMINATION; 200 KV BIL;BOLTED DIN TYPE C 9630 AMP); 150-240 SQ MM CSA;28.9 MM -40 MM DIA OVER INSULATION;C/W MECHANICAL SHEAR | ABB | ABB FAN PTY LTD | CSE-A 3603-185TP | PURCHASE AS REQUIRED
000022168 | CONNECTOR,CABLE,ELECTRICAL | 33 KV;DEAD BREAK ELBOW TERMINATION; BOLTED DIN TYPE C (630 AMP);200 KV BIL; 35 SQ MM-95 SQ MM CSA;22.4 MM-33.6 MM DIA OVER INSULATION;C/W MECHANICAL | PLP AUST | PREFORMED LINE PRODUCTS (AUST) | CPA-CTS-630A-36-035-095-EGA | CURRENT
000022168 | CONNECTOR,CABLE,ELECTRICAL | 33 KV;DEAD BREAK ELBOW TERMINATION; BOLTED DIN TYPE C (630 AMP);200 KV BIL; 35 SQ MM-95 SQ MM CSA;22.4 MM-33.6 MM DIA OVER INSULATION;C/W MECHANICAL | RAYCHEM | RAYCHEM (AUSTRALIA) PTY LTD | RSTI-6651 | CURRENT
000022168 | CONNECTOR,CABLE,ELECTRICAL | 33 KV;DEAD BREAK ELBOW TERMINATION; BOLTED DIN TYPE C (630 AMP);200 KV BIL; 35 SQ MM-95 SQ MM CSA;22.4 MM-33.6 MM DIA OVER INSULATION;C/W MECHANICAL | STREAM | STREAMLINED ENERGY PTY LTD | SES.33SET36.SKS70-96.EN | CURRENT
000022168 | CONNECTOR,CABLE,ELECTRICAL | 33 KV;DEAD BREAK ELBOW TERMINATION; BOLTED DIN TYPE C (630 AMP);200 KV BIL; 35 SQ MM-95 SQ MM CSA;22.4 MM-33.6 MM DIA OVER INSULATION;C/W MECHANICAL | ABB | ABB FAN PTY LTD | CSE-A 3603-50TP | CURRENT
000022170 | JOINT,ELECTRICAL POWER CABLE | 11 KV;HEATSHRINK STRAIGHT JOINT;FOR 240 SQ MM CU XLPE/PVC/HDPE TO 95 SQ MM CU PLY/HDPE;C/W RFSM OUTER SEALING SLEEVE & BARRIERED COMPRESSION | TECONN | TE CONNECTIVITY LTD | MXSU-12C/3XU-3SB-AU02 | CURRENT
000022171 | JOINT,ELECTRICAL POWER CABLE | HEATSHRINK;LV TRANSITION JOINT;300 SQ MM CU 4 X 1C XLPE/PVC & SWS TO 185 SQ MM CU PLY;C/W WCSM OUTER SEALING SLEEVE & BI-METAL MECHANICAL SHEAR BOLT | TECONN | TE CONNECTIVITY LTD | EPKJ-EX355 | CURRENT
000022172 | JOINT,ELECTRICAL POWER CABLE | HEATSHRINK;LV TRANSITION JOINT;300 SQ MM CU 4 X 1C XLPE/PVC & SWS TO 185 SQ MM CU XLPE/SWA/HDPE;C/W WCSM OUTER SEALING SLEEVE & BI-METAL MECHANICAL | TECONN | TE CONNECTIVITY LTD | EPKJ-EX356 | CURRENT
000022173 | JOINT,ELECTRICAL POWER CABLE | HEATSHRINK;LV TRANSITION JOINT;300 SQ MM CU 4 X 1C XLPE/PVC & SWS TO 240 SQ MM AL 4C XLPE/PVC/XLPE/SWA/HDPE;C/W WCSM OUTER SEALING SLEEVE & BI-METAL | TECONN | TE CONNECTIVITY LTD | EPKJ-EX357 | CURRENT
000022174 | JOINT,ELECTRICAL POWER CABLE | HEATSHRINK;LV TRANSITION JOINT;300 SQ MM CU 1C XLPE/PVC & SWS TO 300 SQ MM CU 1C XLPE/PVC;C/W WCSM OUTER SEALING SLEEVE & BI-METAL MECHANICAL SHEAR BOLT | TECONN | TE CONNECTIVITY LTD | EPKJ-EX358 | CURRENT
000022175 | JOINT,ELECTRICAL POWER CABLE | HEATSHRINK;LV TRANSITION JOINT;300 SQ MM CU 4 X 1C XLPE/PVC & SWS TO 300 SQ MM CU XLPE/SWA/HDPE;C/W WCSM OUTER SEALING SLEEVE & BI-METAL MECHANICAL SHEAR BOLT | TECONN | TE CONNECTIVITY LTD | EPKJ-EX359 | CURRENT
000022176 | JOINT,ELECTRICAL POWER CABLE | HEATSHRINK;LV TRANSITION JOINT;300 SQ MM CU XLPE/SWA/HDPE TO 185 SQ MM CU PLY; C/W WCSM OUTER SEALING SLEEVE & BI-METAL MECHANICAL SHEAR BOLT | TECONN | TE CONNECTIVITY LTD | EPKJ-EX360 | CURRENT
000022177 | JOINT,ELECTRICAL POWER CABLE | HEATSHRINK;LV TRANSITION JOINT;300 SQ MM CU XLPE/SWA/HDPE TO 185 SQ MM CU XLPE/ SWA/HDPE;C/W WCSM OUTER SEALING SLEEVE & BI-METAL MECHANICAL SHEAR BOLT | TECONN | TE CONNECTIVITY LTD | EPKJ-EX361 | CURRENT
000022178 | JOINT,ELECTRICAL POWER CABLE | HEATSHRINK;LV TRANSITION JOINT;300 SQ MM CU XLPE/SWA/HDPE TO 240 SQ MM AL 4C XLPE/PVC;C/W WCSM OUTER SEALING SLEEVE & BI-METAL MECHANICAL SHEAR BOLT | TECONN | TE CONNECTIVITY LTD | EPKJ-EX362 | CURRENT
000022179 | JOINT,ELECTRICAL POWER CABLE | HEATSHRINK;LV TRANSITION JOINT;300 SQ MM CU XLPE/SWA/HDPE TO 300 SQ MM CU XLPE/ SWA/HDPE;C/W WCSM OUTER SEALING SLEEVE & BI-METAL MECHANICAL SHEAR BOLT | TECONN | TE CONNECTIVITY LTD | EPKJ-EX363 | CURRENT
000022180 | JOINT,ELECTRICAL POWER CABLE | HEATSHRINK;LV TRANSITION JOINT;300 SQ MM AL PLY/PVC 7 SWS TO 70 SQ MM CU 4C XLPE/ PVC/HDPE;C/W WCSM OUTER SEALING SLEEVE & BI-METAL MECHANICAL SHEAR BOLT | TECONN | TE CONNECTIVITY LTD | EPKJ-EX364 | CURRENT
000022181 | JOINT,ELECTRICAL POWER CABLE | HEATSHRINK;LV TRANSITION JOINT;300 SQ MM AL PLY/PVC & SWS TO 185 SQ MM CU XLPE/ SWA/HDPE;C/W WCSM OUTER SEALING SLEEVE & BI-METAL MECHANICAL SHEAR BOLT | TECONN | TE CONNECTIVITY LTD | EPKJ-EX365 | CURRENT
000022182 | JOINT,ELECTRICAL POWER CABLE | HEATSHRINK;LV TRANSITION JOINT;300 SQ MM AL PLY/PVC & SWS TO 300 SQ MM CU 1C XLPE /PVC;C/W WCSM OUTER SEALING SLEEVE & BI-METAL MECHANICAL SHEAR BOLT | TECONN | TE CONNECTIVITY LTD | EPKJ-EX367 | CURRENT
000022183 | JOINT,ELECTRICAL POWER CABLE | HEATSHRINK;LV TRANSITION JOINT;300 SQ MM AL PLY/PVC & SWS TO 300 SQ MM CU XLPE/ SWA/HDPE;C/W WCSM OUTER SLEEVE & BI-METAL MECHANICAL SHEAR BOLT | TECONN | TE CONNECTIVITY LTD | EPKJ-EX368 | CURRENT
000022184 | JOINT,ELECTRICAL POWER CABLE | HEATSHRINK;LV TRANSITION JOINT;258 SQ MM AL PLY/PVC & SWS TO 70 SQ MM CU 4C XLPE/ PVC/HDPE;C/W WCSM OUTER SEALING SLEEVE & BI-METAL MECHANICAL SHEAR BOLT | TECONN | TE CONNECTIVITY LTD | EPKJ-EX369 | CURRENT
000022185 | JOINT,ELECTRICAL POWER CABLE | HEATSHRINK;LV TRANSITION JOINT;258 SQ MM AL PLY/PVC & SWS TO 185 SQ MM CU XLPE/ SWA/HDPE;C/W WCSM OUTER SEALING SLEEVE & BI-METAL MECHANICAL SHEAR BOLT | TECONN | TE CONNECTIVITY LTD | EPKJ-EX370 | CURRENT
000022186 | JOINT,ELECTRICAL POWER CABLE | HEATSHRINK;LV TRANSITION JOINT;258 SQ MM AL PLY/PVC & SWS TO 300 SQ MM CU 1C XLPE /PVC;C/W WCSM OUTER SEALING SLEEVE BI-METAL MECHANICAL SHEAR BOLT | TECONN | TE CONNECTIVITY LTD | EPKJ-EX272 | CURRENT
000022187 | JOINT,ELECTRICAL POWER CABLE | HEATSHRINK;LV TRANSITION JOINT;258 SQ MM AL PLY/PVC & SWS TO 300 SQ MM CU XLPE/ SWA/HDPE;C/W WCSM OUTER SEALING SLEEVE & BI-METAL MECHANICAL SHEAR BOLT | TECONN | TE CONNECTIVITY LTD | EPKJ-EX373 | CURRENT
000022188 | JOINT,ELECTRICAL POWER CABLE | HEATSHRINK;LV TRANSITION JOINT;240 SQ MM AL XLPE 3C NEUTRAL SCR TO 70 SQ MM CU 4C XLPE/PVC/HDPE;C/W WCSM OUTER SEALING SLEEVE & BI-METAL MECHANICAL | TECONN | TE CONNECTIVITY LTD | EPKJ-EX374 | PURCHASE AS REQUIRED
000022189 | JOINT,ELECTRICAL POWER CABLE | HEATSHRINK;LV TRANSITION JOINT;240 SQ MM AL XLPE 3C NEUTRAL SCR TO 300 SQ MM CU 1C XLPE/PVC;C/W WCSM OUTER SEALING SLEEVE & BI-METAL MECHANICAL SHEAR BOLT | TECONN | TE CONNECTIVITY LTD | EPKJ-EX379 | CURRENT
000022190 | JOINT,ELECTRICAL POWER CABLE | HEATSHRINK;LV TRANSITION JOINT;240 SQ MM AL XLPE 3C NEUTRAL SCR TO 300 SQ MM CU XLPE/SWA/HDPE;C/W WCSM OUTER SEALING SLEEVE & BI-METAL MECHANICAL SHEAR BOLT | TECONN | TE CONNECTIVITY LTD | EPKJ-EX380 | CURRENT
000022191 | JOINT,ELECTRICAL POWER CABLE | HEATSHRINK;LV TRANSITION JOINT;240 SQ MM AL XLPE 4C TO 70 SQ MM CU PLY;C/W WCSM OUTER SEALING SLEEVE & BI-METAL MECHANICAL SHEAR BOLT CONNECTORS; | TECONN | TE CONNECTIVITY LTD | EPKJ-EX381 | CURRENT
000022192 | JOINT,ELECTRICAL POWER CABLE | HEATSHRINK;LV TRANSITION JOINT;240 SQ MM AL XLPE 4C TO 70 SQ MM 4C XLPE/PVC/HDPE; C/W WCSM OUTER SEALING SLEEVE & BI-METAL MECHANICAL SHEAR BOLT | TECONN | TE CONNECTIVITY LTD | EPKJ-EX382 | CURRENT
000022193 | JOINT,ELECTRICAL POWER CABLE | HEATSHRINK;LV TRANSITION JOINT;185 SQ MM CU PLY/HDPE & SWS TO 16 SQ MM CU 4C XLPE /PVC;C/W WCSM OUTER SEALING SLEEVE & BI-METAL MECHANICAL SHEAR BOLT | TECONN | TE CONNECTIVITY LTD | EPKJ-EX387 | CURRENT
000022194 | JOINT,ELECTRICAL POWER CABLE | HEATSHRINK;LV TRANSITION JOINT;185 SQ MM CU PLY/HDPE & SWS TO 25 SQ MM CU PLY;C/W WCSM OUTER SEALING SLEEVE & BI-METAL MECHANICAL SHEAR BOLT CONNECTORS; | TECONN | TE CONNECTIVITY LTD | EPKJ-EX388 | CURRENT
000022195 | JOINT,ELECTRICAL POWER CABLE | HEATSHRINK;LV TRANSITION JOINT;185 SQ MM CU PLY/HDPE & SWS TO 25 SQ MM CU 4C XLPE /PVC;C/W WCSM OUTER SEALING SLEEVE & BI-METAL MECHANICAL SHEAR BOLT | TECONN | TE CONNECTIVITY LTD | EPKJ-EX389 | CURRENT
000022196 | JOINT,ELECTRICAL POWER CABLE | HEATSHRINK;LV TRANSITION JOINT;185 SQ MM CU PLY/HDPE & SWS TO 70 SQ MM CU PLY;C/W WCSM OUTER SEALING SLEEVE & BI-METAL MECHANICAL SHEAR BOLT CONNECTORS; | TECONN | TE CONNECTIVITY LTD | EPKJ-EX390 | CURRENT
000022197 | JOINT,ELECTRICAL POWER CABLE | HEATSHRINK;LV TRANSITION JOINT;185 SQ MM CU PLY/HDPE & SWS TO 70 SQ MM CU 4C XLPE /PVC/HDPE;C/W WCSM OUTER SEALING SLEEVE & BI-METAL MECHANICAL SHEAR BOLT | TECONN | TE CONNECTIVITY LTD | EPKJ-EX391 | CURRENT
000022198 | JOINT,ELECTRICAL POWER CABLE | HEATSHRINK;LV TRANSITION JOINT;185 SQ MM CU PLY/HDPE & SWS TO 300 SQ MM CU 1C XLPE/PVC;C/W WCSM OUTER SEALING SLEEVE & BI-METAL MECHANICAL SHEAR BOLT | TECONN | TE CONNECTIVITY LTD | EPKJ-EX395 | CURRENT
000022199 | JOINT,ELECTRICAL POWER CABLE | HEATSHRINK;LV TRANSITION JOINT;185 SQ MM CU XLPE/SWA/HDPE TO 70 SQ MM CU 4C XLPE/ PVC/HDPE;C/W WCSM OUTER SEALING SLEEVE & BI-METAL MECHANICAL SHEAR BOLT | TECONN | TE CONNECTIVITY LTD | EPKJ-EX397 | CURRENT
000022200 | JOINT,ELECTRICAL POWER CABLE | HEATSHRINK;LV TRANSITION JOINT;161 SQ MM CU PLY/SWS TO 70 SQ MM CU 4C XLPE/PVC/ HDPE;C/W WCSM OUTER SEALING SLEEVE & BI-METAL MECHANICAL SHEAR BOLT | TECONN | TE CONNECTIVITY LTD | EPKJ-EX401 | CURRENT
000022201 | JOINT,ELECTRICAL POWER CABLE | HEATSHRINK;LV TRANSITION JOINT;161 SQ MM CU PLY/SWS TO 300 SQ MM CU 1C XLPE/PVC; C/W WCSM OUTER SEALING SLEEVE & BI-METAL MECHANICAL SHEAR BOLT | TECONN | TE CONNECTIVITY LTD | EPKJ-EX406 | CURRENT
000022202 | JOINT,ELECTRICAL POWER CABLE | HEATSHRINK;LV TRANSITION JOINT;150 SQ MM AL PLY/PVC & SWS TO 70 SQ MM CU 4C XLPE/ PVC/HDPE;C/W WCSM OUTER SEALING SLEEVE & BI-METAL MECHANICAL SHEAR BOLT | TECONN | TE CONNECTIVITY LTD | EPKJ-EX407 | CURRENT
000022203 | JOINT,ELECTRICAL POWER CABLE | HEATSHRINK;LV TRANSITION JOINT;129 SQ MM AL CONSAC TO 70 SQ MM CU 4C XLPE/PVC/ HDPE;C/W WCSM OUTER SEALING SLEEVE & BI-METAL MECHANICAL SHEAR BOLT | TECONN | TE CONNECTIVITY LTD | EPKJ-EX410 | CURRENT
000022204 | JOINT,ELECTRICAL POWER CABLE | HEATSHRINK;LV TRANSITION JOINT;129 SQ MM AL PVC & SWS 4C TO 70 SQ MM CU 4C XLPE/ PVC/HDPE;C/W WCSM OUTER SEALING SLEEVE & BI-METAL MECHANICAL SHEAR BOLT | TECONN | TE CONNECTIVITY LTD | EPKJ-EX413 | PURCHASE AS REQUIRED
000022205 | JOINT,ELECTRICAL POWER CABLE | HEATSHRINK;LV TRANSITION JOINT;120 SQ MM AL 3C XLPE NEUTRAL SCR TO 70 SQ MM CU 4C XLPE/PVC/HDPE;C/W WCSM OUTER SEALING SLEEVE & BI-METAL MECHANICAL SHEAR BOLT | TECONN | TE CONNECTIVITY LTD | EPKJ-EX416 | PURCHASE AS REQUIRED
000022206 | JOINT,ELECTRICAL POWER CABLE | HEATSHRINK;LV TRANSITION JOINT;120 SQ MM AL 4C XLPE TO 16 SQ MM CU 4C XLPE/PVC; C/W WCSM OUTER SEALING SLEEVE & BI-METAL MECHANICAL SHEAR BOLT | TECONN | TE CONNECTIVITY LTD | EPKJ-EX418 | CURRENT
000022207 | JOINT,ELECTRICAL POWER CABLE | HEATSHRINK;LV TRANSITION JOINT;120 SQ MM AL 4C XLPE TO 25 SQ MM CU PLY;C/W WCSM OUTER SEALING SLEEVE & BI-METAL MECHANICAL SHEAR BOLT CONNECTORS; | TECONN | TE CONNECTIVITY LTD | EPKJ-EX419 | CURRENT
000022208 | JOINT,ELECTRICAL POWER CABLE | HEATSHRINK'LV TRANSITION JOINT;120 SQ MM AL 4C XLPE TO 25 SQ MM CU 4C XLPE/PVC; C/W WCSM OUTER SEALING SLEEVE & BI-METAL MECHANICAL SHEAR BOLT | TECONN | TE CONNECTIVITY LTD | EPKJ-EX420 | CURRENT
000022209 | JOINT,ELECTRICAL POWER CABLE | HEATSHRINK;LV TRANSITION JOINT;120 SQ MM AL 4C XLPE TO 70 SQ MM CU 4C XLPE/PVC/ HDPE;C/W WCSM OUTER SEALING SLEEVE & BI-METAL MECHANICAL SHEAR BOLT | TECONN | TE CONNECTIVITY LTD | EPKJ-EX422 | CURRENT
000022210 | JOINT,ELECTRICAL POWER CABLE | HEATSHRINK;LV TRANSITION JOINT;120 SQ MM AL 4C XLPE TO 70 SQ MM AL 4C XLPE/PVC/ HDPE;C/W WCSM OUTER SEALING SLEEVE & BI-METAL MECHANICAL SHEAR BOLT | TECONN | TE CONNECTIVITY LTD | EPKJ-EX423 | CURRENT
000022211 | JOINT,ELECTRICAL POWER CABLE | HEATSHRINK;LV TRANSITION JOINT;70 SQ MM CU 4C XLPE/PVC/HDPE TO 70 SQ MM CU PLY; C/W WCSM OUTER SEALING SLEEVE & BI-METAL MECHANICAL SHEAR BOLT | TECONN | TE CONNECTIVITY LTD | EPKJ-EX425 | CURRENT
000022212 | JOINT,ELECTRICAL POWER CABLE | HEATSHRINK;LV TRANSITION JOINT;70 SQ MM CU 4C XLPE/PVC/HDPE TO 70 SQ MM CU 4C XLPE/PVC/HDPE;C/W WCSM OUTER SEALING SLEEVE & BI-METAL MECHANICAL SHEAR BOLT | TECONN | TE CONNECTIVITY LTD | EPKJ-EX426 | CURRENT
000022213 | JOINT,ELECTRICAL POWER CABLE | HEATSHRINK;LV TRANSITION JOINT;35 SQ MM AL CONSAC TO 16 SQ MM CU 4C XLPE/PVC; C/W WCSM OUTER SEALING SLEEVE & BI-METAL MECHANICAL SHEAR BOLT | TECONN | TE CONNECTIVITY LTD | EPKJ-EX427 | CURRENT
000022214 | JOINT,ELECTRICAL POWER CABLE | HEATSHRINK;LV TRANSITION JOINT;35 SQ MM AL CONSAC TO 25 SQ MM CU 4C XLPE/PVC;C/W WCSM OUTER SEALING SLEEVE & BI-METAL MECHANICAL SHEAR BOLT CONNECTORS; | TECONN | TE CONNECTIVITY LTD | EPKJ-EX427 | CURRENT
000022215 | JOINT,ELECTRICAL POWER CABLE | HEATSHRINK;LV TRANSITION JOINT;25 SQ MM CU PLY/HDPE & SWS TO 16 SQ MM CU 4C XLPE /PVC;C/W WCSM OUTER SEALING SLEEVE & BI-METAL MECHANICAL SHEAR BOLT | TECONN | TE CONNECTIVITY LTD | EPKJ-EX430 | CURRENT
000022216 | JOINT,ELECTRICAL POWER CABLE | HEATSHRINK;LV TRANSITION JOINT;25 SQ MM CU 4C XLPE/PVC TO 16 SQ MM CU 4C XLPE/ PVC;C/W WCSM OUTER SEALING SLEEVE & BI-METAL MECHANICAL SHEAR BOLT | TECONN | TE CONNECTIVITY LTD | EPKJ-EX432 | PURCHASE AS REQUIRED
000022217 | JOINT,ELECTRICAL POWER CABLE | HEATSHRINK;LV TRANSITION JOINT;25 SQ MM CU 4C XLPE/PVC TO 25 SQ MM CU PLY;C/W WCSM OUTER SEALING SLEEVE & BI-METAL MECHANICAL SHEAR BOLT CONNECTORS; | TECONN | TE CONNECTIVITY LTD | EPKJ-EX433 | CURRENT
000022218 | JOINT,ELECTRICAL POWER CABLE | HEATSHRINK;LV TRANSITION JOINT;25 SQ MM CU 4C XLPE/PVC TO 25 SQ MM CU 4C XLPE/ PVC;C/W WCSM OUTER SEALING SLEEVE & BI-METAL MECHANICAL SHEAR BOLT | TECONN | TE CONNECTIVITY LTD | EPKJ-EX434 | CURRENT
000022219 | JOINT,ELECTRICAL POWER CABLE | HEATSHRINK;LV TRANSITION JOINT;25 SQ MM CU 4C XLPE/PVC TO 70 SQ MM CU PLY;C/W WCSM OUTER SEALING SLEEVE & BI-METAL MECHANICAL SHEAR BOLT CONNECTORS; | TECONN | TE CONNECTIVITY LTD | EPKJ-EX435 | CURRENT
000022220 | JOINT,ELECTRICAL POWER CABLE | HEATSHRINK;LV TRANSITION JOINT;25 SQ MM CU 4C XLPE/PVC TO 70 SQ MM CU 4C XLPE/ PVC/HDPE;C/W WCSM OUTER SEALING SLEEVE & BI-METAL MECHANICAL SHEAR BOLT | TECONN | TE CONNECTIVITY LTD | EPKJ-EX436 | CURRENT
000022221 | JOINT,ELECTRICAL POWER CABLE | HEATSHRINK;LV TRANSITION JOINT;16 SQ MM CU PLY/SWS TO 25 SQ MM CU PLY;C/W WCSM OUTER SEALING SLEEVE & BI-METAL MECHANICAL SHEAR BOLT CONNECTORS; | TECONN | TE CONNECTIVITY LTD | EPKJ-EX438 | CURRENT
000022222 | JOINT,ELECTRICAL POWER CABLE | HEATSHRINK;LV TRANSITION JOINT;16 SQ MMC U PLY/SWS TO 25 SQ MM CU 4C XLPE/PVC; C/W WCSM OUTER SEALING SLEEVE & BI-METAL MECHANICAL SHEAR BOLT | TECONN | TE CONNECTIVITY LTD | EPKJ-EX285 | CURRENT
000022223 | JOINT,ELECTRICAL POWER CABLE | HEATSHRINK;LV TRANSITION JOINT;16 SQ MM CU PLY/SWS TO 70 SQ MM CU 4C XLPE/PVC/ HDPE;C/W WCSM OUTER SEALING SLEEVE & BI-METAL MECHANICAL SHEAR BOLT | TECONN | TE CONNECTIVITY LTD | EPKJ-EX440 | CURRENT
000022224 | JOINT,ELECTRICAL POWER CABLE | HEATSHRINK;LV TRANSITION JOINT;16 SQ MM CU XLPE TO 25 SQ MM CU PLY;C/W WCSM OUTER SEALING SLEEVE & BI-METAL MECHANICAL SHEAR BOLT CONNECTORS; | TECONN | TE CONNECTIVITY LTD | EPKJ-EX442 | PURCHASE AS REQUIRED
000022225 | JOINT,ELECTRICAL POWER CABLE | HEATSHRINK;LV LIVE END JOINT;TO SUIT CABLE FORM 240 SQ MM UP TO 300 SQ MM CU OR AL PLY/HDPE,PLY/SWS,XLPE/PVC/HDPE OR XLPE/SWA/HDPE;C/W RFSM OUTER SEALING | TECONN | TE CONNECTIVITY LTD | EPKE-EX485 | CURRENT
000022226 | TERMINATION,ELECTRICAL POWER CABLE | CABLE TERMINATION;LV;OUTDOOR; HEATSHRINK;SUIT 1C 300 SQ MM STRANDED CU XLPE/PVC;C/W BI-METAL MECHANICAL SHEAR BOLT CONNECTORS-NARROW PALM; | TECONN | TE CONNECTIVITY LTD | EPKT-EX486 | CURRENT
000022227 | TERMINATION KIT,ELECTRICAL CABLE | Indoor, LV Termination, Heatshrink, suit 1C 300mm2 Stranded Cu XLPE/PVC Cable c/w Bi-Metal Mechanical Shear Bolt Connectors-Narrow Palm, Pack of 1 | RAYCHEM | RAYCHEM (AUSTRALIA) PTY LTD | EPKT-EX487 | CURRENT
000022227 | TERMINATION KIT,ELECTRICAL CABLE | Indoor, LV Termination, Heatshrink, suit 1C 300mm2 Stranded Cu XLPE/PVC Cable c/w Bi-Metal Mechanical Shear Bolt Connectors-Narrow Palm, Pack of 1 | TECONN | TE CONNECTIVITY LTD | EPKT-EX487 | CURRENT
000022228 | TERMINATION KIT,ELECTRICAL CABLE | Outdoor, LV, Heatshrink, suit 3.5(SWA) & 4C(No SWA), 300mm2 Stranded Cu XLPE/SWA/ HDPE c/w Bi-Metal Mechanical Shear Bolt Connector, Narrow Palm | TECONN | TE CONNECTIVITY LTD | EPKT-EX488 | CURRENT
000022229 | TERMINATION KIT,ELECTRICAL CABLE | Indoor, LV, Heatshrink, suit 3.5(SWA) & 4C(No SWA), 300mm2 Stranded Cu XLPE/SWA/ HDPE c/w Bi-Metal Mechanical Shear Bolt Connector, Narrow Palm | TECONN | TE CONNECTIVITY LTD | EPKT-EX488 | CURRENT
000022230 | TERMINATION KIT,ELECTRICAL CABLE | Indoor/Outdoor, LV, Heatshrink, suit 4 Core, Cu, 70mm2 Stranded XLPE/PVC/HDPE c/w Bi-Metal Mechanical Shear Bolt Connector, Narrow Palm | TECONN | TE CONNECTIVITY LTD | EPKT-EX500 | CURRENT
000022231 | TERMINATION,ELECTRICAL POWER CABLE | CABLE TERMINATION;LV;INDOOR;HEATSHRINK; SUIT 4C 70 SQ MM STRANDED CU XLPE/PVC/ HDPE;C/W BI-METAL MECHANICAL SHEAR BOLT CONNECTORS-NARROW PALM; | RAYCHEM | RAYCHEM (AUSTRALIA) PTY LTD | EPKT-EX501 | PURCHASE AS REQUIRED
000022153 | BOLT | M12 Female/Male Generator Adaptor Bolt, 52mm Lg, Tinned Cu, 200A Max Rating, 40nm Tightening Torque, for Temporary Connection of Generator Lead with M12 | STATEWD | STATEWIDE FSTNERS & ENG SPLS PL | GCB-01 | CURRENT
000022153 | BOLT | M12 Female/Male Generator Adaptor Bolt, 52mm Lg, Tinned Cu, 200A Max Rating, 40nm Tightening Torque, for Temporary Connection of Generator Lead with M12 | ERGON | ERGON ENERGY | ADAPTOR BOLT M12 | CURRENT
000022153 | BOLT | M12 Female/Male Generator Adaptor Bolt, 52mm Lg, Tinned Cu, 200A Max Rating, 40nm Tightening Torque, for Temporary Connection of Generator Lead with M12 | BWE | BLUE WATER ENGINEERING | ADAPTOR BOLT M12 | CURRENT
000022153 | BOLT | M12 Female/Male Generator Adaptor Bolt, 52mm Lg, Tinned Cu, 200A Max Rating, 40nm Tightening Torque, for Temporary Connection of Generator Lead with M12 | N&P SITE | N & P SITE BORING | ADAPTOR BOLT M12 | CURRENT
000022273 | CHARGER,BATTERY | 14.4 V;5.6 AMP AC;230 V;50-60 HZ;SUITS RECHARGEABLE BATTERIES;U/W IZUMI TOOLS,14.4 V NICD & NIHM, LITHIUM ONLY; U/W RECHARGEABLE BATTERY SC21315 (NIMH & | IZUMI | IZUMI PRODUCTS (MANUFACTURER) | CH100 | CURRENT
000022273 | CHARGER,BATTERY | 14.4 V;5.6 AMP AC;230 V;50-60 HZ;SUITS RECHARGEABLE BATTERIES;U/W IZUMI TOOLS,14.4 V NICD & NIHM, LITHIUM ONLY; U/W RECHARGEABLE BATTERY SC21315 (NIMH & | REXEL | REXEL PTY LTD | CH100 | CURRENT
000022273 | CHARGER,BATTERY | 14.4 V;5.6 AMP AC;230 V;50-60 HZ;SUITS RECHARGEABLE BATTERIES;U/W IZUMI TOOLS,14.4 V NICD & NIHM, LITHIUM ONLY; U/W RECHARGEABLE BATTERY SC21315 (NIMH & | SPECFORC | SPECIALISED FORCE | CH-120 | CURRENT
000022274 | BATTERY,STORAGE | 18V, 5.0Ah, M18 Red Li-Ion, for Milwaukee Tools | MILWAUKE | MILWAUKEE POWER TOOLS | M18B5 | CURRENT
000022274 | BATTERY,STORAGE | 18V, 5.0Ah, M18 Red Li-Ion, for Milwaukee Tools | C&LTOOL | CALTCO T/A C&L TOOL CENTRE | MILWAM18B5 | CURRENT
000022275 | CYLINDER,GAS | Empty Cylinder, Size G, for SF6 Cleaned/ Used Gas Purity > 97%, Apple Green Body, Golden Yellow Shoulder, Type 31 Valve, Bottle Strapped to Skid | CATALINA | CATALINA INDUSTRIES PL | G SIZE APPLEGREEN GOLDYELLOW | PURCHASE AS REQUIRED
000021926 | SWITCHBOARD,FIRE CONTROL | FIRE PANEL BOARD;DUAL ZONE;400 MM H X 320 MM W X 165 MM D;IP31;REQUIRES 1 BATTERY SC21927;USED IN SUBSTNS; | BROOKS | BROOKS AUSTRALIA PO BOX 511 ARCHERFIELD | FT2FP | PURCHASE AS REQUIRED
000021927 | BATTERY,STORAGE | BATTERY;12 V;6.5 A/H;LSA;U/W SC21926; 2 REQUIRED PER PANEL; | BROOKS | BROOKS AUSTRALIA PO BOX 511 ARCHERFIELD | BBAT12V6.5 | PURCHASE AS REQUIRED
000021928 | ALARM,SMOKE,AUTOMATIC | PHOTO ELECTRIC SMOKE DETECTOR;24 V;U/W FIRE PANEL SC21926;USED IN SUBSTN FOR FIRE PROTECTION; | PANASON | PANASONIC AUSTRALIA PTY LTD | 4352 | PURCHASE AS REQUIRED
000021928 | ALARM,SMOKE,AUTOMATIC | PHOTO ELECTRIC SMOKE DETECTOR;24 V;U/W FIRE PANEL SC21926;USED IN SUBSTN FOR FIRE PROTECTION; | BROOKS | BROOKS AUSTRALIA PO BOX 511 ARCHERFIELD | 4352 | PURCHASE AS REQUIRED
000021929 | BASE,SMOKE DETECTOR | PHOTO ELECTRIC SMOKE DETECTOR BASE; U/W SMOKE ALARM SC21928;USED IN SUBSTN FOR FIRE PROTECTION; | PANASON | PANASONIC AUSTRALIA PTY LTD | 2324 | PURCHASE AS REQUIRED
000021929 | BASE,SMOKE DETECTOR | PHOTO ELECTRIC SMOKE DETECTOR BASE; U/W SMOKE ALARM SC21928;USED IN SUBSTN FOR FIRE PROTECTION; | BROOKS | BROOKS AUSTRALIA PO BOX 511 ARCHERFIELD | 2324 | PURCHASE AS REQUIRED
000022276 | LID | Tote Box Lid, 645mm Lg, 413mm W, Polypropylene, suit Lamson Bin Size 10 | SIGNET | SIGNET PTY LTD | MAH009A | CURRENT
000022276 | LID | Tote Box Lid, 645mm Lg, 413mm W, Polypropylene, suit Lamson Bin Size 10 | PROMARK | PROMARK PACKAGING PTY LTD GEEBUNG | MAH009A | CURRENT
000022276 | LID | Tote Box Lid, 645mm Lg, 413mm W, Polypropylene, suit Lamson Bin Size 10 | ATOMSUPP | ATOM SUPPLY | 88897871 | CURRENT
000022111 | CABLE,CONTROL,ELECTRICAL | Control, 450/750V, 4C, 2.5mm2 CU CU/PVC/PVC/DBT/PVC, Metallic Screen, (7/0.67) Meter Marked, Numbered Active Cores, 250m Wood Drum, AS5000.3 | BAMBACH | BAMBACH WIRES & CABLES PTY LTD | T-ENQ 244 | CURRENT
000022111 | CABLE,CONTROL,ELECTRICAL | Control, 450/750V, 4C, 2.5mm2 CU CU/PVC/PVC/DBT/PVC, Metallic Screen, (7/0.67) Meter Marked, Numbered Active Cores, 250m Wood Drum, AS5000.3 | OLEX | OLEX AUSTRALIA PTY LTD | HAYP07RP004CXWW | CURRENT
000022111 | CABLE,CONTROL,ELECTRICAL | Control, 450/750V, 4C, 2.5mm2 CU CU/PVC/PVC/DBT/PVC, Metallic Screen, (7/0.67) Meter Marked, Numbered Active Cores, 250m Wood Drum, AS5000.3 | MIDLANDS | MIDLAND METALS | MMO-4X2.5CU PVC/DBT/PVC UG | CURRENT
000022112 | CABLE,CONTROL,ELECTRICAL | Control, 450/750V, 12C, 2.5mm2 CU CU/PVC/PVC/DBT/PVC, Metallic Screen, (7/0.67) Metre Marked, Numbered Active Cores, 250m Wood Drum, AS5000.3 | MIDLANDS | MIDLAND METALS | MMO-12X2.5 CU PVC DBT PVC UG | CURRENT
000022112 | CABLE,CONTROL,ELECTRICAL | Control, 450/750V, 12C, 2.5mm2 CU CU/PVC/PVC/DBT/PVC, Metallic Screen, (7/0.67) Metre Marked, Numbered Active Cores, 250m Wood Drum, AS5000.3 | BAMBACH | BAMBACH WIRES & CABLES PTY LTD | T-ENQ 245 | CURRENT
000022112 | CABLE,CONTROL,ELECTRICAL | Control, 450/750V, 12C, 2.5mm2 CU CU/PVC/PVC/DBT/PVC, Metallic Screen, (7/0.67) Metre Marked, Numbered Active Cores, 250m Wood Drum, AS5000.3 | OLEX | OLEX AUSTRALIA PTY LTD | BPMP07RP012CXWW | CURRENT
000022112 | CABLE,CONTROL,ELECTRICAL | Control, 450/750V, 12C, 2.5mm2 CU CU/PVC/PVC/DBT/PVC, Metallic Screen, (7/0.67) Metre Marked, Numbered Active Cores, 250m Wood Drum, AS5000.3 | MIDLANDS | MIDLAND METALS | MM0-12X2.5 CU PVC/DBT/PVC UG | CURRENT
000022113 | CABLE,CONTROL,ELECTRICAL | Control, 450/750V, 4C, 6mm2 Cu, BCU/PVC/PVC/DBT/PVC, Metallic Screen, (7/1.04) Metre Marked, Numbered Active Cores, 250m Wood Drum, AS5000.3 | BAMBACH | BAMBACH WIRES & CABLES PTY LTD | T-ENQ 246 | CURRENT
000022113 | CABLE,CONTROL,ELECTRICAL | Control, 450/750V, 4C, 6mm2 Cu, BCU/PVC/PVC/DBT/PVC, Metallic Screen, (7/1.04) Metre Marked, Numbered Active Cores, 250m Wood Drum, AS5000.3 | OLEX | OLEX AUSTRALIA PTY LTD | HAYP11RP004CXWW | CURRENT
000022113 | CABLE,CONTROL,ELECTRICAL | Control, 450/750V, 4C, 6mm2 Cu, BCU/PVC/PVC/DBT/PVC, Metallic Screen, (7/1.04) Metre Marked, Numbered Active Cores, 250m Wood Drum, AS5000.3 | MIDLANDS | MIDLAND METALS | MMO-4X6 CUPVC/DBT/PVC UG | CURRENT
000022114 | CABLE,CONTROL,ELECTRICAL | Control, 450/750V, 4C, 10mm2 CU CU/PVC/PVC/DBT/PVC, Metallic Screen, (7/1.35) Meter Marked, Numbered Active Cores, 250m Wood Drum, AS5000.3 | BAMBACH | BAMBACH WIRES & CABLES PTY LTD | T-ENQ 247 | CURRENT
000022114 | CABLE,CONTROL,ELECTRICAL | Control, 450/750V, 4C, 10mm2 CU CU/PVC/PVC/DBT/PVC, Metallic Screen, (7/1.35) Meter Marked, Numbered Active Cores, 250m Wood Drum, AS5000.3 | OLEX | OLEX AUSTRALIA PTY LTD | HAYP13RP004CXWW | CURRENT
000022114 | CABLE,CONTROL,ELECTRICAL | Control, 450/750V, 4C, 10mm2 CU CU/PVC/PVC/DBT/PVC, Metallic Screen, (7/1.35) Meter Marked, Numbered Active Cores, 250m Wood Drum, AS5000.3 | MIDLANDS | MIDLAND METALS | MMO-4X10 CUPVC/DBT/PVC UG | CURRENT
000022115 | CABLE,CONTROL,ELECTRICAL | Control, 450/750V, 4C, 16mm2 CU CU/PVC/PVC/DBT/PVC, Metallic Screen, (7/1.70) Metre Marked, Numbered Active Cores, 250m Wood Drum, AS5000.3 | MIDLANDS | MIDLAND METALS | MMO-4X16 CU PVC DBT PVC UG | CURRENT
000022115 | CABLE,CONTROL,ELECTRICAL | Control, 450/750V, 4C, 16mm2 CU CU/PVC/PVC/DBT/PVC, Metallic Screen, (7/1.70) Metre Marked, Numbered Active Cores, 250m Wood Drum, AS5000.3 | BAMBACH | BAMBACH WIRES & CABLES PTY LTD | T-ENQ 248 | CURRENT
000022115 | CABLE,CONTROL,ELECTRICAL | Control, 450/750V, 4C, 16mm2 CU CU/PVC/PVC/DBT/PVC, Metallic Screen, (7/1.70) Metre Marked, Numbered Active Cores, 250m Wood Drum, AS5000.3 | OLEX | OLEX AUSTRALIA PTY LTD | HAYP15RP004CXWW | CURRENT
000022115 | CABLE,CONTROL,ELECTRICAL | Control, 450/750V, 4C, 16mm2 CU CU/PVC/PVC/DBT/PVC, Metallic Screen, (7/1.70) Metre Marked, Numbered Active Cores, 250m Wood Drum, AS5000.3 | MIDLANDS | MIDLAND METALS | MMO-1/4X16 CU/PVCDBT/PVC UG | CURRENT
000022116 | CABLE,CONTROL,ELECTRICAL | Control, 450/750V, 4C, 25mm2, CU CU/PVC/PVC/DBT/PVC, Metallic Screen, (19/1.35) Metre Marked, Numbered Active Cores, 250m Wood Drum, AS5000.3 | MIDLANDS | MIDLAND METALS | MMO-4X25 CU PVC DBT PVC UG | CURRENT
000022116 | CABLE,CONTROL,ELECTRICAL | Control, 450/750V, 4C, 25mm2, CU CU/PVC/PVC/DBT/PVC, Metallic Screen, (19/1.35) Metre Marked, Numbered Active Cores, 250m Wood Drum, AS5000.3 | OLEX | OLEX AUSTRALIA PTY LTD | HAYC17RP004CXWW | CURRENT
000022116 | CABLE,CONTROL,ELECTRICAL | Control, 450/750V, 4C, 25mm2, CU CU/PVC/PVC/DBT/PVC, Metallic Screen, (19/1.35) Metre Marked, Numbered Active Cores, 250m Wood Drum, AS5000.3 | MIDLANDS | MIDLAND METALS | MMO-1/4X25 CU/PVC/DBT/PVC UG | CURRENT
000022280 | COUPLING,NONMETALLIC RIGID CONDUIT | UPVC;ORANGE;32 MM NOM DIA;HEAVY DUTY; DOUBLE ENDED SOCKET;AS2053; | TRI UGRD | TRI UNDERGROUND AUSTRALIA PTY LTD | HDE32COUPFF | PURCHASE AS REQUIRED
000022280 | COUPLING,NONMETALLIC RIGID CONDUIT | UPVC;ORANGE;32 MM NOM DIA;HEAVY DUTY; DOUBLE ENDED SOCKET;AS2053; | VINIDEX |  | 31190 | PURCHASE AS REQUIRED
000022278 | SWITCH,ISOLATING | WEATHERPROOF;20 AMP;DOUBLE POLE;IP66; SWITCH FOR DSS RADIO STATIONS; | CLIPSAL | GERARD INDUSTRIES QLD DIVSN P/L | WHB320RG | CURRENT
000022278 | SWITCH,ISOLATING | WEATHERPROOF;20 AMP;DOUBLE POLE;IP66; SWITCH FOR DSS RADIO STATIONS; | REXEL | REXEL PTY LTD | CLIWHB320RG | CURRENT
000022278 | SWITCH,ISOLATING | WEATHERPROOF;20 AMP;DOUBLE POLE;IP66; SWITCH FOR DSS RADIO STATIONS; | CNWPL | CNW PL - SLACKS CREEK | CLIWHB320RG | CURRENT
000022278 | SWITCH,ISOLATING | WEATHERPROOF;20 AMP;DOUBLE POLE;IP66; SWITCH FOR DSS RADIO STATIONS; | REXEL | REXEL PTY LTD | CLIWHB220RG | CURRENT
000022278 | SWITCH,ISOLATING | WEATHERPROOF;20 AMP;DOUBLE POLE;IP66; SWITCH FOR DSS RADIO STATIONS; | CLIPSAL | GERARD INDUSTRIES QLD DIVSN P/L | WHB220 | CURRENT
000022279 | DRIVE,SOCKET. | 5/16 IN Magnetic Nut Setter, 1/4 Drive 42mm, lg for Battery Drills | C&LTOOL | CALTCO T/A C&L TOOL CENTRE | GFB30B | CURRENT
000022279 | DRIVE,SOCKET. | 5/16 IN Magnetic Nut Setter, 1/4 Drive 42mm, lg for Battery Drills | ATOMSUPP | ATOM SUPPLY | 76030620 | CURRENT
000022279 | DRIVE,SOCKET. | 5/16 IN Magnetic Nut Setter, 1/4 Drive 42mm, lg for Battery Drills | STANLEY |  | 41354 | CURRENT
000022279 | DRIVE,SOCKET. | 5/16 IN Magnetic Nut Setter, 1/4 Drive 42mm, lg for Battery Drills | TDETOOLS | TRADE TOOLS DIRECT (GEEBUNG) | 41354 | CURRENT
000022279 | DRIVE,SOCKET. | 5/16 IN Magnetic Nut Setter, 1/4 Drive 42mm, lg for Battery Drills | GLENFORD | GLENFORDS TOOL CENTRE | 41354 | CURRENT
000022279 | DRIVE,SOCKET. | 5/16 IN Magnetic Nut Setter, 1/4 Drive 42mm, lg for Battery Drills | TOOLCITY | TOOL CITY | 41354 | CURRENT
000022281 | RELAY,PHASE FAILURE | 415 V AC;50 HZ;OUTPUT CONTACTS 2CO;240 V ,8 AMP RESISTIVE;22.5 DIN MTG;USED IN SUBSTNS; | CNWPL | CNW PL - SLACKS CREEK | DPA01DM48 | CURRENT
000022281 | RELAY,PHASE FAILURE | 415 V AC;50 HZ;OUTPUT CONTACTS 2CO;240 V ,8 AMP RESISTIVE;22.5 DIN MTG;USED IN SUBSTNS; | REXEL | REXEL PTY LTD | CGVDPA01DM48 | CURRENT
000022281 | RELAY,PHASE FAILURE | 415 V AC;50 HZ;OUTPUT CONTACTS 2CO;240 V ,8 AMP RESISTIVE;22.5 DIN MTG;USED IN SUBSTNS; | CARLO | CARLO GAVAZZI | DPA-01-D-M48 | CURRENT
000022281 | RELAY,PHASE FAILURE | 415 V AC;50 HZ;OUTPUT CONTACTS 2CO;240 V ,8 AMP RESISTIVE;22.5 DIN MTG;USED IN SUBSTNS; | NHP | NHP ELECTRICAL ENGINEERING | DPA-01-D-M48 | CURRENT
000022283 | CONNECTOR,CABLE,ELECTRICAL | 33 KV;GIS CABLE TERMINATION;TYPE 2 PLUG- IN CONNECTOR;SUIT 50 SQ MM STRANDED AL XLPE/CWS/HDPE;3 PHASE KIT; | STREAM | STREAMLINED ENERGY PTY LTD | SES.33SEIK34/50.EN | CURRENT
000022283 | CONNECTOR,CABLE,ELECTRICAL | 33 KV;GIS CABLE TERMINATION;TYPE 2 PLUG- IN CONNECTOR;SUIT 50 SQ MM STRANDED AL XLPE/CWS/HDPE;3 PHASE KIT; | TECONN | TE CONNECTIVITY LTD | RPIT-6205-W | CURRENT
000022284 | CONNECTOR,CABLE,ELECTRICAL | 33 KV;GIS CABLE TERMINATION;TYPE 2 PLUG- IN CONNECTOR;SUIT 95 SQ MM STRANDED CU XLPE/CWS/HDPE;3 PHASE KIT; | TECONN | TE CONNECTIVITY LTD | RPIT-6209-W | CURRENT
000022284 | CONNECTOR,CABLE,ELECTRICAL | 33 KV;GIS CABLE TERMINATION;TYPE 2 PLUG- IN CONNECTOR;SUIT 95 SQ MM STRANDED CU XLPE/CWS/HDPE;3 PHASE KIT; | STREAM | STREAMLINED ENERGY PTY LTD | SES.33SEIK34/95.EN | CURRENT
000022285 | GREASE,GENERAL PURPOSE | MV 3;ASSEMBLY PASTE (1 X 40 G TUBE);TO SUIT 3 PHASE SET OF NKT SEPARABLE DEADBREAK ELBOWS;1 X TUBE REQUIRED FOR SC22243 (NKT CB24);2 X TUBES REQUIRED | NKT | NKT CABLES AUSTRALIA P/L | 72152735 | CURRENT
000022306 | TERMINAL,LUG | ANGLE= 60 DEG;ALUMINIUM COMPRESSION TYPE;1250 AMP;4 HOLE,14 MM DIA PALM; 50 MM CENTRES;SUIT 61/3.75 AAAC CABLE; USED IN SUBSTNS; | PLP AUST | PREFORMED LINE PRODUCTS (AUST) | CTA-338-55211 | PURCHASE AS REQUIRED
000022307 | TERMINAL,LUG | BOLTED RUN PALM TAP;ALUMINIUM TYPE; 630 AMP;2 HOLE,14 MM DIA PALM;50 MM CENTRES;SUIT 61/3.75 AAAC CABLE;USED IN SUNSTNS; | PLP AUST | PREFORMED LINE PRODUCTS (AUST) | BRPT-338-AS3 | PURCHASE AS REQUIRED
000022286 | TRANSFORMER,CURRENT | PROTECTION,TOROIDAL;INDOOR;3 KV;2000/ 1600/5 AMP;0.1PX200R 1.0 ON 1600/5 AMP; THERMAL 125 %;OD 270 MM W,334 MM H,110 MM ID;AXIAL 65;USED IN SUBSTNS; | STEMAR |  | BCT270/110ID 2000-1600/5 "PX " | PURCHASE AS REQUIRED
000022311 | COVER,ELECTRICITY SUPPLY PILLAR | TURRET LID ONLY;LOW VOLTAGE;TO SUIT LGE DULMISON CONCRETE PILLAR BASE; U/W SC20708 DISTRIBUTION PILLAR;LGE; PACK OF 1,PACK WEIGHT 25 KG; | WEBER | WEBER SOUTH PACIFIC PTY LTD | UET80 | PURCHASE AS REQUIRED
000022311 | COVER,ELECTRICITY SUPPLY PILLAR | TURRET LID ONLY;LOW VOLTAGE;TO SUIT LGE DULMISON CONCRETE PILLAR BASE; U/W SC20708 DISTRIBUTION PILLAR;LGE; PACK OF 1,PACK WEIGHT 25 KG; | PLP AUST | PREFORMED LINE PRODUCTS (AUST) | D-UET80 | PURCHASE AS REQUIRED
000022313 | FUSE,CARTRIDGE | FERRULE;57 MM LG,22.2 MM DIA CAP;20 AMP; 400 V AC; | FUSECO | FUSECO PTY LTD | 2258F-20 | CURRENT
000022313 | FUSE,CARTRIDGE | FERRULE;57 MM LG,22.2 MM DIA CAP;20 AMP; 400 V AC; | FLOWLINE | FLOWLINE INDUSTRIES PTY LTD | EM782020 | CURRENT
000022312 | CIRCUIT BREAKER | INDOOR METALCLAD;FOR LMT RETROFIT; 25 KA FOR 3 SEC;12 KV;2000 AMP;32 DC SPRING MECHANISM;32 V DC TRIP/CLOSE COILS; | REYROLLE |  | LMVP/RPM5/QMRO | PURCHASE AS REQUIRED
000022260 | PLATE,CONNECTOR. | PLATE;RING SUP,TC,FOR 33KV POLE PLATE,CONNECTOR. TINNED COPPER;RING SUPP ORT;FOR 33 KV POLE TERMINATION SC18666;A S PER DWG UT1159-A4-C; | POWERLEC | POWERLEC ENTERPRISES ZILLMERE QLD | DWG UT1159-A4 | CURRENT
000022261 | PLATE,EARTHING | PLATE;ARRESTER EARTHING BAR,TC,FOR 33KV PLATE,EARTHING ARRESTER EARTHING BAR;TIN NED COPPER; FOR 33 KV POLE TERMINATION S C18666;AS PER DWG UT1184-A4 ITEM 1; | TYCO | TYCO | 630PTKAEB | CURRENT
000022261 | PLATE,EARTHING | PLATE;ARRESTER EARTHING BAR,TC,FOR 33KV PLATE,EARTHING ARRESTER EARTHING BAR;TIN NED COPPER; FOR 33 KV POLE TERMINATION S C18666;AS PER DWG UT1184-A4 ITEM 1; | POWERLEC | POWERLEC ENTERPRISES ZILLMERE QLD | DWG UT1184-A4 ITEM 1 | CURRENT
000022262 | BUSBAR | EARTHING FRAME BAR;TINNED COPPER;FOR 33 KV POLE TERMINATION SC18666;AS PER DWG UT1184-A4 ITEM 2; | TYCO | TYCO | 630PTKFSEB | PURCHASE AS REQUIRED
000022262 | BUSBAR | EARTHING FRAME BAR;TINNED COPPER;FOR 33 KV POLE TERMINATION SC18666;AS PER DWG UT1184-A4 ITEM 2; | POWERLEC | POWERLEC ENTERPRISES ZILLMERE QLD | DWG UT1184-A4 ITEM 2 | PURCHASE AS REQUIRED
000022263 | TERMINAL,LUG | LONG BARREL;LONG PALM;SEALED PALM; DRILLED PALM;TINNED COPPER CRIMP TYPE; FOR 630 SQ MM COPPER COND;W/2 X M12 PALM HOLES,50 MM CENTRES;U/W SC18666; | TYCO | TYCO | CJ9486-000 | CURRENT
000022264 | TERMINAL,LUG | LONG BARREL;LONG PALM;SEALED PALM; DRILLED PALM;TINNED COPPER;CRIMP TYPE; FOR 800 SQ MM COPPER COND;W/2 X M12 PALM HOLES,50 MM CENTRES;U/W SC18666; | UTILUX |  | H1370X04/1 | PURCHASE AS REQUIRED
000022266 | BRACKET | BKT:SUP;CBL SADDLE,SC1866,GALV,FOR 33KV BRACKET GALV;CABLE SADDLE SUPPORT;FOR 80 0 SQ MM CABLE;FOR 33 KV POLE TERMINATION , SC18666;AS PER DWG 12588-A3; | HAYMAN | HAYMANS INDUSTRIES PTY LTD | 22266 | CURRENT
000022266 | BRACKET | BKT:SUP;CBL SADDLE,SC1866,GALV,FOR 33KV BRACKET GALV;CABLE SADDLE SUPPORT;FOR 80 0 SQ MM CABLE;FOR 33 KV POLE TERMINATION , SC18666;AS PER DWG 12588-A3; | POWERLEC | POWERLEC ENTERPRISES ZILLMERE QLD | DWG 12588-A3 | CURRENT
000022316 | DEVICE,EXCERCISING | SAFELINK;ISOLATOR EXCERCISING DEVICE;TO EXCERCISE SAFELINK ISOLATOR MECHANISM IN CONJUNCTION WITH ABB OPERATING HANDLE; | ABB | ABB FAN PTY LTD | EXCERCISING DEVICE | PHASING
000022314 | BOLT,MACHINE | STEEL;GALV;HEX HD;M20;140 MM LG;ISO M; GDE 4.6;MIN THD 50 MM;NUT NOT SUPPLIED; USED ON CU SET 167-4 OF OCM; | HOBSON | HOBSON ENGINEERING CO PTY LTD 393904 | KBH46GCM200140 | CURRENT
000022314 | BOLT,MACHINE | STEEL;GALV;HEX HD;M20;140 MM LG;ISO M; GDE 4.6;MIN THD 50 MM;NUT NOT SUPPLIED; USED ON CU SET 167-4 OF OCM; | STATEWD | STATEWIDE FSTNERS & ENG SPLS PL | M20 140 MM LG | CURRENT
000022315 | BOLT,MACHINE | STEEL;GALV;HEX HD;M20;ISO M;160 MM LG; GDE 4.6;MIN THD 50 MM;NUT NOT SUPPLIED; USED ON CU SET 167-5 OF OCM; | STATEWD | STATEWIDE FSTNERS & ENG SPLS PL | M20 160 MM LG | CURRENT
000022321 | INSULATOR,STANDOFF | INVERTED LINE POST;SYNTHETIC COMPOSITE; 132 KV NOM V;1550 MM LG;HORIZONTAL; CLAMP TOP END FITTING; | GRAPHSOL | GRAPH SOLUTIONS PTY LTD | NPVN30XH33S0R0 | PURCHASE AS REQUIRED
000022086 | REGULATOR,STEP VOLTAGE | 11 KV;SINGLE PHASE;200 AMP;POLE MTG; 95 KV BIL;32 TAPS;0.625% STEPS;REVERSE POWER FLOW;C/W 9 M CONTROL CABLE; NON-PCB DECAL;230 V AC,6 AMP AUX;SUPPLY | COOPOWR |  | WED22B79RYJJ | PURCHASE AS REQUIRED
000022339 | CABLE,POWER,ELECTRICAL | 11 KV;TRIPLEX 3 X 1 CORE;400 SQ MM ALUMINIUM WATER BLOCKED STRANDED CONDUCTOR;TRXLPE INSULATED WATER BLOCKED COPPER WIRE SCREEN;BLACK MDPE | CABLGRID | CABLE GRID AUSTRALIA PL | CGA419 | CURRENT
000022339 | CABLE,POWER,ELECTRICAL | 11 KV;TRIPLEX 3 X 1 CORE;400 SQ MM ALUMINIUM WATER BLOCKED STRANDED CONDUCTOR;TRXLPE INSULATED WATER BLOCKED COPPER WIRE SCREEN;BLACK MDPE | KEI CABL | KEI CABLES | 6.35/11KV 3X1CX400 | CURRENT
000022339 | CABLE,POWER,ELECTRICAL | 11 KV;TRIPLEX 3 X 1 CORE;400 SQ MM ALUMINIUM WATER BLOCKED STRANDED CONDUCTOR;TRXLPE INSULATED WATER BLOCKED COPPER WIRE SCREEN;BLACK MDPE | HCA | HENGTONG CABLE AUSTRALIA PTY LTD | HCA22339EQL | CURRENT
000022339 | CABLE,POWER,ELECTRICAL | 11 KV;TRIPLEX 3 X 1 CORE;400 SQ MM ALUMINIUM WATER BLOCKED STRANDED CONDUCTOR;TRXLPE INSULATED WATER BLOCKED COPPER WIRE SCREEN;BLACK MDPE | MIDLANDS | MIDLAND METALS | MMO-11KV 3X1CX400ATRXWBTSCRWBT | CURRENT
000022339 | CABLE,POWER,ELECTRICAL | 11 KV;TRIPLEX 3 X 1 CORE;400 SQ MM ALUMINIUM WATER BLOCKED STRANDED CONDUCTOR;TRXLPE INSULATED WATER BLOCKED COPPER WIRE SCREEN;BLACK MDPE | ZTTCABLE | JIANGSU ZHONGTIAN TECHNOLOGY CO PL | ZTT22339 | CURRENT
000022339 | CABLE,POWER,ELECTRICAL | 11 KV;TRIPLEX 3 X 1 CORE;400 SQ MM ALUMINIUM WATER BLOCKED STRANDED CONDUCTOR;TRXLPE INSULATED WATER BLOCKED COPPER WIRE SCREEN;BLACK MDPE | NANELECT | NAN ELECTRICAL CABLE AUSTRALIA PL | 3MV400A11TLEX | CURRENT
000022339 | CABLE,POWER,ELECTRICAL | 11 KV;TRIPLEX 3 X 1 CORE;400 SQ MM ALUMINIUM WATER BLOCKED STRANDED CONDUCTOR;TRXLPE INSULATED WATER BLOCKED COPPER WIRE SCREEN;BLACK MDPE | PRYSMIAN | PRYSMIAN POWER CABLES & SYSTEMS AUST | 5023981 | CURRENT
000022339 | CABLE,POWER,ELECTRICAL | 11 KV;TRIPLEX 3 X 1 CORE;400 SQ MM ALUMINIUM WATER BLOCKED STRANDED CONDUCTOR;TRXLPE INSULATED WATER BLOCKED COPPER WIRE SCREEN;BLACK MDPE | OLEX | OLEX AUSTRALIA PTY LTD | XJZA28RPT03BQAA | CURRENT
000022341 | BRACKET,EXTENSION | EXTENSION ARM;500 MM LG;127 P.C.D. FLANGE FIXING;U/W 110/132 KV BRIDGING POST INSULATORS; | ERGON | ERGON ENERGY | 500 MM EXT ARM | PURCHASE AS REQUIRED
000022342 | BRACKET,EXTENSION | EXTENSION ARM;900 MM LG;127 P.C.D. FLANGE FIXING;U/W 110/132 KV BRIDGING POST INSULATORS; | ERGON | ERGON ENERGY | 900 MM EXT ARM | PURCHASE AS REQUIRED
000021664 | JOINT,ELECTRICAL POWER CABLE | 11 KV;HEATSHRINK JOINT;3 PHASE;3 X 1 CORE 95-240 SQ MM AL OR CU TRXLPE/CWS/ HDPE;TRIPLEX CABLE TO 3 X1 CORE 95-240 SQ MM AL OR CU TRXLPE/CWS/HDPE; | RAYCHEM | RAYCHEM (AUSTRALIA) PTY LTD | MXSU-EX336TM | PURCHASE AS REQUIRED
000022346 | CONVERSION KIT | FOR STEP VOLTAGE REGULATOR EXTERNAL MOTOR CAPACITOR CONVERSION KIT;FOR SVR MODELS AS NOTED;WCD22B313RLA, WCD22B166TEA,WCD22A166TEA;MODELS ARE | COOPOWR |  | 57A64309700A | CURRENT
000022348 | CABLE,CONTROL,ELECTRICAL | REPLACEMENT UNIVERSAL CONTROL CABLE;FOR STEP VOLTAGE REGULATOR;12 PIN 30FT LEED; FOR USE WITH ALL CPS REGULATORS PRE 2009 PACK OF 1; | COOPOWR |  | 5041489B0360 | CURRENT
000022349 | CAPACITOR. | STEP VOLTAGE REGULATOR REPLACEMENT MOTOR DRIVE CAPACITOR (7.5 MICRO FARAD); FOR WAD22B313X6A,WCD22B313RLA, WCD22B166TEA,WCD22A166TEA;U/W | COOPOWR |  | A8436344 | CURRENT
000022351 | REGULATOR,STEP VOLTAGE | 11 KV;200 AMP;SINGLE PHASE;POLE MTG; 95 KV BIL;32 TAPS;0.625% STEPS;REVERSE POWER FLOW;C/W 9 M CONTROL CABLE;NON- PCB DECAL;230 V AC;6 AMP AUX;SUPPLY CEA/ | COOPOWR |  | WED22B69WYJJ | PURCHASE AS REQUIRED
000022151 | CARD,CIRCUIT | RS232/FOI COMMUNICATION MODULE;USES ST CONNECTORS;ST IS DESIGNED FOR SINGLE MODE & MULTI-MODE GLASS FIBRE;U/W CL6 CONTROLS ONLY;PACK OF 1; | COOPOWR |  | 57A64264800B | CURRENT
000022354 | SCREW,PLUGS. | PLASTIC SCREW PLUG;3/8 IN;LH FEMALE THREAD;SUITS COMPANION STYLE MALE GAS CYLINDER VALVES;U/W SC02862;PACK OF 100; | GAMECO |  | 4028 | PURCHASE AS REQUIRED
000022355 | SCREW,PLUGS. | PLASTIC SCREW PLUG;RH MALE THREAD; SUITS PRIMUS STYLE FEMALE LPG GAS CYLINDER OUTLETS;PACK OF 100; | GAMECO |  | PCS 8304 | CURRENT
000022356 | SCREW,PLUGS. | PLASTIC SCREW PLUG;POL;LH MALE THREAD; C/W TIE & WINGS;SUITS POL STYLE FEMALE LPG GAS CYLINDER VALVES;PACK OF 100; | GAMECO |  | POLP | CURRENT
000022357 | SEALING COMPOUND | Expanding Foam; Self Expanding Polyurethane Foam Sealant Filler; Used For Sealing and Filling Gaps, ,Fills,Insulates,Seals; Foamflo. | STATEWD | STATEWIDE FSTNERS & ENG SPLS PL | ICC-F750 | CURRENT
000022357 | SEALING COMPOUND | Expanding Foam; Self Expanding Polyurethane Foam Sealant Filler; Used For Sealing and Filling Gaps, ,Fills,Insulates,Seals; Foamflo. | STATEWD | STATEWIDE FSTNERS & ENG SPLS PL | SSI320 | CURRENT
000022357 | SEALING COMPOUND | Expanding Foam; Self Expanding Polyurethane Foam Sealant Filler; Used For Sealing and Filling Gaps, ,Fills,Insulates,Seals; Foamflo. | KEYLINE | KEY-LINE DISTRIBUTORS PTY LTD | SELLEYS SPACE INVADER | CURRENT
000022287 | CONVERTER | INPUT 20 V TO 60 V DC;OUTPUT 110 V 0.9 AMP DC;USED IN SUBSTNS; | POWERHSE | POWER HOUSE (QLD) PTY LTD | DCW100-110FT-R0383 | CURRENT
000022358 | BLADE,CUTTER,CABLE | Replacement Blade, suits Pencil Sharpener Type Cable Cutter | SPECFORC | SPECIALISED FORCE | ABC/B | CURRENT
000022358 | BLADE,CUTTER,CABLE | Replacement Blade, suits Pencil Sharpener Type Cable Cutter | TEN | THE ENERGY NETWORK | HABC/B | CURRENT
000022288 | PANEL,BLANK | SUIT NILSTRAT RELAY;WITH SIZE 4 RELAY CUTOUT;REFER DWG CCSTD-EP022-08;USED IN SUBSTNS; | ERGON | ERGON ENERGY | PANEL BLANKING | CURRENT
000022359 | PANEL,ASSEMBLY | ADDON BUS VT PANEL;FOR OLD STYLE SAFEPLUS SWITCHGEAR;12 KV;3 PHASE; 630 AMP AIR INSUL BUS VT PANEL;WITH 3 X 11000/SQRT3 V;110/SQRT3 V;110/3 V;25 VA | ABB | ABB FAN PTY LTD | VT PANEL | PURCHASE AS REQUIRED
000022156 | TEST PAPER & CHART,PH | FI1101 Indicator Sticks, pH 0-14 Scale, to Test pH/Alkaline Levels in Waste Water, Pack of 100 | ROWEQLD | ROWE SCIENTIFIC PTY LTD | FI1101 PH-1-14 | CURRENT
000022366 | LIFTER,MANHOLE COVER | UNIVERSAL LIFTING DEVICE;FOR GATIC ROADWAY PIT COVERS;PACK OF 1,PACK SIZE 1000 MM X 500 MM X 400 MM; | GATIC |  | 374 UL | PURCHASE AS REQUIRED
000022367 | POWER MODULE CONVERTER | SFU-K POWER MODULE CONVERTER;AS INSTALLED ON SFU-K 203 ALFC EQUIPMENT; | LANDGYR |  | 170200-00203 | CURRENT
000022368 | ARRESTER,ELECTRICAL SURGE | METAL OXIDE TYPE;TRIDELTA SBKC 96/10.3 (A,R,,X);4500 MM CREEPAGE;4 HOLE MTG AT 200MM X 200MM SPACING;FOR USE ON 132 KV OH TO UG TRANSITION POLES; | TRIDELTA | TRIDELTA (GERMANY) | SBKC-96/SM-11 | PURCHASE AS REQUIRED
000022361 | ANTENNA | Paddle Pop, 3G/4G on Glass, 700-2700MHz Freq Range c/w 150mm Lead, FME Connector & Red Heatshrink | INTERCEL | INTERCEL PTY LTD | ANTMPATCHEGX150 | CURRENT
000022362 | TRANSFORMER,CURRENT | LV MONITORING CT;800/5 AMP;5 VA BURDEN; EXT RANGE 200%;CLASS 0.5S;OUTWARD FACING TERMINALS ( WHEN FITTED TO BUSHING); P2 STAMPED ON SAME SIDE AS TERMINALS; | TWS | TWS ENERGY CONTROLS | W3287 | CURRENT
000022362 | TRANSFORMER,CURRENT | LV MONITORING CT;800/5 AMP;5 VA BURDEN; EXT RANGE 200%;CLASS 0.5S;OUTWARD FACING TERMINALS ( WHEN FITTED TO BUSHING); P2 STAMPED ON SAME SIDE AS TERMINALS; | WFENERGY | WF ENERGY CONTROLS | W3287 | CURRENT
000022363 | TRANSFORMER,CURRENT | LV MONITORING CT;1500/5 AMP;5 VA BURDEN; EXT RANGE 200%;CLASS 0.5S; | WFENERGY | WF ENERGY CONTROLS | W-3295 | CURRENT
000022363 | TRANSFORMER,CURRENT | LV MONITORING CT;1500/5 AMP;5 VA BURDEN; EXT RANGE 200%;CLASS 0.5S; | TWS | TWS ENERGY CONTROLS | W3295 | CURRENT
000022364 | ANTENNA | 3G/4G Low Profile Antenna, 700-2700MHz, c/w Mounting Stud, 1.5m Coaxial Lead, FME Connector & Red Heatshrink | INTERCEL | INTERCEL PTY LTD | ANTLTE3SP | CURRENT
000022364 | ANTENNA | 3G/4G Low Profile Antenna, 700-2700MHz, c/w Mounting Stud, 1.5m Coaxial Lead, FME Connector & Red Heatshrink | RFIND | RF INDUSTRIES | LTE-SHP-1.5MFR LTE SISO LOWPRO | CURRENT
000022369 | MULTIMETER | Electrical Digital Multimeter, 0-600V AC DC Auto Volts, Low Imp Select, True RMS 0.001-600V AC, 0.0 Ohms-40MH, 1-600 Ohm Continuity c/w Audible Select, Hold/Min/ | BLKWOODS | J BLACKWOOD & SON LTD | 06676247/FLU114 | CURRENT
000022369 | MULTIMETER | Electrical Digital Multimeter, 0-600V AC DC Auto Volts, Low Imp Select, True RMS 0.001-600V AC, 0.0 Ohms-40MH, 1-600 Ohm Continuity c/w Audible Select, Hold/Min/ | HAYMANS | HAYMANS ELECTRICAL | FLUKE 114 | CURRENT
000022369 | MULTIMETER | Electrical Digital Multimeter, 0-600V AC DC Auto Volts, Low Imp Select, True RMS 0.001-600V AC, 0.0 Ohms-40MH, 1-600 Ohm Continuity c/w Audible Select, Hold/Min/ | GILBLODG | GILBERT LODGE AUSTRALIA | FLUKE 114 | CURRENT
000022369 | MULTIMETER | Electrical Digital Multimeter, 0-600V AC DC Auto Volts, Low Imp Select, True RMS 0.001-600V AC, 0.0 Ohms-40MH, 1-600 Ohm Continuity c/w Audible Select, Hold/Min/ | TES | TEST EQUIPMENT SOLUTIONS | FLUKE 114 | CURRENT
000022373 | PLUG. | PLUG SPOUT; HWX; SUPPLY OF 2000 AMP HWX PLUG SPOUT; Y WHITE PHASE; | SCHNEDER | SCHNEIDER PTY LTD | 415-457 | PURCHASE AS REQUIRED
000022374 | BRACKET,SURGE ARRESTER | STEEL;GALV,HOT DIPPED;SURGE ARRESTER POLE MTG BASE;TO SUIT TRIDELTA SBK96/ 10.3;FOR USE ON 132 KV U/G TO O/H TERMINATION POLES; | ERGON | ERGON ENERGY | POLE MTG BASE | CURRENT
000022375 | PC-SACS. | PASSIVE BACKPLANE;14 SLOTS;4 PCI;9 ISA; EQUIPMENT FOR POW PC-SACS; | ICP AUST | ICP ELECTRONICS AUSTRALIA P/L | PCI-14S-RS-R40 | PURCHASE AS REQUIRED
000022376 | JOINT,ELECTRICAL POWER CABLE | 11 KV;HEATSHRINK;STRAIGHT JOINT;3 PHASE; TO SUIT 3 X 1 CORE,185-400 SQ MM WB AL OR CU XLPE/WBT/CWS/WBT/MDPE TRIPLEX; C/W BARRIERED SHEAR BOLT CONNECTORS | SICAME | SICAME AUSTRALIA PTY LTD | HSJ-11-X1-185400-EQ1 | CURRENT
000022376 | JOINT,ELECTRICAL POWER CABLE | 11 KV;HEATSHRINK;STRAIGHT JOINT;3 PHASE; TO SUIT 3 X 1 CORE,185-400 SQ MM WB AL OR CU XLPE/WBT/CWS/WBT/MDPE TRIPLEX; C/W BARRIERED SHEAR BOLT CONNECTORS | JBJOINT | JB JOINTING SUPPLIES PTY LTD | 11-185/400-XL/XL-1C/1C-J | CURRENT
000022376 | JOINT,ELECTRICAL POWER CABLE | 11 KV;HEATSHRINK;STRAIGHT JOINT;3 PHASE; TO SUIT 3 X 1 CORE,185-400 SQ MM WB AL OR CU XLPE/WBT/CWS/WBT/MDPE TRIPLEX; C/W BARRIERED SHEAR BOLT CONNECTORS | INTERTEC | INTERTECH ENGINEERING PTY LTD | EGX22376 | CURRENT
000022376 | JOINT,ELECTRICAL POWER CABLE | 11 KV;HEATSHRINK;STRAIGHT JOINT;3 PHASE; TO SUIT 3 X 1 CORE,185-400 SQ MM WB AL OR CU XLPE/WBT/CWS/WBT/MDPE TRIPLEX; C/W BARRIERED SHEAR BOLT CONNECTORS | OLEX | OLEX AUSTRALIA PTY LTD | 3X(17JTS1.400W+M185.400)CW/EQ | CURRENT
000022376 | JOINT,ELECTRICAL POWER CABLE | 11 KV;HEATSHRINK;STRAIGHT JOINT;3 PHASE; TO SUIT 3 X 1 CORE,185-400 SQ MM WB AL OR CU XLPE/WBT/CWS/WBT/MDPE TRIPLEX; C/W BARRIERED SHEAR BOLT CONNECTORS | TECONN | TE CONNECTIVITY LTD | MXSU-EX503 | CURRENT
000022377 | TERMINATION,ELECTRICAL POWER CABLE | 11 KV;INDOOR;3 PHASE;HEATSHRINK;TO SUIT 3 X 1 CORE,400 SQ MM AL XLPE/CWS/MDPE CABLE;C/W SHEAR BOLT LUGS;(TINNED ALUMINIUM ALLOY); | SICAME | SICAME AUSTRALIA PTY LTD | HST-11-IX1-400-EQ1 | CURRENT
000022377 | TERMINATION,ELECTRICAL POWER CABLE | 11 KV;INDOOR;3 PHASE;HEATSHRINK;TO SUIT 3 X 1 CORE,400 SQ MM AL XLPE/CWS/MDPE CABLE;C/W SHEAR BOLT LUGS;(TINNED ALUMINIUM ALLOY); | JBJOINT | JB JOINTING SUPPLIES PTY LTD | 11-185/400-IN | CURRENT
000022377 | TERMINATION,ELECTRICAL POWER CABLE | 11 KV;INDOOR;3 PHASE;HEATSHRINK;TO SUIT 3 X 1 CORE,400 SQ MM AL XLPE/CWS/MDPE CABLE;C/W SHEAR BOLT LUGS;(TINNED ALUMINIUM ALLOY); | INTERTEC | INTERTECH ENGINEERING PTY LTD | EGX22377 | CURRENT
000022377 | TERMINATION,ELECTRICAL POWER CABLE | 11 KV;INDOOR;3 PHASE;HEATSHRINK;TO SUIT 3 X 1 CORE,400 SQ MM AL XLPE/CWS/MDPE CABLE;C/W SHEAR BOLT LUGS;(TINNED ALUMINIUM ALLOY); | TECONN | TE CONNECTIVITY LTD | IXSU-FEX505 | CURRENT
000022378 | TERMINATION,ELECTRICAL POWER CABLE | 11 KV;OUTDOOR;3 PHASE;HEATSHRINK;TO SUIT 3 X 1 CORE,400 SQ MM AL XLPE/CWS/ MDPE CABLE;C/W SHEAR BOLT LUGS (TINNED ALUMINIUM ALLOY);JW'S TRIAL ON WHITESIDE | SICAME | SICAME AUSTRALIA PTY LTD | HST-11-OX1-400-EQ1 | CURRENT
000022378 | TERMINATION,ELECTRICAL POWER CABLE | 11 KV;OUTDOOR;3 PHASE;HEATSHRINK;TO SUIT 3 X 1 CORE,400 SQ MM AL XLPE/CWS/ MDPE CABLE;C/W SHEAR BOLT LUGS (TINNED ALUMINIUM ALLOY);JW'S TRIAL ON WHITESIDE | TECONN | TE CONNECTIVITY LTD | OXSU-FEX504 | CURRENT
000022378 | TERMINATION,ELECTRICAL POWER CABLE | 11 KV;OUTDOOR;3 PHASE;HEATSHRINK;TO SUIT 3 X 1 CORE,400 SQ MM AL XLPE/CWS/ MDPE CABLE;C/W SHEAR BOLT LUGS (TINNED ALUMINIUM ALLOY);JW'S TRIAL ON WHITESIDE | INTERTEC | INTERTECH ENGINEERING PTY LTD | EGX22378 | CURRENT
000022378 | TERMINATION,ELECTRICAL POWER CABLE | 11 KV;OUTDOOR;3 PHASE;HEATSHRINK;TO SUIT 3 X 1 CORE,400 SQ MM AL XLPE/CWS/ MDPE CABLE;C/W SHEAR BOLT LUGS (TINNED ALUMINIUM ALLOY);JW'S TRIAL ON WHITESIDE | JBJOINT | JB JOINTING SUPPLIES PTY LTD | 11-185/400-OD | CURRENT
000022379 | JOINT,ELECTRICAL POWER CABLE | 33kV, Screen Break Joint, Heatshrink, 1Ph, 1 Core, suit 1000mm2 Al XLPE/CWS/ LAT/LLDPE/MDPE (Polylam) c/w Shear Bolt Connectors & Screen Break Module | TECONN | TE CONNECTIVITY LTD | EPKJ-525 | CURRENT
000022379 | JOINT,ELECTRICAL POWER CABLE | 33kV, Screen Break Joint, Heatshrink, 1Ph, 1 Core, suit 1000mm2 Al XLPE/CWS/ LAT/LLDPE/MDPE (Polylam) c/w Shear Bolt Connectors & Screen Break Module | TECONN | TE CONNECTIVITY LTD | MXSU-6181-SB-AU01 | CURRENT
000022380 | JOINT,ELECTRICAL POWER CABLE | 33kV, Straight Joint, Heatshrink, 1Ph, 1 Core, suit 1000mm2 Al XLPE/CWS/LAT/ LLDPE/MDPE (Polylam) c/w Shear Bolt Connectors | TECONN | TE CONNECTIVITY LTD | MXSU-6181-AU01 | CURRENT
000022381 | JOINT,ELECTRICAL POWER CABLE | 33kV, Transition Joint, Heatshrink, 1Ph, 1 Core, suit 1000mm2 Al XLPE/CWS/LAT/ LLDPE/MDPE to 630mm2 Cu XLPE/CCU/MDPE c/w Barriered Shear Bolt Connectors | TECONN | TE CONNECTIVITY LTD | MXSU-6181-T8-AU01 | CURRENT
000022382 | JOINT,ELECTRICAL POWER CABLE | 33kV, Transition Joint, Heatshrink, 1Ph, 1 Core, suit 1000mm2 Al XLPE/CWS/LAT/ LLDPE/MDPE to 800mm2 XLPE/CCU/MDPE c/w Barriered Shear Bolt Connectors | TECONN | TE CONNECTIVITY LTD | MXSU-6181-T9-AU01 | STRATEGIC SPARE
000022383 | TERMINATION,ELECTRICAL POWER CABLE | 72 KV;PLUG-IN SEPARABLE CONNECTORS; 3 PHASE;TO SUIT 33 KV GIS SWITCHGEAR;W/- TYPE 4 SOCKET;PLUG TO FIT SC 1000 SQ MM WB AL XLPE/WBT/CWS/WBT/LAT/LLDPE/ | TECONN | TE CONNECTIVITY LTD | RPIT-6380-S465W350PNA | PURCHASE AS REQUIRED
000022383 | TERMINATION,ELECTRICAL POWER CABLE | 72 KV;PLUG-IN SEPARABLE CONNECTORS; 3 PHASE;TO SUIT 33 KV GIS SWITCHGEAR;W/- TYPE 4 SOCKET;PLUG TO FIT SC 1000 SQ MM WB AL XLPE/WBT/CWS/WBT/LAT/LLDPE/ | STREAM | STREAMLINED ENERGY PTY LTD | SES.33SEIK35/800.EN | PURCHASE AS REQUIRED
000022383 | TERMINATION,ELECTRICAL POWER CABLE | 72 KV;PLUG-IN SEPARABLE CONNECTORS; 3 PHASE;TO SUIT 33 KV GIS SWITCHGEAR;W/- TYPE 4 SOCKET;PLUG TO FIT SC 1000 SQ MM WB AL XLPE/WBT/CWS/WBT/LAT/LLDPE/ | INTERTEC | INTERTECH ENGINEERING PTY LTD | 828 102 100 849 999999VAR XXXX | PURCHASE AS REQUIRED
000022384 | TERMINATION,ELECTRICAL POWER CABLE | 72 KV;PLUG-IN SEPARABLE CONNECTORS; 3 PHASE;TO SUIT 33 KV GIS SWITCHGEAR;W/- TYPE 4 SOCKET;PLUG TO FIT SC 1000 SQ MM WB AL XLPE/WBT/CWS/WBT/LAT/LLDPE/ | INTERTEC | INTERTECH ENGINEERING PTY LTD | 828-102-100 849999999 VAR XXXX | STRATEGIC SPARE
000022385 | TERMINATION,ELECTRICAL POWER CABLE | 33 KV;OUTDOOR;3 PHASE;FOR SC 1000 SQ MM WB AL XLPE/WBT/CWS/WBT/LAT/LLDPE/ MDPE;19/33 KV CABLE FROM MIDLAND METALS ;HEATSHRINK;C/W POLYLAM EARTHING KIT; | TECONN | TE CONNECTIVITY LTD | EPKT-EX506 | CURRENT
000022386 | LOSS OF SUPPLY MONITOR. | RJ45;CONNECTOR FOR MK10 METER; | EAQ | ELECTRONICS ASSEMBLY QUEENSLAND PTY LTD | LOSAD VERSION 1.3 | PURCHASE AS REQUIRED
000022169 | RELAY,FREQUENCY | AREVA P923;OVERFREQUECNY; UNDERFREQUENCY;RATE OF CHANGE OF FREQUENCY;NUV;24/60 V DC AUX SUPPLY; 24/60 V DC LOGIC INPUT;PANEL MTG; | SCHNEDER | SCHNEIDER PTY LTD | P9230ASZ412BD0 | PURCHASE AS REQUIRED
000022290 | KIT,RETROFIT. | SPARES;FOR LMVP S/GEAR RETROFIT;32 V DC; CONSISTING OF THE FOLLOWING;3 X VACUUM INTERRUPTERS (630/1250 A);3 X VACUUM INTERRUPTERS (2000 A);1 X TRIP COIL 32 V | RPS | RPS SWITCHGEAR AUS | RETROFIT SPARES KIT | CURRENT
000022292 | BUSBAR | CT PRIMARY BAR;SUIT LMVP SWITCHGEAR RETROFIT;3 PHASE SET;630 AMP;USED IN C & I SUBSTNS; | RPS | RPS SWITCHGEAR AUS | BUSBAR PRIMARY CT | CURRENT
000022293 | CABLE BOX. | SUIT LMVP SWITCHGEAR RETROFIT;AIR INSULATED;SINGLE CABLE;USED IN C & I SUBSTNS; | RPS | RPS SWITCHGEAR AUS | CABLE BOX LMVP | CURRENT
000022294 | TRANSFORMER,CURRENT | SUIT LMVP SWITCHGEAR RETROFIT;3 PHASE SET;600/400/300/5 AMP;15 VA ON 300/5 AMP ;USED IN C & I SUBSTNS; | RPS | RPS SWITCHGEAR AUS | CT 600/400/300/5A | CURRENT
000022295 | TRANSFORMER,CURRENT | FOR REVENUE METERING;11 KV/11.4 MVA; 300/5 AMP;15 VA;CLASS 0.5S EXTENSION 200%;SUIT LMVP SWITCHGEAR RETROFIT; 3 PHASE SET;USED IN C & I SUBSTNS; | RPS | RPS SWITCHGEAR AUS | CT 300/5A | CURRENT
000022296 | TRANSFORMER,CURRENT | FOR REVENUE METERING;11 KV/7.6 MVA; 200/5 AMP;15 VA;CLASS 0.5S EXTENSION 200%;SUIT LMVP SWITCHGEAR RETROFIT; 3 PHASE SET;USED IN C & I SUBSTNS; | RPS | RPS SWITCHGEAR AUS | CT 200/5A | CURRENT
000022291 | PANEL,ASSEMBLY | ARC CONTAINMENT DOOR;FOR LMVP SWITCHGEAR RETROFIT;C/W EXTENSION COLLAR ASSEMBLY;TO SUIT 584 MM W PANEL; USED IN C & I SUBSTNS; | RPS | RPS SWITCHGEAR AUS | ARC CONTAINMENT DOOR | CURRENT
000022297 | PANEL,ASSEMBLY | BLAST SHEET;END PANEL;SUIT LMVP SWITCHGEAR RETROFIT;SET OF 2;ONE SET PER SWITCHBOARD;USED IN C & I SUBSTNS; | RPS | RPS SWITCHGEAR AUS | BLAST SHEET/END PANEL | CURRENT
000022289 | TOOL KIT | LMVP Switchgear Retrofit c/w 1 x VCB/LMVC Lifting Handle SSB & DBB Front Posn, 1 x QMRO Emergency Charging Handle, 1 x Manual Winding Handle for | RPS | RPS SWITCHGEAR AUS | LMVP RETROFIT TOOL KIT | CURRENT
000022298 | RACK,CABLE | FLAT BEND;90 DEG;300 MM INNER RADIUS; 450 MM W;SUIT NEMA 12B;PACK OF 1;USED IN SUBSTNS; | EZYSTRUT | EZYSTRUT CABLE & PIPE SUPPORTS | N1B4503H/LEE114 | CURRENT
000022371 | MONITOR. | 19 IN,5:4 ASPECT RATIO, LED, MONITOR;RESOLUTION 1280 X 1024;D-SUB, INPUTS;5MS RESPONSE TIME;1, 000:1 CONTRAST RATIO;ADJUSTABLE HEIGHT;SUBS | ROSHTECH | ROSH-TECH IT PTY LTD | P1917SE | CURRENT
000022310 | CROSSARM,COMPOSITE | Fibre, 2574mm Lg Nom, 100 x 100mm, 7kN MWT, for 11SC & 11TC, EQLS-10037-01, Pack of 50 (scm) | WAGNERS | WAGNERS PTY LTD TOOWOOMBA QLD | EC003-00028 | CURRENT
000022277 | CROSSARM,COMPOSITE | Fibre, 2500mm Lg Nom, 125 x 125mm, 11kV Strain/Termination, 3kN MWT, for 11SC2 & 11TC2, Drilled, Outside Hole to Centre 1200mm, EQLS-10037-01, Pack of 40 | RMSRVR | RMS (RIVERSLEIGH MANAGEMENT SERVICES) | DM500100X30132 | CURRENT
000022277 | CROSSARM,COMPOSITE | Fibre, 2500mm Lg Nom, 125 x 125mm, 11kV Strain/Termination, 3kN MWT, for 11SC2 & 11TC2, Drilled, Outside Hole to Centre 1200mm, EQLS-10037-01, Pack of 40 | WAGNERS | WAGNERS PTY LTD TOOWOOMBA QLD | EC003-00029 | CURRENT
000022299 | TIMER,MULTIFUNCTION | RELAY TYPE;TIME RANGE 0.1 SEC TO 100 HRS ;12 V-240 V AC/DC;2 CO CONTACTS;250 V; 8 AMP AC AC RATING;RAIL MTG;PACK OF 1; USED IN SUBSTNS; | NHP | NHP ELECTRICAL ENGINEERING | DAA01DM24 | CURRENT
000022370 | ROPE,FIBROUS | POLYPROPYLENE MEGA ROPE;4 MM DIA; THREE STRAND GREEN CONSTRUCTION ROPE; 200 KG BREAKING FORCE;USED FOR INSTALLING WHINCH ROPES;1000 M REEL; | DONAGHYS | DONAGHYS PTY LTD | PRP0404 | CURRENT
000022408 | CONNECTOR,BUSBAR | ALUMINIUM;PALM CLAMPS FUSESAVER DEVICE TO THE LINE BOLTED TO FUSESAVER; 185 MM W X 183 MM LG X 75 MM;PACK OF 4, PACK WEIGHT 1.49 KG; | SIEMENS | SIEMENS LTD | 3AX1350-3A | CURRENT
000022409 | FUSESAVER. | RATED;12 KV;100AMP;4 KARMS SELF POWERED; 1 PHASE FAULT INTERRUPTING DEVICE;TRIPS BEFORE FUSE & RECLOSES;RECLOSE CAN BE DISABLED WITH HANDLE;PACK WEIGHT 4.8 KG; | SIEMENS | SIEMENS LTD | 3AD8222-0CA00-0AA1 | CURRENT
000022410 | MODULE | Fusesaver WiFi Comms Module c/w Trip & Close Levers | SIEMENS | SIEMENS LTD | 105352333/KFS-CM-TCB | PHASING
000022411 | FUSESAVER. | BIRD GUARD;VERTICAL EPDM FLANGE PREVENTS BIRD OUTAGES;CONNECTS TO END OF THE FUSESAVER TERMINATION,PROTECTED SIDE;144 MM X 162 MM X 50 MM;PACK OF 12, | SIEMENS | SIEMENS LTD | 3AX1350-2A | CURRENT
000022412 | TEE,PIPE TO HOSE | LPG GAS;BRASS;3/8 IN LH FEMALE TEE PIECE ;SUITED FOR 2 X GAS HAND PIECES/BURNERS; TO SOURCE FROM ONE LPG BOTTLE;PACK OF 1; | GAMECO |  | G-AC12A | CURRENT
000022413 | BURNER,GAS,HEATING | 28 MM;VENTED BURNER,BRUSH TYPE FLAME; CONNECTION TO SIEVERT PRO NECK TUBE WITH 45 DEG;75 MM TUBE NECK; RECOMMENDED WORK PRESSURE 2 BAR;GAS | GAMECO |  | SV2941 | CURRENT
000022414 | HANDLE,SINGLE BIT AXE | SIEVERT 3486;SINGLE VALVE HANDLE FOR SMALLER BURNERS;W/-M14 X 1BSP 3/8 IN LH MALE THREADS;180 MM LG X 70 MM H;PACK OF 1;RESTRICTED ISSUE TO ASSET SERVICES | GAMECO |  | SV 3486 | CURRENT
000022415 | ADAPTOR | BRASS;POL FEMALE TO 3/8 IN FEMALE LH THREAD;CAN BE USED IN CONJUNCTION WITH POL 21 MALE TO 3/8 IN MALE LH THREAD;PACK OF 1; | GAMECO |  | G-AC10 | CURRENT
000022415 | ADAPTOR | BRASS;POL FEMALE TO 3/8 IN FEMALE LH THREAD;CAN BE USED IN CONJUNCTION WITH POL 21 MALE TO 3/8 IN MALE LH THREAD;PACK OF 1; | GAMECO |  | IPG 12 | CURRENT
000022416 | HOSE,NONMETALLIC | ORANGE LPG HOSE;2 M LG;BRASS FEMALE CONNECTORS;M14 X 1 & 3/8 IN BSP LH; COMPLIES WITH AS1869C;PACK OF 1; RESTRICTED ISSUE TO ASSET SERVICES | CNWPL | CNW PL - SLACKS CREEK | VHMX2000 | CURRENT
000022416 | HOSE,NONMETALLIC | ORANGE LPG HOSE;2 M LG;BRASS FEMALE CONNECTORS;M14 X 1 & 3/8 IN BSP LH; COMPLIES WITH AS1869C;PACK OF 1; RESTRICTED ISSUE TO ASSET SERVICES | GAMECO |  | VHMX 2000 | CURRENT
000022417 | HOSE,NONMETALLIC | ORANGE LPG HOSE;4 M LG;BRASS FEMALE CONNECTORS;M14 X 1 & 3/8 IN BSP LH; COMPLIES WITH AS1869C;PACK OF 1; RESTRICTED ISSUE TO ASSEST SERVICES | CNWPL | CNW PL - SLACKS CREEK | VHMX4000 | CURRENT
000022417 | HOSE,NONMETALLIC | ORANGE LPG HOSE;4 M LG;BRASS FEMALE CONNECTORS;M14 X 1 & 3/8 IN BSP LH; COMPLIES WITH AS1869C;PACK OF 1; RESTRICTED ISSUE TO ASSEST SERVICES | GAMECO |  | VHMX 4000 | CURRENT
000022418 | HOSE,NONMETALLIC | ORANGE LPG HOSE;6 M LG;BRASS FEMALE CONNECTORS;M14 X 1 7 3/8 IN BSP LH; COMPLIES WITH AS1869C;PACK OF 1; RESTRICTED ISSUE TO ASSEST SERVICES | GAMECO |  | VHMX 6000 | CURRENT
000022418 | HOSE,NONMETALLIC | ORANGE LPG HOSE;6 M LG;BRASS FEMALE CONNECTORS;M14 X 1 7 3/8 IN BSP LH; COMPLIES WITH AS1869C;PACK OF 1; RESTRICTED ISSUE TO ASSEST SERVICES | CNWPL | CNW PL - SLACKS CREEK | VHMX6000 | CURRENT
000022419 | NECK TUBE,LP GAS. | BENT;BRASS 70 MM LG;GAS BLOW TORCH NECK TUBE;PACK OF 1; | GAMECO |  | SV3511 | CURRENT
000022420 | ADAPTOR | BRASS;POL LPG GAS CYLINDER ADAPTOR; MALE 3/8 IN MALE LH THREAD;CAN BE USED IN CONJUNCTION WITH IPG 12 POL FEMALE TO 3/8 IN FEMALE LH THREAD;PACK OF 1; | GAMECO |  | POL 21 | CURRENT
000022420 | ADAPTOR | BRASS;POL LPG GAS CYLINDER ADAPTOR; MALE 3/8 IN MALE LH THREAD;CAN BE USED IN CONJUNCTION WITH IPG 12 POL FEMALE TO 3/8 IN FEMALE LH THREAD;PACK OF 1; | GAMECO |  | G-AC19A | CURRENT
000022421 | VALVE,REGULATING,FLUID PRESSURE | REGULATOR;WITH ADJUSTABLE PRESSURE WITH HOSE FAILURE VALVE;PRESSURE 1-4 BAR;MAX CAPACITY;BPE = 12 KG/H;POL MALE TO 3/8 IN BSP LH;PACK OF 1;RESTRICTED | GAMECO |  | SV 306311 | CURRENT
000022421 | VALVE,REGULATING,FLUID PRESSURE | REGULATOR;WITH ADJUSTABLE PRESSURE WITH HOSE FAILURE VALVE;PRESSURE 1-4 BAR;MAX CAPACITY;BPE = 12 KG/H;POL MALE TO 3/8 IN BSP LH;PACK OF 1;RESTRICTED | BLKWOOD | J BLACKWOOD & SON LTD | SV 306311 | CURRENT
000022422 | BURNER,GAS,HEATING | 38 MM;SOFT FLAME BURNER;SUPPLIED WITH 135 MM VENTED NECK TUBE;GAS COMSUMPTION AT 2 BAR 1200 G/H;EFFECT 15 KW;PACK OF 1; | AMPLITUD | AMPLITUDE PTY LTD - 396777 | TRA215123 | CURRENT
000022422 | BURNER,GAS,HEATING | 38 MM;SOFT FLAME BURNER;SUPPLIED WITH 135 MM VENTED NECK TUBE;GAS COMSUMPTION AT 2 BAR 1200 G/H;EFFECT 15 KW;PACK OF 1; | GAMECO |  | SV3529 | CURRENT
000022423 | HANDLE,SINGLE BIT AXE | SIEVERT SV3488;DOUBLE VALUE HANDLE; FOR LARGER SOFT FLAME BURNERS; INCORPORATES ONE MAIN VALVE & ONE ECONOMIZER VALVE ENABLING A PILOT | GAMECO |  | SV 3488 | CURRENT
000022426 | JOINT,ELECTRICAL POWER CABLE | 11 KV;HEATSHRINK;TRANSITION JOINT;400 SQ MM AL TRXLPE/CWS/MDPE TRIPLEX TO 3C, 240 SQ MM CU XLPE/CWS/HDPE; | SICAME | SICAME AUSTRALIA PTY LTD | HSJ-11-X13-240400-EQ1 | CURRENT
000022426 | JOINT,ELECTRICAL POWER CABLE | 11 KV;HEATSHRINK;TRANSITION JOINT;400 SQ MM AL TRXLPE/CWS/MDPE TRIPLEX TO 3C, 240 SQ MM CU XLPE/CWS/HDPE; | JBJOINT | JB JOINTING SUPPLIES PTY LTD | 11-185/400-XL/XL-1C/3C-J | CURRENT
000022426 | JOINT,ELECTRICAL POWER CABLE | 11 KV;HEATSHRINK;TRANSITION JOINT;400 SQ MM AL TRXLPE/CWS/MDPE TRIPLEX TO 3C, 240 SQ MM CU XLPE/CWS/HDPE; | OLEX | OLEX AUSTRALIA PTY LTD | 17JTS3.1.400W+M185.400 CW/EQ | CURRENT
000022426 | JOINT,ELECTRICAL POWER CABLE | 11 KV;HEATSHRINK;TRANSITION JOINT;400 SQ MM AL TRXLPE/CWS/MDPE TRIPLEX TO 3C, 240 SQ MM CU XLPE/CWS/HDPE; | TECONN | TE CONNECTIVITY LTD | MXSU-EX502 | CURRENT
000022427 | HANDLE,SWITCH | STEEL;OPERATING HANDLE;600 MM LG;U/W SAFELINK RMU MECHANISMS;TO COMPLY WITH SAFETY ALERT TO BE RELEASED NOVEMBER 2010;TO REPLACE 1.5 M INSULATED HANDLE; | ABBAUST | ABB AUSTRALIA PTY LTD | CA5992AU | CURRENT
000022427 | HANDLE,SWITCH | STEEL;OPERATING HANDLE;600 MM LG;U/W SAFELINK RMU MECHANISMS;TO COMPLY WITH SAFETY ALERT TO BE RELEASED NOVEMBER 2010;TO REPLACE 1.5 M INSULATED HANDLE; | ALLMET | ALLMET ENGINEERING | 600 MM LG HANDLE | CURRENT
000022424 | BRACKET,MOUNTING | Street Light, Minor Road, 300mm Lg, Galv Steel, EQTS 05-02-01, Dwg 1012884-01 (scm) | IPOLES | INTERNATIONAL POLES | EQ-058 | CURRENT
000022424 | BRACKET,MOUNTING | Street Light, Minor Road, 300mm Lg, Galv Steel, EQTS 05-02-01, Dwg 1012884-01 (scm) | GPA | GALVANISED POLES AUSTRALIA | GPA2433712 / 22424 | CURRENT
000022424 | BRACKET,MOUNTING | Street Light, Minor Road, 300mm Lg, Galv Steel, EQTS 05-02-01, Dwg 1012884-01 (scm) | EZYSTRUT | EZYSTRUT CABLE & PIPE SUPPORTS | E2433712 | CURRENT
000022424 | BRACKET,MOUNTING | Street Light, Minor Road, 300mm Lg, Galv Steel, EQTS 05-02-01, Dwg 1012884-01 (scm) | HAYMAN | HAYMANS INDUSTRIES PTY LTD | 22424 | CURRENT
000022424 | BRACKET,MOUNTING | Street Light, Minor Road, 300mm Lg, Galv Steel, EQTS 05-02-01, Dwg 1012884-01 (scm) | INGALEPS | INGAL EPS (CONTRACTOR) | GEX22424 | CURRENT
000022424 | BRACKET,MOUNTING | Street Light, Minor Road, 300mm Lg, Galv Steel, EQTS 05-02-01, Dwg 1012884-01 (scm) | IUPOLE | INTERNATIONAL UTILITY POLES PTY LTD | EX-22424 | CURRENT
000022424 | BRACKET,MOUNTING | Street Light, Minor Road, 300mm Lg, Galv Steel, EQTS 05-02-01, Dwg 1012884-01 (scm) | GM POLES | GM POLES PTY LTD | SL-WPB-PT-N | CURRENT
000022425 | BRACKET,MOUNTING | Street Light, Minor Road, 0.5m Outreach, Galv Steel, MI3, EQTS 05-02-01, Dwg 10-3-3-1 (scm) | IPOLES | INTERNATIONAL POLES | EQ-063 | CURRENT
000022425 | BRACKET,MOUNTING | Street Light, Minor Road, 0.5m Outreach, Galv Steel, MI3, EQTS 05-02-01, Dwg 10-3-3-1 (scm) | GPA | GALVANISED POLES AUSTRALIA | GPA2434223 / 22425 | CURRENT
000022425 | BRACKET,MOUNTING | Street Light, Minor Road, 0.5m Outreach, Galv Steel, MI3, EQTS 05-02-01, Dwg 10-3-3-1 (scm) | EZYSTRUT | EZYSTRUT CABLE & PIPE SUPPORTS | E2434223 | CURRENT
000022425 | BRACKET,MOUNTING | Street Light, Minor Road, 0.5m Outreach, Galv Steel, MI3, EQTS 05-02-01, Dwg 10-3-3-1 (scm) | HAYMAN | HAYMANS INDUSTRIES PTY LTD | 22425 | CURRENT
000022425 | BRACKET,MOUNTING | Street Light, Minor Road, 0.5m Outreach, Galv Steel, MI3, EQTS 05-02-01, Dwg 10-3-3-1 (scm) | INGALEPS | INGAL EPS (CONTRACTOR) | GEX05335 | CURRENT
000022425 | BRACKET,MOUNTING | Street Light, Minor Road, 0.5m Outreach, Galv Steel, MI3, EQTS 05-02-01, Dwg 10-3-3-1 (scm) | GM POLES | GM POLES PTY LTD | SL-WPB-MI3 | CURRENT
000022432 | SCREW,COACH | STEEL;GALV;HEX HD;GIMLET POINT;M12; 150 MM LG;PACK OF 25;U/W SC22424 & SC22425; | STATEWD | STATEWIDE FSTNERS & ENG SPLS PL | M12 X 150 | CURRENT
000022433 | INSECT REPELLENT,PERSONAL | MEDICATED SPRAY;BUSHMANS 40% DEET, HEAVY DUTY AEROSOL;REPELS BLOOD SUCKING INSECTS;225 G CAN,PACK OF 12; APPLICATION TO CLOTHING & BOOTS; | ATOMSUPP | ATOM SUPPLY | 90140038 | CURRENT
000022433 | INSECT REPELLENT,PERSONAL | MEDICATED SPRAY;BUSHMANS 40% DEET, HEAVY DUTY AEROSOL;REPELS BLOOD SUCKING INSECTS;225 G CAN,PACK OF 12; APPLICATION TO CLOTHING & BOOTS; | BLKWOODS | J BLACKWOOD & SON LTD | 07872367/BU225A | CURRENT
000022433 | INSECT REPELLENT,PERSONAL | MEDICATED SPRAY;BUSHMANS 40% DEET, HEAVY DUTY AEROSOL;REPELS BLOOD SUCKING INSECTS;225 G CAN,PACK OF 12; APPLICATION TO CLOTHING & BOOTS; | ALLENS | ALLENS INDUSTRIAL PRODUCTS PTY LTD | BU225A | CURRENT
000021955 | CONNECTOR,BUSBAR | ALUMINIUM;TEE-OFF;2000 AMP PALM;WELDED TO BUSBAR;USED IN SUBSTNS; | ERGON | ERGON ENERGY | TEE-OFF | PURCHASE AS REQUIRED
000021957 | CONNECTOR,BUSBAR | ALUMINIUM;TEE-OFF;2000 AMP PALM;WELDED TO BUSBAR;TO SUIT 125 MM ALUMINIUM BUSBAR;USED IN SUBSTNS; | ERGON | ERGON ENERGY | TEE OFF | PURCHASE AS REQUIRED
000022300 | CONNECTOR,BUSBAR | ALUMINIUM;ADAPTOR PLATE;190 MM LG X 120 MM W X 25 MM THK;33 KV POST INSULATOR TO TRIPLE CABLE SPACER;USED IN SUBSTNS; | ERGON | ERGON ENERGY | ADAPTOR PLATE | PURCHASE AS REQUIRED
000022301 | CONNECTOR,BUSBAR | ALUMINIUM;ADAPTOR PLATE;190 MM LG X 120 MM W X 25 MM THK;33 KV POST INSULATOR TO DOUBLE CABLE SPACER;USED IN SUBSTNS; | ERGON | ERGON ENERGY | ADAPTOR PLATE | PURCHASE AS REQUIRED
000022434 | LAMP,METAL HALIDE | 250W, Clear Tube, E40 Cap, Operates on 250W HP Sodium Control Gear, Ceramic Arc Tube, Carton of 12, EQTS 05-03-01 (scm) | EYELIGHT | EYE LIGHTING AUSTRALIA PTY LTD | 116435 | CURRENT
000022434 | LAMP,METAL HALIDE | 250W, Clear Tube, E40 Cap, Operates on 250W HP Sodium Control Gear, Ceramic Arc Tube, Carton of 12, EQTS 05-03-01 (scm) | EYE |  | CMT250EX/HOR | CURRENT
000022434 | LAMP,METAL HALIDE | 250W, Clear Tube, E40 Cap, Operates on 250W HP Sodium Control Gear, Ceramic Arc Tube, Carton of 12, EQTS 05-03-01 (scm) | SYLVANIA | SYLVANIA SCHREDER | 203110SB | CURRENT
000022435 | LAMP,METAL HALIDE | 400 W; E40 CAP; CERAMIC ARC TUBE; CLEAR BULB; OPERATES ON 400 W HPS CONTROL GEAR EQTS 05-03-01; (scm) | PHILIPS | PHILIPS AUSTRALIA PTY LTD | 928481600096 | CURRENT
000022435 | LAMP,METAL HALIDE | 400 W; E40 CAP; CERAMIC ARC TUBE; CLEAR BULB; OPERATES ON 400 W HPS CONTROL GEAR EQTS 05-03-01; (scm) | EYE |  | 98748 | CURRENT
000022328 | TAG,INSTRUCTION | Test Tag, Vinyl, Self Adhesive, Black Text on White, TESTED BY EQL, 4 x spaces for Next Test Due, 32 x 51mm c/w Permanent Marking Pen, Pack of 100 | PROMARK | PROMARK PACKAGING PTY LTD GEEBUNG | 7281 | CURRENT
000022329 | TAG,INSTRUCTION | LEGEND-PROPERTY OF ENERGEX;51 MM X 32 MM;FLAT TYPE SINGLE BAR CODE & S - ASSET NUMBER;VINYL;C/W BLACK TEXT; ADHESIVE BACKED;PACK OF 100 | PROMARK | PROMARK PACKAGING PTY LTD GEEBUNG | 7282 | CURRENT
000022331 | TAG,INSTRUCTION | LEGEND-PROPERTY OF ENERGEX;32 MM X 109.9 MM;TWIN BAR CODE & S - ASSET NUMBER,WRAPAROUND TYPE;VINYL;C/W BLACK TEXT;ADHESIVE BACKED;PACK OF 100; | PROMARK | PROMARK PACKAGING PTY LTD GEEBUNG | 7493 | CURRENT
000022336 | TAG,INSTRUCTION | LEGEND-4 POSITIONS FOR NEXT TEST DUE; 28 MM X 40 MM;VINYL;WHITE;C/W BLACK TEXT ;ADHESIVE BACKED;C/W PERMANENT MARKING PEN;PACK OF 100;RESTRICTED ISSUE TO | PROMARK | PROMARK PACKAGING PTY LTD GEEBUNG | 7551 | PHASING
000022047 | L.V. LINE COVER | PVC;L.V. YELLOW & GREY DOUBLE DROP HIGH VISIBILITY INSULATING LINE COVER;FOR O/H MAINS;1220 MM LG X 300 MM W X 2 MM THK; C/W MAGNETIC BUTTON FASTENERS; | CNWPL | CNW PL - SLACKS CREEK | 02389936/3004 | CURRENT
000022047 | L.V. LINE COVER | PVC;L.V. YELLOW & GREY DOUBLE DROP HIGH VISIBILITY INSULATING LINE COVER;FOR O/H MAINS;1220 MM LG X 300 MM W X 2 MM THK; C/W MAGNETIC BUTTON FASTENERS; | BLKWOODS | J BLACKWOOD & SON LTD | 02389936/3004 | CURRENT
000022047 | L.V. LINE COVER | PVC;L.V. YELLOW & GREY DOUBLE DROP HIGH VISIBILITY INSULATING LINE COVER;FOR O/H MAINS;1220 MM LG X 300 MM W X 2 MM THK; C/W MAGNETIC BUTTON FASTENERS; | BALMORAL | BALMORAL ENGINEERING | 3004 ENGX | CURRENT
000022047 | L.V. LINE COVER | PVC;L.V. YELLOW & GREY DOUBLE DROP HIGH VISIBILITY INSULATING LINE COVER;FOR O/H MAINS;1220 MM LG X 300 MM W X 2 MM THK; C/W MAGNETIC BUTTON FASTENERS; | THEWMCAN | TMAC THEW & MCCANN GROUP | PVC DUAL LAYER,YELLOW/GREY | CURRENT
000022047 | L.V. LINE COVER | PVC;L.V. YELLOW & GREY DOUBLE DROP HIGH VISIBILITY INSULATING LINE COVER;FOR O/H MAINS;1220 MM LG X 300 MM W X 2 MM THK; C/W MAGNETIC BUTTON FASTENERS; | HYLEC | HYLEC PTY LTD | PVC DUAL LAYER,YELLOW/GREY | CURRENT
000022047 | L.V. LINE COVER | PVC;L.V. YELLOW & GREY DOUBLE DROP HIGH VISIBILITY INSULATING LINE COVER;FOR O/H MAINS;1220 MM LG X 300 MM W X 2 MM THK; C/W MAGNETIC BUTTON FASTENERS; | BRITECH | BRI-TECH PTY LTD | PVC DUAL LAYER,YELLOW/GREY | CURRENT
000022047 | L.V. LINE COVER | PVC;L.V. YELLOW & GREY DOUBLE DROP HIGH VISIBILITY INSULATING LINE COVER;FOR O/H MAINS;1220 MM LG X 300 MM W X 2 MM THK; C/W MAGNETIC BUTTON FASTENERS; | ENERGYNW | THE ENERGY NETWORK | PVC DUAL LAYER,YELLOW/GREY | CURRENT
000022047 | L.V. LINE COVER | PVC;L.V. YELLOW & GREY DOUBLE DROP HIGH VISIBILITY INSULATING LINE COVER;FOR O/H MAINS;1220 MM LG X 300 MM W X 2 MM THK; C/W MAGNETIC BUTTON FASTENERS; | TRELBORG | TRELLEBORG | PVC DUAL LAYER,YELLOW/GREY | CURRENT
000022335 | TAG,INSTRUCTION | LEGEND-TEST DATE,NEXT TEST DATE;99 MM X 42 MM;VALERON;YELLOW COLOUR FRAME; WRAPAROUND TYPE;C/W BLACK TEXT; ADHESIVE BACKED;C/W PERMANENT | PROMARK | PROMARK PACKAGING PTY LTD GEEBUNG | 7503 | PHASING
000022332 | TAG,INSTRUCTION | LEGEND-TEST DATE,NEXT TEST DATE;99 MM X 42 MM;VALERON;BLUE COLOUR FRAME; WRAPAROUND TYPE;C/W BLACK TEXT; ADHESIVE BACKED;C/W PERMANENT | PROMARK | PROMARK PACKAGING PTY LTD GEEBUNG | 7500 | PHASING
000022334 | TAG,INSTRUCTION | LEGEND-TEST DATE,NEXT TEST DATE;99 MM X 42 MM;VALERON;RED COLOUR FRAME; WRAPAROUND TYPE;C/W BLACK TEXT; ADHESIVE BACKED;C/W PERMANENT | PROMARK | PROMARK PACKAGING PTY LTD GEEBUNG | 7502 | CURRENT
000022326 | TAG,INSTRUCTION | LEGEND-PLANT SERVICED BY FLEET WORKSHOP SOUTHPORT;103 MM X 45.7 MM; VALERON;MAIN COLOUR YELLOW;C/W BLACK TEXT;ADHESIVE BACKED;C/W PERMANENT | PROMARK | PROMARK PACKAGING PTY LTD GEEBUNG | 4760 | CURRENT
000022428 | L.V. LINE COVER | L.V.;HIGH VISIBILITY INSULATING FLEXIBLE COVER;1000 MM LG X 100 MM W;CLASS II DRAPE TYPE;COMPLIES WITHAS4202-1994; RESTRICTED ISSUE TO ASSET SERVICES MGR | BLKWOODS | J BLACKWOOD & SON LTD | 02389851/19003 | CURRENT
000022428 | L.V. LINE COVER | L.V.;HIGH VISIBILITY INSULATING FLEXIBLE COVER;1000 MM LG X 100 MM W;CLASS II DRAPE TYPE;COMPLIES WITHAS4202-1994; RESTRICTED ISSUE TO ASSET SERVICES MGR | ENERGYNW | THE ENERGY NETWORK | 1000 MM LG X 100 MM W | CURRENT
000022428 | L.V. LINE COVER | L.V.;HIGH VISIBILITY INSULATING FLEXIBLE COVER;1000 MM LG X 100 MM W;CLASS II DRAPE TYPE;COMPLIES WITHAS4202-1994; RESTRICTED ISSUE TO ASSET SERVICES MGR | BRITECH | BRI-TECH PTY LTD | 1000 MM LG X 100 MM W | CURRENT
000022428 | L.V. LINE COVER | L.V.;HIGH VISIBILITY INSULATING FLEXIBLE COVER;1000 MM LG X 100 MM W;CLASS II DRAPE TYPE;COMPLIES WITHAS4202-1994; RESTRICTED ISSUE TO ASSET SERVICES MGR | TRELBORG | TRELLEBORG | 1000 MM LG X 100 MM W | CURRENT
000022428 | L.V. LINE COVER | L.V.;HIGH VISIBILITY INSULATING FLEXIBLE COVER;1000 MM LG X 100 MM W;CLASS II DRAPE TYPE;COMPLIES WITHAS4202-1994; RESTRICTED ISSUE TO ASSET SERVICES MGR | BALMORAL | BALMORAL ENGINEERING | 9016 ENGX | CURRENT
000022428 | L.V. LINE COVER | L.V.;HIGH VISIBILITY INSULATING FLEXIBLE COVER;1000 MM LG X 100 MM W;CLASS II DRAPE TYPE;COMPLIES WITHAS4202-1994; RESTRICTED ISSUE TO ASSET SERVICES MGR | SILGLEN | SILGLEN SERVICES PTY LTD | 1000 MM LG X 100 MM W | CURRENT
000022428 | L.V. LINE COVER | L.V.;HIGH VISIBILITY INSULATING FLEXIBLE COVER;1000 MM LG X 100 MM W;CLASS II DRAPE TYPE;COMPLIES WITHAS4202-1994; RESTRICTED ISSUE TO ASSET SERVICES MGR | THEWMCAN | TMAC THEW & MCCANN GROUP | 1000 MM LG X 100 MM W | CURRENT
000022428 | L.V. LINE COVER | L.V.;HIGH VISIBILITY INSULATING FLEXIBLE COVER;1000 MM LG X 100 MM W;CLASS II DRAPE TYPE;COMPLIES WITHAS4202-1994; RESTRICTED ISSUE TO ASSET SERVICES MGR | HYLEC | HYLEC PTY LTD | 1000 MM LG X 100 MM W | CURRENT
000022429 | L.V. LINE COVER | L.V.;HIGH VISIBILTY INSULATING FLEXIBLE COVER;600 MM LG X 300 MM W;CLASS II DRAPE TYPE;COMPLIES WITH AS4202-1994; RESTRICTED ISSUE TO ASSET SERVICES MGR | BLKWOODS | J BLACKWOOD & SON LTD | 02389885/9017 | PURCHASE AS REQUIRED
000022429 | L.V. LINE COVER | L.V.;HIGH VISIBILTY INSULATING FLEXIBLE COVER;600 MM LG X 300 MM W;CLASS II DRAPE TYPE;COMPLIES WITH AS4202-1994; RESTRICTED ISSUE TO ASSET SERVICES MGR | TRELBORG | TRELLEBORG | 600 MM LG X 300 MM W | PURCHASE AS REQUIRED
000022429 | L.V. LINE COVER | L.V.;HIGH VISIBILTY INSULATING FLEXIBLE COVER;600 MM LG X 300 MM W;CLASS II DRAPE TYPE;COMPLIES WITH AS4202-1994; RESTRICTED ISSUE TO ASSET SERVICES MGR | HYLEC | HYLEC PTY LTD | 600 MM LG X 300 MM W | PURCHASE AS REQUIRED
000022429 | L.V. LINE COVER | L.V.;HIGH VISIBILTY INSULATING FLEXIBLE COVER;600 MM LG X 300 MM W;CLASS II DRAPE TYPE;COMPLIES WITH AS4202-1994; RESTRICTED ISSUE TO ASSET SERVICES MGR | ENERGYNW | THE ENERGY NETWORK | 600 MM LG X 300 MM W | PURCHASE AS REQUIRED
000022429 | L.V. LINE COVER | L.V.;HIGH VISIBILTY INSULATING FLEXIBLE COVER;600 MM LG X 300 MM W;CLASS II DRAPE TYPE;COMPLIES WITH AS4202-1994; RESTRICTED ISSUE TO ASSET SERVICES MGR | BRITECH | BRI-TECH PTY LTD | 600 MM LG X 300 MM W | PURCHASE AS REQUIRED
000022429 | L.V. LINE COVER | L.V.;HIGH VISIBILTY INSULATING FLEXIBLE COVER;600 MM LG X 300 MM W;CLASS II DRAPE TYPE;COMPLIES WITH AS4202-1994; RESTRICTED ISSUE TO ASSET SERVICES MGR | BALMORAL | BALMORAL ENGINEERING | 9017 ENGX | PURCHASE AS REQUIRED
000022429 | L.V. LINE COVER | L.V.;HIGH VISIBILTY INSULATING FLEXIBLE COVER;600 MM LG X 300 MM W;CLASS II DRAPE TYPE;COMPLIES WITH AS4202-1994; RESTRICTED ISSUE TO ASSET SERVICES MGR | SILGLEN | SILGLEN SERVICES PTY LTD | 600 MM LG X 300 MM W | PURCHASE AS REQUIRED
000022429 | L.V. LINE COVER | L.V.;HIGH VISIBILTY INSULATING FLEXIBLE COVER;600 MM LG X 300 MM W;CLASS II DRAPE TYPE;COMPLIES WITH AS4202-1994; RESTRICTED ISSUE TO ASSET SERVICES MGR | THEWMCAN | TMAC THEW & MCCANN GROUP | 600 MM LG X 300 MM W | PURCHASE AS REQUIRED
000022436 | CAPACITOR SHUNT INSTALLATION. | 12 KV;3 PHASE;50 HZ;600 KVAR @ 11 KV; SHUNT FEEDER POLE MTG CAP BANK;C/W SWITCHES;C/W CT;C/W AF BLOCKING FILTER; C/W CONTROLLER;240 V AC;REMOTE | ABB | ABB FAN PTY LTD | 600 KVAR | PURCHASE AS REQUIRED
000021951 | BOX,ELECTRICAL,MULTIAPPLICATION. | STAINLESS STEEL;600 MM H,400 MM W,200 MM D;BASEMENT VENTILATION; 3 PHASE;USED IN SUBSTNS;DWG CCMAST-AR063-01 AMT B & DWG CCMAST-SC211-01 AMT B; | NHP | NHP ELECTRICAL ENGINEERING | EGXSC21951 | CURRENT
000022439 | CLAMP,ELEC PWR CABLE,SUPPORT | SINGLE CABLE;STAINLESS STEEL;TO SUIT CABLE 83MM TO 100MM DIA;SINGLE BOLT MTG;M10 CLEARANCE;REQUIRES ADDITIONAL EPSFT43 SFT TRIPLEX SURROUND;TO SUIT | CMI ELEC | CMI ELECTRICAL PRODUCTS GEEBUNG | EPVRT-08 | CURRENT
000022439 | CLAMP,ELEC PWR CABLE,SUPPORT | SINGLE CABLE;STAINLESS STEEL;TO SUIT CABLE 83MM TO 100MM DIA;SINGLE BOLT MTG;M10 CLEARANCE;REQUIRES ADDITIONAL EPSFT43 SFT TRIPLEX SURROUND;TO SUIT | IPD | IPD GROUP LIMITED | ELLIS PATENTS VULCAN EPVRT-08 | CURRENT
000022440 | CLAMP,ELEC PWR CABLE,SUPPORT | TRIPLEX INSERT;FOR U/W VULCAN EPVRT-09 SINGLE CABLE CLEAT;TO SUIT TRIPLEX CORE OD 39 MM TO 45 MM;REFER SC22439 FOR SINGLE CLEAT; | CMI ELEC | CMI ELECTRICAL PRODUCTS GEEBUNG | EPSFT43 | CURRENT
000022440 | CLAMP,ELEC PWR CABLE,SUPPORT | TRIPLEX INSERT;FOR U/W VULCAN EPVRT-09 SINGLE CABLE CLEAT;TO SUIT TRIPLEX CORE OD 39 MM TO 45 MM;REFER SC22439 FOR SINGLE CLEAT; | IPD | IPD GROUP LIMITED | ELLIS PATENTS EPSFT43 | CURRENT
000030102 | HAND CLEANER | GERMBUSTER;LIQUID GEL; ANTI-BACTERIAL, ANTISEPTIC HAND SANITISER;500ml PUMP ACTION BOTTLE;PACK OF 4;FOR USE WHEN WATER IS NOT AVAILABLE; | ALPHA | ALPHA FIRST AID SUPPLIES QLD | 660002 | CURRENT
000030103 | HAND CLEANER | Germ Buster, Anti-Bacterial, Liquid Gel, Hand Sanitiser, 100ml Flip Top Bottle, Antiseptic, for use when water is not available | BLKWOODS | J BLACKWOOD & SON LTD | B-00192039 | CURRENT
000030103 | HAND CLEANER | Germ Buster, Anti-Bacterial, Liquid Gel, Hand Sanitiser, 100ml Flip Top Bottle, Antiseptic, for use when water is not available | BLKWOODS | J BLACKWOOD & SON LTD | B0451/GB100 | CURRENT
000030103 | HAND CLEANER | Germ Buster, Anti-Bacterial, Liquid Gel, Hand Sanitiser, 100ml Flip Top Bottle, Antiseptic, for use when water is not available | RRL | R.R.L.ENTERPRISES PTY LTD | GB150 | CURRENT
000022444 | TRANSFORMER,POWER | 33 KV/5.5 KV;8 MVA;3 PHASE;GROUND MTG;HV BSH 180 LV AIR;MINERAL OIL INSULATED; ONAF;DYN 11;C/W VACUUM OLTC 17 TAP POSN; ATTACHED RADIATOR; | WILSON | WILSON TRANSFORMER CO. PTY LTD | 33 KV/5.5 KV 8 MVA | PURCHASE AS REQUIRED
000021650 | TRANSFORMER,DISTRIBUTION | 11 KV;100 KVA;3 PHASE;POLE BOLT MTG;BSH HV 90 LV BSH;MINERAL OIL INSULATED;ONAN; DYN 11;7 TAP POSN;11 KV/433-250 V;GALV TANK;PRE-FITTED WITH SURGE ARRESTERS & | WILSON | WILSON TRANSFORMER CO. PTY LTD | 100 KVA | CURRENT
000021650 | TRANSFORMER,DISTRIBUTION | 11 KV;100 KVA;3 PHASE;POLE BOLT MTG;BSH HV 90 LV BSH;MINERAL OIL INSULATED;ONAN; DYN 11;7 TAP POSN;11 KV/433-250 V;GALV TANK;PRE-FITTED WITH SURGE ARRESTERS & | WILSON | WILSON TRANSFORMER CO. PTY LTD | 874-0606-11-AA | CURRENT
000021651 | TRANSFORMER,DISTRIBUTION | 11 KV;200 KVA;3 PHASE;POLE BOLT MTG;BSH HV 90 LV BSH;MINERAL OIL INSULATED;ONAN; DYN 11;7 TAP POSN;11 KV/433-250 V;GALV TANK;PRE-FITTED WITH SURGE ARRESTERS;& | WILSON | WILSON TRANSFORMER CO. PTY LTD | 200 KVA | CURRENT
000021651 | TRANSFORMER,DISTRIBUTION | 11 KV;200 KVA;3 PHASE;POLE BOLT MTG;BSH HV 90 LV BSH;MINERAL OIL INSULATED;ONAN; DYN 11;7 TAP POSN;11 KV/433-250 V;GALV TANK;PRE-FITTED WITH SURGE ARRESTERS;& | WILSON | WILSON TRANSFORMER CO. PTY LTD | 874-0607-11-AA | CURRENT
000021652 | TRANSFORMER,DISTRIBUTION | 11 KV;315 KVA;3 PHASE;POLE BOLT MTG;BSH HV 90 LV BSH;MINERAL OIL INSULATED;ONAN; DYN 11;7 TAP POSN;11 KV/433-250 V;GALV TANK;PRE-FITTED WITH SURGE ARRESTERS & | WILSON | WILSON TRANSFORMER CO. PTY LTD | 315 KVA | CURRENT
000021652 | TRANSFORMER,DISTRIBUTION | 11 KV;315 KVA;3 PHASE;POLE BOLT MTG;BSH HV 90 LV BSH;MINERAL OIL INSULATED;ONAN; DYN 11;7 TAP POSN;11 KV/433-250 V;GALV TANK;PRE-FITTED WITH SURGE ARRESTERS & | WILSON | WILSON TRANSFORMER CO. PTY LTD | 874-0608-11-AA | CURRENT
000021653 | TRANSFORMER,DISTRIBUTION | 11 KV;500 KVA;3 PHASE;POLE BOLT MTG;BSH HV 90 LV BSH;MINERAL OIL INSULATED;ONAN; DYN 11;7 TAP POSN;11 KV/433-250 V;GALV TANK;PRE-FITTED WITH SURGE ARRESTERS & | WILSON | WILSON TRANSFORMER CO. PTY LTD | 500 KVA | CURRENT
000021653 | TRANSFORMER,DISTRIBUTION | 11 KV;500 KVA;3 PHASE;POLE BOLT MTG;BSH HV 90 LV BSH;MINERAL OIL INSULATED;ONAN; DYN 11;7 TAP POSN;11 KV/433-250 V;GALV TANK;PRE-FITTED WITH SURGE ARRESTERS & | WILSON | WILSON TRANSFORMER CO. PTY LTD | 874-0609-11-AA | CURRENT
000021654 | TRANSFORMER,DISTRIBUTION | 11 KV;315 KVA;PADMOUNT (RECTANGULAR);HV HAZ LV BSH;MINERAL OIL INSULATED;ONAN; DYN 11;3CR12 CUBICLE;7 TAP POSN;C/W JEAN MULLER LV SWITCHGEAR;C/W ABB SAFELINK | WILSON | WILSON TRANSFORMER CO. PTY LTD | 881-0636-11-AG | CURRENT
000021654 | TRANSFORMER,DISTRIBUTION | 11 KV;315 KVA;PADMOUNT (RECTANGULAR);HV HAZ LV BSH;MINERAL OIL INSULATED;ONAN; DYN 11;3CR12 CUBICLE;7 TAP POSN;C/W JEAN MULLER LV SWITCHGEAR;C/W ABB SAFELINK | WILSON | WILSON TRANSFORMER CO. PTY LTD | 315 KVA | CURRENT
000021655 | TRANSFORMER,DISTRIBUTION | 11 KV;500 KVA;PADMOUNT (RECTANGULAR);HV HAZ LV BSH;MINERAL OIL INSULATED;ONAN; DYN 11;3CR12 CUBICLE;7 TAP POSN;C/E JEAN MULLER KV SWITCHGEAR;C/W ABB SAFELINK | WILSON | WILSON TRANSFORMER CO. PTY LTD | 500 KVA | CURRENT
000021656 | TRANSFORMER,DISTRIBUTION | 11 KV;750 KVA;PADMOUNT (RECTANGULAR)HV HAZ LV BSH;MINERAL OIL INSULATED;ONAN; DYN 11;3CR12 CUBICLE;7 TAP POSN;C/W JEAN MULLER LV SWITCHGEAR;C/W ABB SAFELINK | WILSON | WILSON TRANSFORMER CO. PTY LTD | 881-0638-11-AG | CURRENT
000021656 | TRANSFORMER,DISTRIBUTION | 11 KV;750 KVA;PADMOUNT (RECTANGULAR)HV HAZ LV BSH;MINERAL OIL INSULATED;ONAN; DYN 11;3CR12 CUBICLE;7 TAP POSN;C/W JEAN MULLER LV SWITCHGEAR;C/W ABB SAFELINK | WILSON | WILSON TRANSFORMER CO. PTY LTD | 750 KVA | CURRENT
000021657 | TRANSFORMER,DISTRIBUTION | 11 KV;750 KVA;SPECIAL PADMOUNT TRANSFMR; 3 PHASE;50 HZ;11 KV/433/250 V;ONAN;(FITS WITHIN RECTANGULAR 500 KVA ENVELOPE); PADMOUNTED TRANSFORMER;C/W TYPE B | WILSON | WILSON TRANSFORMER CO. PTY LTD | 750 KVA SPECIAL | STRATEGIC SPARE
000021658 | TRANSFORMER,DISTRIBUTION | 11 KV;1000 KVA;PADMOUNT (RECTANGULAR); HV HAZ LV BSH;MINERAL OIL INSULATED;ONAN ;DYN 11;3CR12 CUBICLE;7 TAP POSN;C/W LV SWITCHGEAR;C/W ABB SAFELINK RMU;C/W | WILSON | WILSON TRANSFORMER CO. PTY LTD | 1000 KVA | CURRENT
000021659 | TRANSFORMER,DISTRIBUTION | 11 KV;315 KVA;PADMOUNT (SQUARE STYLE);HV HAZ LV BSH;MINERAL OIL INSULATED;ONAN; DYN 11;3CR12 CUBICLE;7 TAP POSN;C/W AREVA FBX C-C-T1 NON-EXT HV RMU & JEAN | WILSON | WILSON TRANSFORMER CO. PTY LTD | 315 KVA | PHASING
000021665 | TRANSFORMER,DISTRIBUTION | 11 KV;750 KVA;3 PHASE;GROUND MTG;AIR HV 180 LV BSH;MINERAL OIL INSULATED;ONAN; DYN 11;LOW INPEDANCE TYPE;7 TAP SWITCH POSN;C/W LOW-VOLTAGE MONITORING;LV | TYREE | TYREE INDUSTRIES PL MITTAGONG NSW | 750M4INQ-B | CURRENT
000021665 | TRANSFORMER,DISTRIBUTION | 11 KV;750 KVA;3 PHASE;GROUND MTG;AIR HV 180 LV BSH;MINERAL OIL INSULATED;ONAN; DYN 11;LOW INPEDANCE TYPE;7 TAP SWITCH POSN;C/W LOW-VOLTAGE MONITORING;LV | TYREE | TYREE INDUSTRIES PL MITTAGONG NSW | 750 KVA | CURRENT
000021666 | TRANSFORMER,DISTRIBUTION | 11 KV;1000 KVA;3 PHASE;GROUND MTG;AIR HV 180 LV BSH;MINERAL OIL INSULATED;ONAN; DYN 11;LOW IMPEDANCE TYPE;7 TAP SWITCH POSN;C/W LOW-VOLTAGE MONITORING;LV | TYREE | TYREE INDUSTRIES PL MITTAGONG NSW | 1000M4INQ-B | CURRENT
000021666 | TRANSFORMER,DISTRIBUTION | 11 KV;1000 KVA;3 PHASE;GROUND MTG;AIR HV 180 LV BSH;MINERAL OIL INSULATED;ONAN; DYN 11;LOW IMPEDANCE TYPE;7 TAP SWITCH POSN;C/W LOW-VOLTAGE MONITORING;LV | TYREE | TYREE INDUSTRIES PL MITTAGONG NSW | 1000 KVA | CURRENT
000021667 | TRANSFORMER,DISTRIBUTION | TX:DIST;1500KVA,11KV,433 TO 250V,3PH,GND TRANSFORMER,DISTRIBUTION Groundmount, 11 kV/433-250V, 1500kVA, 3Ph, HV & LV Air C able Box, JTS 02-03-01 (scm) | TYREE | TYREE INDUSTRIES PL MITTAGONG NSW | 1500M4INQ-B | CURRENT
000021667 | TRANSFORMER,DISTRIBUTION | TX:DIST;1500KVA,11KV,433 TO 250V,3PH,GND TRANSFORMER,DISTRIBUTION Groundmount, 11 kV/433-250V, 1500kVA, 3Ph, HV & LV Air C able Box, JTS 02-03-01 (scm) | TYREE | TYREE INDUSTRIES PL MITTAGONG NSW | 1500 KVA | CURRENT
000021667 | TRANSFORMER,DISTRIBUTION | TX:DIST;1500KVA,11KV,433 TO 250V,3PH,GND TRANSFORMER,DISTRIBUTION Groundmount, 11 kV/433-250V, 1500kVA, 3Ph, HV & LV Air C able Box, JTS 02-03-01 (scm) | TYREE | TYREE INDUSTRIES PL MITTAGONG NSW | 1500M4INQ- | CURRENT
000021668 | TRANSFORMER,DISTRIBUTION | 11 KV;315 KVA;3 PHASE;EPOXY ENCAPSULATED ,DRY TYPE;IP21 ENCLOSURE;TOP OR BOTTOM CABLE ENTRY;7 TAP 4% Z;75 KV BIL (IMPULSE STRENGTH);C/W LOW-VOLTAGE | PMSWITCH | P.M.SWITCHBOARDS PL EAGLE FARM QLD | 315 KVA | PURCHASE AS REQUIRED
000021670 | TRANSFORMER,DISTRIBUTION | 11 KV;500 KVA;3 PHASE;EPOXY ENCAPSULATED ;DRY TYPE;IP21;ENCLOSURE;TOP OR BOTTOM CABLE ENTRY;7 TAP 4% Z;75 KV BIL (IMPULSE STRENGTH);C/W LOW-VOLTAGE | PMSWITCH | P.M.SWITCHBOARDS PL EAGLE FARM QLD | 500 KVA | PURCHASE AS REQUIRED
000021672 | TRANSFORMER,DISTRIBUTION | 11 KV;750 KVA;3 PH;EPOXY ENCAPSULATED; DRY TYPE;IP21;ENCLOSURE;TOP OR BOTTOM CABLE ENTRY;7 TAP 6% Z;75 LV BIL (IMPULSE STRENGTH);C/W LOW-VOLTAGE | PMSWITCH | P.M.SWITCHBOARDS PL EAGLE FARM QLD | 750 KVA | PURCHASE AS REQUIRED
000021674 | TRANSFORMER,DISTRIBUTION | 11 KV;1000 KVA;3 PH;EPOXY ENCAPSULATED; DRY TYPE;IP21;ENCLOSURE;TOP OR BOTTOM CABLE ENTRY;7 TAP 6% Z;75 KV BIL (IMPULSE STRENGTH);C/W LOW VOLTAGE | PMSWITCH | P.M.SWITCHBOARDS PL EAGLE FARM QLD | 1000 KVA | CURRENT
000021676 | TRANSFORMER,DISTRIBUTION | 11 KV;1500 KVA;3 PH;EPOXY ENCAPSULATED; DRY TYPE;IP21;ENCLOSURE;TOP OR BOTTOM CABLE ENTRY;7 TAP 6% Z;75 KV BIL (IMPULSE STRENGTH);C/W LOW-VOLTAGE | PMSWITCH | P.M.SWITCHBOARDS PL EAGLE FARM QLD | 1500 KVA | CURRENT
000022443 | TRANSFORMER,DISTRIBUTION | 11 KV;63 KVA;3 PHASE;POLE BOLT MTG;BSH HV 90 LV BSH;MINERAL OIL INSULATED;ONAN; DYN 11;7 TAP POSN;11 KV/433-250 V;SQUARE GALV TANK;PRE-FITTED WITH SURGE | WILSON | WILSON TRANSFORMER CO. PTY LTD | 63 KVA | CURRENT
000022443 | TRANSFORMER,DISTRIBUTION | 11 KV;63 KVA;3 PHASE;POLE BOLT MTG;BSH HV 90 LV BSH;MINERAL OIL INSULATED;ONAN; DYN 11;7 TAP POSN;11 KV/433-250 V;SQUARE GALV TANK;PRE-FITTED WITH SURGE | WILSON | WILSON TRANSFORMER CO. PTY LTD | 874-A374-11-AA | CURRENT
000022442 | TRANSFORMER,DISTRIBUTION | 11 KV;25 KVA;3 PHASE;POLE BOLT MTG;BSH HV 90 LV BSH;MINERAL OIL INSULATED;ONAN; DYN 11;7 TAP POSN;11 KV/433-250 V;SQUARE GALV TANK;PRE-FITTED WITH SURGE | WILSON | WILSON TRANSFORMER CO. PTY LTD | 25 KVA | CURRENT
000022442 | TRANSFORMER,DISTRIBUTION | 11 KV;25 KVA;3 PHASE;POLE BOLT MTG;BSH HV 90 LV BSH;MINERAL OIL INSULATED;ONAN; DYN 11;7 TAP POSN;11 KV/433-250 V;SQUARE GALV TANK;PRE-FITTED WITH SURGE | WILSON | WILSON TRANSFORMER CO. PTY LTD | 874-A373-11-AA | CURRENT
000022445 | COVERALLS,DISPOSABLE | DRY PARTICLE SUITS;WHITE;SIZE 2 XL;TWO ZIPPERS;SINGLE OR DOUBLE STORM FLAPS; 3 PIECE HOOD;ELASTICIZED WAIST;RATED TYPE 5 & 6;PROVIDES PROTECTION AGAINST | BLKWOOD | J BLACKWOOD & SON LTD | 04516660 | PURCHASE AS REQUIRED
000022445 | COVERALLS,DISPOSABLE | DRY PARTICLE SUITS;WHITE;SIZE 2 XL;TWO ZIPPERS;SINGLE OR DOUBLE STORM FLAPS; 3 PIECE HOOD;ELASTICIZED WAIST;RATED TYPE 5 & 6;PROVIDES PROTECTION AGAINST | BLKWOOD | J BLACKWOOD & SON LTD | 07243503 | PURCHASE AS REQUIRED
000022445 | COVERALLS,DISPOSABLE | DRY PARTICLE SUITS;WHITE;SIZE 2 XL;TWO ZIPPERS;SINGLE OR DOUBLE STORM FLAPS; 3 PIECE HOOD;ELASTICIZED WAIST;RATED TYPE 5 & 6;PROVIDES PROTECTION AGAINST | ATOMSUPP | ATOM SUPPLY | 55520082 | PURCHASE AS REQUIRED
000022445 | COVERALLS,DISPOSABLE | DRY PARTICLE SUITS;WHITE;SIZE 2 XL;TWO ZIPPERS;SINGLE OR DOUBLE STORM FLAPS; 3 PIECE HOOD;ELASTICIZED WAIST;RATED TYPE 5 & 6;PROVIDES PROTECTION AGAINST | ATOMSUPP | ATOM SUPPLY | 40012841 | PURCHASE AS REQUIRED
000030104 | GUMBOOT | MEN'S;KNEE HIGH RUBBER BOOT;PULL ON; BLACK;STEEL MID SOLE;BLUNDSTONEGUMBOOT; SIZES 5-13; | PROTECTR |  | 014 | PURCHASE AS REQUIRED
000030104 | GUMBOOT | MEN'S;KNEE HIGH RUBBER BOOT;PULL ON; BLACK;STEEL MID SOLE;BLUNDSTONEGUMBOOT; SIZES 5-13; | BLKWOOD | J BLACKWOOD & SON LTD | BWSQ000778015 | PURCHASE AS REQUIRED
000022446 | CABLE,EARTHING,KIT | POLYLAM,EARTHING KIT;3 PHASE;TO SUIT 1000 SQ MM AL XLPE/CWS/LAT/LDPE/MDPE; W/- TERMITE REPELLANT;FULLY WB 19/33 KV CABLE TERMINATION EPKT-36F1X0; | TECONN | TE CONNECTIVITY LTD | AUST-SPEC114 | PURCHASE AS REQUIRED
000022327 | TAG,INSTRUCTION | LEGEND-DO NOT REMOVE;EQUIPMENT SERVICES ASSET NO.;90 MM X 28.5 MM; VALERON;RED TEXT;WRAPAROUND;ADHESIVE BACKED;C/W PERMANENT MARKING PEN; | PROMARK | PROMARK PACKAGING PTY LTD GEEBUNG | 7241 | CURRENT
000022305 | SWITCH. | FLOAT SWITCH;PEAR TYPE;10 AMP CONTACT; 10 M 9008 NEOPRENE RUBBER LEAD;USED IN SUBSTNS; | REXEL | REXEL PTY LTD | MMLFSW-12512 | PURCHASE AS REQUIRED
000022305 | SWITCH. | FLOAT SWITCH;PEAR TYPE;10 AMP CONTACT; 10 M 9008 NEOPRENE RUBBER LEAD;USED IN SUBSTNS; | HAYMANS | HAYMANS ELECTRICAL | MTLFSW-12512 | PURCHASE AS REQUIRED
000022447 | CONDUIT,NONMETALLIC,FLEXIBLE | CONDT:CBL;32mm,25m Roll,Corrugated,PVC CONDUIT,NONMETALLIC,FLEXIBLE PVC, 32mm, Med Duty, Grey, Corrugated, 25m Roll | REXEL | REXEL PTY LTD | CLI9032TCM GY | CURRENT
000022447 | CONDUIT,NONMETALLIC,FLEXIBLE | CONDT:CBL;32mm,25m Roll,Corrugated,PVC CONDUIT,NONMETALLIC,FLEXIBLE PVC, 32mm, Med Duty, Grey, Corrugated, 25m Roll | TRI UGRD | TRI UNDERGROUND AUSTRALIA PTY LTD | CONCMD3225 | CURRENT
000022447 | CONDUIT,NONMETALLIC,FLEXIBLE | CONDT:CBL;32mm,25m Roll,Corrugated,PVC CONDUIT,NONMETALLIC,FLEXIBLE PVC, 32mm, Med Duty, Grey, Corrugated, 25m Roll | CNWPL | CNW PL - SLACKS CREEK | CLI9032TCM GY | CURRENT
000022447 | CONDUIT,NONMETALLIC,FLEXIBLE | CONDT:CBL;32mm,25m Roll,Corrugated,PVC CONDUIT,NONMETALLIC,FLEXIBLE PVC, 32mm, Med Duty, Grey, Corrugated, 25m Roll | HAYMANS | HAYMANS ELECTRICAL | 9032TCM GY | CURRENT
000022448 | SETSCREW | STAINLESS STEEL;GDE 316;HEX HD;FLAT POINT;M6 ISO M;16 MM LG; | STATEWD | STATEWIDE FSTNERS & ENG SPLS PL | M6 X 16 MM LG | CURRENT
000022303 | BUSBAR | EARTH BAR;1000 MM LG,50 MM W,6 MM THK; DRILLED;U/W TRANSFORMER ARBOUR;USED IN SUBSTNS; | ERGON | ERGON ENERGY | EARTH BAR | CURRENT
000022451 | CARTRIDGE,RESPIRATOR,AIR FILTERING | Sundstrom SR315 ABE Gas Filter, Protection when Cutting, Heating & Welding Galv Steel, Pack of 5 | QLDSAFTY |  | SR315 ABE 1 | CURRENT
000022451 | CARTRIDGE,RESPIRATOR,AIR FILTERING | Sundstrom SR315 ABE Gas Filter, Protection when Cutting, Heating & Welding Galv Steel, Pack of 5 | ATOMSUPP | ATOM SUPPLY | 79913825 | CURRENT
000022452 | MONITOR. | TRANSFORMER MONITOR 800/5 , 3 PHASE 4 WIRE 240VAC, 5 - 20A CT CLASS 1 WITH POWERED COMMUNICATIONS PORT; "JEAN MULLER"; | EDMI | EDMI PTY LTD | 1A12-1H11-27-F11-201030-3 | CURRENT
000022304 | SIGN | WARNING-TRANSFORMER NEUTRAL CONNECTION;DO NOT DISCONNECT;90 MM LG; 42 MM W;1.6 MM THK;YELLOW/BLACK ALUMINIUM;USED IN SUBSTNS; | UES | UTILITY ENGRAVING & SIGNS | 90X42X1.6 | CURRENT
000021920 | RESISTOR,ADJUSTABLE | WIRE WOUND;1000 OHMS,20 W;C/W HORZ MTG BRACKETS & BOLT THROUGH CONNECTORS;USED IN SUBSTNS; | EATON | EATON ELECTRIC SYSTEMS PTY LTD | 25DGAAD031100JH | CURRENT
000021920 | RESISTOR,ADJUSTABLE | WIRE WOUND;1000 OHMS,20 W;C/W HORZ MTG BRACKETS & BOLT THROUGH CONNECTORS;USED IN SUBSTNS; | EATON | EATON ELECTRIC SYSTEMS PTY LTD | DGA/D/3-1K | CURRENT
000021952 | BOLT,MACHINE | STAINLESS STEEL;GDE 304;HEX HD;M12;ISO M ;80 MM LG;W/HEX NUT;AS1444/DIN 931;BOX OF 25;USED IN SUBSTNS; | HOBSON | HOBSON ENGINEERING CO PTY LTD 393904 | XEKBH16XCM120080 | CURRENT
000021952 | BOLT,MACHINE | STAINLESS STEEL;GDE 304;HEX HD;M12;ISO M ;80 MM LG;W/HEX NUT;AS1444/DIN 931;BOX OF 25;USED IN SUBSTNS; | STATEWD | STATEWIDE FSTNERS & ENG SPLS PL | HBNS4M1280 | CURRENT
000021953 | BOLT,MACHINE | STAINLESS STEEL;GDE 304;HEX HD;M12;ISO M ;100 MM LG;W/HEX NUT;AS1444/DIN 931;BOX OF 25;USED IN SUBSTNS; | HOBSON | HOBSON ENGINEERING CO PTY LTD 393904 | XEKBH16XCM120100 | CURRENT
000021953 | BOLT,MACHINE | STAINLESS STEEL;GDE 304;HEX HD;M12;ISO M ;100 MM LG;W/HEX NUT;AS1444/DIN 931;BOX OF 25;USED IN SUBSTNS; | STATEWD | STATEWIDE FSTNERS & ENG SPLS PL | HBNS4M12100 | CURRENT
000022454 | BRACKET,POLE | STEEL;GALV;580 MM LG;380 TRF BOLT CENTRES;FOR 25 KVA POLE TRANSFORMERS; CONTRACT 08088A; | HAYMAN | HAYMANS INDUSTRIES PTY LTD | 22454 | CURRENT
000022454 | BRACKET,POLE | STEEL;GALV;580 MM LG;380 TRF BOLT CENTRES;FOR 25 KVA POLE TRANSFORMERS; CONTRACT 08088A; | LIVINGST | LIVINGSTONE ENGINEERING | 580 MM LG | CURRENT
000022455 | CABLE,POWER,ELECTRICAL | 0.6/1kV, 185mm2, 4 Core, Sector Shape, Plain Annealed Cu, XLPE Insulated, PVC/HDPE | CABLGRID | CABLE GRID AUSTRALIA PL | CGA412 | PURCHASE AS REQUIRED
000022455 | CABLE,POWER,ELECTRICAL | 0.6/1kV, 185mm2, 4 Core, Sector Shape, Plain Annealed Cu, XLPE Insulated, PVC/HDPE | PRYSMIAN | PRYSMIAN POWER CABLES & SYSTEMS AUST | 5209594 | PURCHASE AS REQUIRED
000022455 | CABLE,POWER,ELECTRICAL | 0.6/1kV, 185mm2, 4 Core, Sector Shape, Plain Annealed Cu, XLPE Insulated, PVC/HDPE | MIDLANDS | MIDLAND METALS | MMO-1KV 4X185CXPH | PURCHASE AS REQUIRED
000022455 | CABLE,POWER,ELECTRICAL | 0.6/1kV, 185mm2, 4 Core, Sector Shape, Plain Annealed Cu, XLPE Insulated, PVC/HDPE | MIDLANDS | MIDLAND METALS | MMO-1KV 4X185CXPAT-H | PURCHASE AS REQUIRED
000022455 | CABLE,POWER,ELECTRICAL | 0.6/1kV, 185mm2, 4 Core, Sector Shape, Plain Annealed Cu, XLPE Insulated, PVC/HDPE | NANELECT | NAN ELECTRICAL CABLE AUSTRALIA PL | 4CX185NLVPMEX | PURCHASE AS REQUIRED
000022458 | RELAY,OVERCURRENT AND EARTH FAULT | SEL 351A;5 AMP/5 MAP NEUTRAL;48/110 V DC AUX;110 V DC LOGIC INPUTS;VERTICAL PANEL MTG; | SEL | SCHWEITZER ENGINEERING LABORATORIES INC. | 0351A00413553X1 | CURRENT
000022459 | RELAY,OVERCURRENT AND EARTH FAULT | SEL 351A;5 AMP/5 AMP NEUTRAL;24/48 V DC AUX;24 V DC LOGIC INPUTS;VERTICAL PANEL MTG; | SEL | SCHWEITZER ENGINEERING LABORATORIES INC. | 0351A040X2H51X1 | CURRENT
000022481 | LETTER,SIGN | LETTER S;VINYL;25 MM H;40 MM SQ; BACKGROUND BLACK PRINT ON WHITE RETOFLECTIVE BACKGROUND;PRESSURE SENSITIVE ADHESIVE;AS1744 SERIES C; FOR | ARTCRAFT | ARTCRAFT PTY LTD | 22481 | CURRENT
000022481 | LETTER,SIGN | LETTER S;VINYL;25 MM H;40 MM SQ; BACKGROUND BLACK PRINT ON WHITE RETOFLECTIVE BACKGROUND;PRESSURE SENSITIVE ADHESIVE;AS1744 SERIES C; FOR | CUTLER | CUTLER BRANDS PTY LTD | LETTER S 25 X 40 SQ MM | CURRENT
000022482 | LETTER,SIGN | LETTER P;VINYL;25 MM H;40 MM SQ; BACKGROUND,BLACK PRINT ON WHITE RETRFLECTIVE BACKGROUND;PRESSURE SENSITIVE ADHESIVE;AS1744 SERIES C;FOR | ARTCRAFT | ARTCRAFT PTY LTD | 22482 | CURRENT
000022482 | LETTER,SIGN | LETTER P;VINYL;25 MM H;40 MM SQ; BACKGROUND,BLACK PRINT ON WHITE RETRFLECTIVE BACKGROUND;PRESSURE SENSITIVE ADHESIVE;AS1744 SERIES C;FOR | CUTLER | CUTLER BRANDS PTY LTD | LETTER P 25 X 40 MM SQ | CURRENT
000022483 | LETTER,SIGN | LETTER X;VINYL;25 MM H;40 MM SQ; BACKGROUND,BLACK PRINT ON WHITE RETROFLECTIVE BACKGROUND;PRESSURE SENSITIVE ADHESIVE;AS1744 SERIES C;FOR | ARTCRAFT | ARTCRAFT PTY LTD | 22483 | PURCHASE AS REQUIRED
000022483 | LETTER,SIGN | LETTER X;VINYL;25 MM H;40 MM SQ; BACKGROUND,BLACK PRINT ON WHITE RETROFLECTIVE BACKGROUND;PRESSURE SENSITIVE ADHESIVE;AS1744 SERIES C;FOR | CUTLER | CUTLER BRANDS PTY LTD | LETTER X 25X40 MM SQ | PURCHASE AS REQUIRED
000022487 | INTELLIRUPTER DEVICE | INTELLIGENT PULSE CLOSING RECLOSER WITH DISCONNECT LINK;RATED 15.5 LV;630 AMP; SUPPLIED WITH LOCKING DEVICE;12.5 KA; 110 KV BIL;C/W C1-STD CONTROL GROUP WITH | S & C |  | 248122-B2C1P251W2 | PURCHASE AS REQUIRED
000022488 | INTELLIRUPTER DEVICE | CONTROL & RADIO MODULE HANDLING TOOL; USED FOR FIELD INSTALLATION & REMOVAL OF PROTECTION & CONTROL MODULE,AND COMMUNICATION MODULE IN INTELLIRUPTER | S & C |  | 4450 | PURCHASE AS REQUIRED
000022489 | INTELLIRUPTER DEVICE | CONTROL & RADIO MODULE STUB HANDLE; USED FOR INSTALLATION & REMOVAL OF PROTECTION & CONTROL MODULE,AND COMMUNICATION MODULE IN INTELLIRUPTER | S & C |  | 4435 | PURCHASE AS REQUIRED
000022490 | INTELLIRUPTER DEVICE | DOCKING STATION;POWERS PROTECTION & CONTROL MODULE,COMMUNICATION MODULE ;WHILST REMOVED FROM INTELLIRUPTER BASE;PERMITS UPLOADING & DOWNLOADING | S & C |  | SDA-4650R2 | PURCHASE AS REQUIRED
000022491 | INTELLIRUPTER DEVICE | PROTECTION & CONTROL MODULE FOR INTELLI RUPTER DEVICE; | S & C |  | SDA-4540 | PURCHASE AS REQUIRED
000022492 | INTELLIRUPTER DEVICE | COMMUNICATION MODULE;LESS BATTERY & RADIO FOR INTELLIRUPTER DEVICE; | S & C |  | SDA-4554-1 | PURCHASE AS REQUIRED
000022493 | INTELLIRUPTER DEVICE | POWER SUPPLY;FOR INTELLIRUPTER DEVICE; CONNECTS TO CONNECTOR IN BASE; | S & C |  | TA-3221 | PURCHASE AS REQUIRED
000022494 | SWITCHGEAR,REPLACEMENT. | INDOOR GIS;REPLACEMENT FOR SSCST;1600 AMP;123 KV;40 KA;110 VDC;4 FEEDER BAYS; 3 TRANSFORMER BAYS;2 BUS SECTION BAYS; INSTALLATION & TESTING; | MITSUBIS | MITSUBISHI | IGP-18089-B | PURCHASE AS REQUIRED
000022495 | SWITCHGEAR,FEEDER | INDOOR GIS;1600 AMP;123 KV;40 KA;110 V DC;INCLUDES BUS DISCONNECTOR & EARTH SWITCH;CB;4 PROT CLASS & 1 METERING CLASS CTS;LINE DISCONNECTOR & EARTH | MITSUBIS | MITSUBISHI | IGP-18089-B | PURCHASE AS REQUIRED
000022496 | SWITCHGEAR,FEEDER | INDOOR GIS;1600 AMP;123 KV;40 KA;110 V DC;INCLUDES BUS FAULT MAKE EARTH SWITCH;BUS DISCONNECTOR & EARTH SWITCH ;CB;4 PROT CLASS & 1 METERING CLASS CTS; | MITSUBIS | MITSUBISHI | IGP-18089-B | PURCHASE AS REQUIRED
000022497 | SWITCHGEAR,TRANSFORMER | INDOOR GIS;1600 AMP;123 KV;40 KA;110 V DC;INCLUDES BUS DISCONNECTOR & EARTH SWITCH;CB;LINE FAULT MAKE EARTH SWITCH; | MITSUBIS | MITSUBISHI | IGP-18089-B | PURCHASE AS REQUIRED
000022498 | SWITCHGEAR,TRANSFORMER | INDOOR GIS;1600 AMP;123 KV;40 KA;110 V DC;INCLUDES BUS VT;BUS DISCONNECTOR & EARTH SWITCH;CB;LINE DISCONNECTOR & EARTH SWITCH;LINE FAULT MAKE EARTH | MITSUBIS | MITSUBISHI | IGP-18089-B | PURCHASE AS REQUIRED
000022499 | SWITCHGEAR,BUS SECTION | INDOOR GIS;1600 AMP;123 KV;40 KA;110 V DC;INCLUDES LH BUS DISCONNECTOR & EARTH SWITCH;2 PROT CLASS CTS;CB;2 PROT CLASS CTS;RH BUS CONNECTOR & EARTH | MITSUBIS | MITSUBISHI | IGP-18029 | PURCHASE AS REQUIRED
000022500 | SWITCHGEAR,BUS SECTION | INDOOR GIS;1600 AMP;123 KV;40 KA;110 V DC;INCLUDES LH BUS VT;LH BUS DISCONNECTOR & EARTH SWITCH;2 PROT CLASS CTS;CB;2 PROT CLASS CTS;RH BUS | MITSUBIS | MITSUBISHI | IGP-18089-B | PURCHASE AS REQUIRED
000022484 | METER,WATTHOUR | Prog Id 10E227, Mk10E, 3Ph, 4 Wire, 240VAC, 5-20A CT, Class 0.5, Powered Comms Port, Metering Dynamics Label, 5A CT Meter c/w RJ45/RS232 Lead, | EDMI | EDMI PTY LTD | 1E00-20H0-611-27-F12-201300-03 | CURRENT
000022485 | METER,WATTHOUR | Prog Id 10E227, Mk10E, 3Ph, 4 Wire/ 3 Wire, 63.5/240VAC, 5-20A CT Aux Supply Class 0.5, Powered Comms Port, Metering Dynamics Label | EDMI | EDMI PTY LTD | 1E00-23H0-611-27-F12-201300-03 | CURRENT
000022486 | METER,WATTHOUR | Prog Id 10E22A, Mk10E, 3Ph, 4 Wire/ 3 Wire, 63.5/240VAC, 1-4A CT Aux Supply, Class 0.5, Powered Comms Port, Metering Dynamics Label c/w RJ45/RS232 Lead, | EDMI | EDMI PTY LTD | 1E00-23C0-611-27-F12-201300-03 | CURRENT
000020352 | JOINT,ELECTRICAL POWER CABLE | 11 KV;TRANSITION JOINT;3 PHASE; HEATSHRINK;400 SQ MM AL TRXLPE TRIPLEX TO 3C,95 SQ MM AL & 185 SQ MM CU XLPE; C/W 3 SHEAR BOLT BARRIERED CONNECTORS; | SICAME | SICAME AUSTRALIA PTY LTD | HSJ-11-X13-95400-EQ1 | CURRENT
000020352 | JOINT,ELECTRICAL POWER CABLE | 11 KV;TRANSITION JOINT;3 PHASE; HEATSHRINK;400 SQ MM AL TRXLPE TRIPLEX TO 3C,95 SQ MM AL & 185 SQ MM CU XLPE; C/W 3 SHEAR BOLT BARRIERED CONNECTORS; | JBJOINT | JB JOINTING SUPPLIES PTY LTD | 11-185/400-XL/XL-1C/3C-J | CURRENT
000020367 | JOINT,ELECTRICAL POWER CABLE | 11 KV;TRANSITION JOINT;3 PHASE; HEATSHRINK;400 SQ MM AL TRXLPE TRIPLEX TO 95 SQ MM AL TRXLPE TRIPLEX;C/W 3 SHEAR BOLT BARRIERED CONNECTORS; | JBJOINT | JB JOINTING SUPPLIES PTY LTD | 11-185/400-XL/XL-1C/1C-J | CURRENT
000020367 | JOINT,ELECTRICAL POWER CABLE | 11 KV;TRANSITION JOINT;3 PHASE; HEATSHRINK;400 SQ MM AL TRXLPE TRIPLEX TO 95 SQ MM AL TRXLPE TRIPLEX;C/W 3 SHEAR BOLT BARRIERED CONNECTORS; | SICAME | SICAME AUSTRALIA PTY LTD | HSJ-11-X1-95400-CM | CURRENT
000020371 | JOINT,ELECTRICAL POWER CABLE | 11 KV;RESIN TYPE;PARALLEL BRANCH JOINT OR PARALLEL JOINT;3 PHASE;161-240 SQ MM CU PLY OR 400 SQ MM AL TRIPLEX,MAIN TO 95-300 SQ MM CU PLY OR 400 AL TRIPLEX | SICAME | SICAME AUSTRALIA PTY LTD | WTH52462-72 | CURRENT
000020371 | JOINT,ELECTRICAL POWER CABLE | 11 KV;RESIN TYPE;PARALLEL BRANCH JOINT OR PARALLEL JOINT;3 PHASE;161-240 SQ MM CU PLY OR 400 SQ MM AL TRIPLEX,MAIN TO 95-300 SQ MM CU PLY OR 400 AL TRIPLEX | SICAME | SICAME AUSTRALIA PTY LTD | MIRP-20371 | CURRENT
000020371 | JOINT,ELECTRICAL POWER CABLE | 11 KV;RESIN TYPE;PARALLEL BRANCH JOINT OR PARALLEL JOINT;3 PHASE;161-240 SQ MM CU PLY OR 400 SQ MM AL TRIPLEX,MAIN TO 95-300 SQ MM CU PLY OR 400 AL TRIPLEX | IPD | IPD GROUP LIMITED | 8AE5500-130 | CURRENT
000020372 | JOINT,ELECTRICAL POWER CABLE | 11 KV;RESIN TYPE PARALLEL BRANCH JOINT OR PARALLEL JOINT;3 PHASE;240 SQ MM CU XLPE 3C OR TRIPLEX OR 400 SQ MM AL TRIPLEX MAIN TO 35-400 SQ MM AL OR CU | SICAME | SICAME AUSTRALIA PTY LTD | WTH52462-63A | CURRENT
000020372 | JOINT,ELECTRICAL POWER CABLE | 11 KV;RESIN TYPE PARALLEL BRANCH JOINT OR PARALLEL JOINT;3 PHASE;240 SQ MM CU XLPE 3C OR TRIPLEX OR 400 SQ MM AL TRIPLEX MAIN TO 35-400 SQ MM AL OR CU | SICAME | SICAME AUSTRALIA PTY LTD | 52462-63 | CURRENT
000020372 | JOINT,ELECTRICAL POWER CABLE | 11 KV;RESIN TYPE PARALLEL BRANCH JOINT OR PARALLEL JOINT;3 PHASE;240 SQ MM CU XLPE 3C OR TRIPLEX OR 400 SQ MM AL TRIPLEX MAIN TO 35-400 SQ MM AL OR CU | IPD | IPD GROUP LIMITED | 8AE5500-120 | CURRENT
000020373 | JOINT,ELECTRICAL POWER CABLE | 11kV, Stop End Joint, 3Ph, Resin Type, 3 x 1C 400mm2 Al TRXLPE/CWS/MDPE Triplex c/w 3 Henley Connectors, max Cable size of 300mm2 | SICAME | SICAME AUSTRALIA PTY LTD | WTH52462-29 | CURRENT
000020373 | JOINT,ELECTRICAL POWER CABLE | 11kV, Stop End Joint, 3Ph, Resin Type, 3 x 1C 400mm2 Al TRXLPE/CWS/MDPE Triplex c/w 3 Henley Connectors, max Cable size of 300mm2 | SICAME | SICAME AUSTRALIA PTY LTD | MIRP-20373 | CURRENT
000020373 | JOINT,ELECTRICAL POWER CABLE | 11kV, Stop End Joint, 3Ph, Resin Type, 3 x 1C 400mm2 Al TRXLPE/CWS/MDPE Triplex c/w 3 Henley Connectors, max Cable size of 300mm2 | IPD | IPD GROUP LIMITED | 8AE7000-040 | CURRENT
000020374 | JOINT,ELECTRICAL POWER CABLE | 11 KV;RESIN TYPE TRANSITION JOINT; 3 PHASE;400 SQ MM AL TRXLPE TRIPLEX TO 3C 95-240 SQ MM AL OR CU XLPE/CWS/HDPE; C/W 3 X B&H BARRIERED SHEAR BOLT CONN; | SICAME | SICAME AUSTRALIA PTY LTD | WTH52462-63 | CURRENT
000020374 | JOINT,ELECTRICAL POWER CABLE | 11 KV;RESIN TYPE TRANSITION JOINT; 3 PHASE;400 SQ MM AL TRXLPE TRIPLEX TO 3C 95-240 SQ MM AL OR CU XLPE/CWS/HDPE; C/W 3 X B&H BARRIERED SHEAR BOLT CONN; | SICAME | SICAME AUSTRALIA PTY LTD | MIRP-20374 | CURRENT
000020374 | JOINT,ELECTRICAL POWER CABLE | 11 KV;RESIN TYPE TRANSITION JOINT; 3 PHASE;400 SQ MM AL TRXLPE TRIPLEX TO 3C 95-240 SQ MM AL OR CU XLPE/CWS/HDPE; C/W 3 X B&H BARRIERED SHEAR BOLT CONN; | IPD | IPD GROUP LIMITED | 8AE8000-060 | CURRENT
000020420 | ELBOW,TERMINATION POWER CABLE. | INSULATED DEAD-BREAK SCREENED SEPARABLE CONNECTORS (ELBOWS); SET OF 3, FOR 3 PHASES;17.5 KV;TO SUIT 185-240 SQ MM AL OR CU CABLE,11 KV INCLUDES SCREEN | SICAME | SICAME AUSTRALIA PTY LTD | CST630 11 20420 | CURRENT
000020420 | ELBOW,TERMINATION POWER CABLE. | INSULATED DEAD-BREAK SCREENED SEPARABLE CONNECTORS (ELBOWS); SET OF 3, FOR 3 PHASES;17.5 KV;TO SUIT 185-240 SQ MM AL OR CU CABLE,11 KV INCLUDES SCREEN | JBJOINT | JB JOINTING SUPPLIES PTY LTD | JB-11-240-SE | CURRENT
000020420 | ELBOW,TERMINATION POWER CABLE. | INSULATED DEAD-BREAK SCREENED SEPARABLE CONNECTORS (ELBOWS); SET OF 3, FOR 3 PHASES;17.5 KV;TO SUIT 185-240 SQ MM AL OR CU CABLE,11 KV INCLUDES SCREEN | AUSTMOLD | AUSTRALMOLD PTY LTD | 3CK430TB-430CA-18-SB185-240+SL | CURRENT
000020420 | ELBOW,TERMINATION POWER CABLE. | INSULATED DEAD-BREAK SCREENED SEPARABLE CONNECTORS (ELBOWS); SET OF 3, FOR 3 PHASES;17.5 KV;TO SUIT 185-240 SQ MM AL OR CU CABLE,11 KV INCLUDES SCREEN | NKT | NKT CABLES AUSTRALIA P/L | CB17.5-630 TYPE 5005 S/CONE | CURRENT
000020420 | ELBOW,TERMINATION POWER CABLE. | INSULATED DEAD-BREAK SCREENED SEPARABLE CONNECTORS (ELBOWS); SET OF 3, FOR 3 PHASES;17.5 KV;TO SUIT 185-240 SQ MM AL OR CU CABLE,11 KV INCLUDES SCREEN | STREAM | STREAMLINED ENERGY PTY LTD | SES.11SET12.SKS95-240.EN | CURRENT
000020420 | ELBOW,TERMINATION POWER CABLE. | INSULATED DEAD-BREAK SCREENED SEPARABLE CONNECTORS (ELBOWS); SET OF 3, FOR 3 PHASES;17.5 KV;TO SUIT 185-240 SQ MM AL OR CU CABLE,11 KV INCLUDES SCREEN | INTERTEC | INTERTECH ENGINEERING PTY LTD | EGX20420 | CURRENT
000020421 | COUPLING PIECE. | COUPLING PIECE TO PIGGY-BACK INSULATED DEAD-BREAK SCREENED SEPARABLE CONNECTOR (ELBOW);17.5 KV TO SUIT 11 KV SYSTEM 7 400 SQ MM AL TRXLPE TRIPLEX | SICAME | SICAME AUSTRALIA PTY LTD | CSC630 11 20421 | CURRENT
000020421 | COUPLING PIECE. | COUPLING PIECE TO PIGGY-BACK INSULATED DEAD-BREAK SCREENED SEPARABLE CONNECTOR (ELBOW);17.5 KV TO SUIT 11 KV SYSTEM 7 400 SQ MM AL TRXLPE TRIPLEX | STREAM | STREAMLINED ENERGY PTY LTD | SES.11SET12.SKS50-95.EN | CURRENT
000020421 | COUPLING PIECE. | COUPLING PIECE TO PIGGY-BACK INSULATED DEAD-BREAK SCREENED SEPARABLE CONNECTOR (ELBOW);17.5 KV TO SUIT 11 KV SYSTEM 7 400 SQ MM AL TRXLPE TRIPLEX | NKT | NKT CABLES AUSTRALIA P/L | CP630-C | CURRENT
000020422 | COUPLING CONNECTOR. | COUPLING CONN WITH SHORT INSULATED DEAD-BREAK SCREENED SEPARABLE CONN (ELBOW);17.5 KV TO SUIT 11 KV SYSTEM;C/W 185-240 SQ MM AL OR CU TRXLPE TRIPLEX | SICAME | SICAME AUSTRALIA PTY LTD | CSC630 11 20422 | CURRENT
000020422 | COUPLING CONNECTOR. | COUPLING CONN WITH SHORT INSULATED DEAD-BREAK SCREENED SEPARABLE CONN (ELBOW);17.5 KV TO SUIT 11 KV SYSTEM;C/W 185-240 SQ MM AL OR CU TRXLPE TRIPLEX | STREAM | STREAMLINED ENERGY PTY LTD | SES.11SEHDK13.1.SKS95-240.EN | CURRENT
000020422 | COUPLING CONNECTOR. | COUPLING CONN WITH SHORT INSULATED DEAD-BREAK SCREENED SEPARABLE CONN (ELBOW);17.5 KV TO SUIT 11 KV SYSTEM;C/W 185-240 SQ MM AL OR CU TRXLPE TRIPLEX | NKT | NKT CABLES AUSTRALIA P/L | CC-17.5-630 TYPE 5005 | CURRENT
000021873 | BOLT ASSEMBLY,FOUNDATION | Buried Metal Base, S/Steel, suit LV Distribution Cabinet, 765 x 600 x 344mm, EQTS 06-02-05 Item 6 | NOJAPWR | NOJA POWER | Q2415-BASE-1 | CURRENT
000021874 | BOLT ASSEMBLY,FOUNDATION | Buried Metal Base, S/Steel, suit LV Distribution Cabinet, 765 x 400 x 344mm, EQTS 06-02-05 Item 7 | NOJAPWR | NOJA POWER | Q2415-BASE-2 | CURRENT
000021875 | CABINET,DISTRIBUTION. | BASE;LV TYPE;(ITEM 8 TS475);BASE SUIT SC21878,SC21879 & SC21880;SIZE 700 X 800 X 400;WEIGHT 150 KG; | NOJAPWR | NOJA POWER | Q2415-BASE-3 | PURCHASE AS REQUIRED
000021876 | CABINET,ELEC EQUIP | LV Type, 4 Module, 1 x 630A Fuse Switch, 2 x 400A Isolators, 1400 x 800 x 400mm, TS475 | NOJAPWR | NOJA POWER | LVC-01 | CURRENT
000021877 | CABINET,ELEC EQUIP | LV Type, 2.5 Module, 3 x 160A Fuse Switches, 2 x 240 Cable Terms Direct to Busbar, 1000 x 800 x 400mm, TS475 | NOJAPWR | NOJA POWER | LVC-02 | PURCHASE AS REQUIRED
000021878 | CABINET,ELEC EQUIP | LV Type, 6 Module, 1 x 1000A Isol, 2 x 630A Fuse Switches, 3 x Spare Modules, 1000 x 800 x 400mm, TS475 | NOJAPWR | NOJA POWER | LVC-03 | PURCHASE AS REQUIRED
000021879 | CABINET,ELEC EQUIP | LV Type, 6 Module, 1 x 1000A Isol Bus Tie, 4 x 630A Isolators, 1000 x 800 x 400mm, TS475 | NOJAPWR | NOJA POWER | LVC-04 | PURCHASE AS REQUIRED
000021880 | CABINET,ELEC EQUIP | LV Type, 6 Module, 4 x 630A Isol, 2 x 160A Fuse Switches, 1 x Spare Module, 1000 x 800 x 400mm, TS475 | NOJAPWR | NOJA POWER | LVC-05 | PURCHASE AS REQUIRED
000022501 | CROSSARM,METAL | STEEL;RHS GALV;5000 MM LG X 100 MM X 200 MM X 4 MM THK;TRANSMISSION SINGLE CROSSARM;FOR DOUBLE CIRCUIT CROSSARM; STANDARD TRANSMISSION HARDWARE; | ERGON | ERGON ENERGY | 5000 X 100 X 200 X 4 | PURCHASE AS REQUIRED
000022502 | RESPIRATOR,AIR FILTERING | DISPOSABLE RESPIRATOR P2;AIR FILTERING PARTICULATE;PROVIDES ADDITIONAL RELIEF FROM LOW VAPOUR PRESSURE ORGANIC VAPOURS;BOX OF 8; | BLKWOOD | J BLACKWOOD & SON LTD | 07794592 | CURRENT
000022502 | RESPIRATOR,AIR FILTERING | DISPOSABLE RESPIRATOR P2;AIR FILTERING PARTICULATE;PROVIDES ADDITIONAL RELIEF FROM LOW VAPOUR PRESSURE ORGANIC VAPOURS;BOX OF 8; | PROTSAFE | PROTECTOR SAFETY PTY LTD | 8577 | CURRENT
000022503 | RESPIRATOR,AIR FILTERING | DISPOSABLE RESPIRATOR P2;AIR FILTERING PARTICULATE;PROVIDES SUITABLE PROTECTION AGAINST ASBESTOS,CEMENT DUST & GENERAL DUSTS; | PROTSAFE | PROTECTOR SAFETY PTY LTD | 9322 | PURCHASE AS REQUIRED
000022041 | COVER,ELECTRICAL EQUIPMENT | LV, High Visibility Insulating Sock, 230 x 110mm, Tubular Shape, for O/Head & U/Ground Apparatus, to AS4202-1994 & AS2225-1994 | BLKWOODS | J BLACKWOOD & SON LTD | 02389851/19003 | PURCHASE AS REQUIRED
000022041 | COVER,ELECTRICAL EQUIPMENT | LV, High Visibility Insulating Sock, 230 x 110mm, Tubular Shape, for O/Head & U/Ground Apparatus, to AS4202-1994 & AS2225-1994 | BALMORAL | BALMORAL ENGINEERING | 19003 | PURCHASE AS REQUIRED
000022041 | COVER,ELECTRICAL EQUIPMENT | LV, High Visibility Insulating Sock, 230 x 110mm, Tubular Shape, for O/Head & U/Ground Apparatus, to AS4202-1994 & AS2225-1994 | BRITECH | BRI-TECH PTY LTD | INSULATING SOCK | PURCHASE AS REQUIRED
000022041 | COVER,ELECTRICAL EQUIPMENT | LV, High Visibility Insulating Sock, 230 x 110mm, Tubular Shape, for O/Head & U/Ground Apparatus, to AS4202-1994 & AS2225-1994 | BALMORAL | BALMORAL ENGINEERING | 19004 ENGX | PURCHASE AS REQUIRED
000022504 | OHMMETER | Milliohm Meter, Digital Display, 0.001 to 200 Ohms Range, 5MA Test Current 4 Terminal Input, Push Button Oper, Auto Ranging, Auto Switch-Off, c/w | AMPLITUD | AMPLITUDE PTY LTD - 396777 | A210-092 | PHASING
000022504 | OHMMETER | Milliohm Meter, Digital Display, 0.001 to 200 Ohms Range, 5MA Test Current 4 Terminal Input, Push Button Oper, Auto Ranging, Auto Switch-Off, c/w | REXEL | REXEL PTY LTD | FAR109279 | PHASING
000022504 | OHMMETER | Milliohm Meter, Digital Display, 0.001 to 200 Ohms Range, 5MA Test Current 4 Terminal Input, Push Button Oper, Auto Ranging, Auto Switch-Off, c/w | REXEL | REXEL PTY LTD | FAR611-953 | PHASING
000022504 | OHMMETER | Milliohm Meter, Digital Display, 0.001 to 200 Ohms Range, 5MA Test Current 4 Terminal Input, Push Button Oper, Auto Ranging, Auto Switch-Off, c/w | TES | TEST EQUIPMENT SOLUTIONS | M210 | PHASING
000022504 | OHMMETER | Milliohm Meter, Digital Display, 0.001 to 200 Ohms Range, 5MA Test Current 4 Terminal Input, Push Button Oper, Auto Ranging, Auto Switch-Off, c/w | RSCOMP | RADIOSPARES COMPONENT PTY LTD | 611-953 | PHASING
000022505 | CIRCUIT BREAKER | INDOOR METAL CLAD SWITCHGEAR & CONTROL GEAR ASSEMBLY;25 KA DOUBLE FEEDER UNIT; 12 KV;1250 AMP;WIRING PROVISION FOR HIGH IMP BZ & OC,EF,SEF,FD ON EACH CIRCUIT; | HAWKSIDD | HAWKER SIDDELEY SWITCHGEAR LTD | 12 KV ECLIPSE | CURRENT
000022506 | BUSBAR | BUSBAR JOGGLE CHAMBER;FOR JOINING HSS ECLIPSE 11 KV SWITCHGEAR TO BROWN BOVERI 11 KV SWITCHGEAR; | HAWKSIDD | HAWKER SIDDELEY SWITCHGEAR LTD | ECLIPSE SW BUS JOGGLE CHAMBER | CURRENT
000022507 | CONVERTER | 110 V;500 W;110-48FT;FANLESS DC/DC CONVERTER;FOR SUBSTN COMMUNICATIONS; | HELIOS | HELIOS POWER SOLUTIONS PL | DCW500-110-48FT | CURRENT
000022517 | SCREW,TAPPING,THREAD CUTTING | TYPE 17 SELF DRILLING POINT;INTEGRAL WASHER W/O SEAL;12 G X 50 MM LG;11 MM PITCH;CLASS 3 GALVANISED;5/16 IN AF HEX HD;PACK OF 100; | CNWPL | CNW PL - SLACKS CREEK | STFS17G121150 | CURRENT
000022517 | SCREW,TAPPING,THREAD CUTTING | TYPE 17 SELF DRILLING POINT;INTEGRAL WASHER W/O SEAL;12 G X 50 MM LG;11 MM PITCH;CLASS 3 GALVANISED;5/16 IN AF HEX HD;PACK OF 100; | STATEWD | STATEWIDE FSTNERS & ENG SPLS PL | S17G121150 | CURRENT
000022517 | SCREW,TAPPING,THREAD CUTTING | TYPE 17 SELF DRILLING POINT;INTEGRAL WASHER W/O SEAL;12 G X 50 MM LG;11 MM PITCH;CLASS 3 GALVANISED;5/16 IN AF HEX HD;PACK OF 100; | CNWPL | CNW PL - SLACKS CREEK | STHC41211050PK100 | CURRENT
000022518 | COVER,ELECTRICAL EQUIPMENT | HD Downlead Cover, 15mm ID, 2.7m Lg, 1.6mm Wall, Black, UV Stablilsed PVC, Fire Retardant, for use on Timber Poles | RMS | RELAY MONITORING SYSTEMS PL | EWG15-FRM | CURRENT
000022518 | COVER,ELECTRICAL EQUIPMENT | HD Downlead Cover, 15mm ID, 2.7m Lg, 1.6mm Wall, Black, UV Stablilsed PVC, Fire Retardant, for use on Timber Poles | TECONN | TE CONNECTIVITY LTD | EG-PVCBUV-270015 | CURRENT
000022521 | ELECTROLYTE POWDER | Beverage Mix, Orange, Low Joule, Low Sodium, Caffeine Free, Sugar Free, for Diabetics & Low Carb Consumers, 3g Sachet to be mixed into 600ml water(P10) | ATOMSUPP | ATOM SUPPLY | 306927 | CURRENT
000022521 | ELECTROLYTE POWDER | Beverage Mix, Orange, Low Joule, Low Sodium, Caffeine Free, Sugar Free, for Diabetics & Low Carb Consumers, 3g Sachet to be mixed into 600ml water(P10) | ATOMSUPP | ATOM SUPPLY | SQEE100 | CURRENT
000022523 | ELECTROLYTE POWDER | Beverage Mix, Lemon-Lime, Low Joule, Low Sodium, Caffeine Free, Sugar Free, for Diabetics & Low Carb Consumers, 3g Sachet to be mixed into 600ml water(P10) | ATOMSUPP | ATOM SUPPLY | 306928 | CURRENT
000022523 | ELECTROLYTE POWDER | Beverage Mix, Lemon-Lime, Low Joule, Low Sodium, Caffeine Free, Sugar Free, for Diabetics & Low Carb Consumers, 3g Sachet to be mixed into 600ml water(P10) | ATOMSUPP | ATOM SUPPLY | SQEE0107 | CURRENT
000022519 | BRACKET,EXTENSION | 15 KN MWT;BRACKET RISER;STEEL;GALV;SHS; 0.6 M EXT;100 MM X 100 MM X 5 MM;1450 MM LG; | DRAWING | DRAWING NO | 10808-A4 REV A | PURCHASE AS REQUIRED
000022519 | BRACKET,EXTENSION | 15 KN MWT;BRACKET RISER;STEEL;GALV;SHS; 0.6 M EXT;100 MM X 100 MM X 5 MM;1450 MM LG; | GREATWST |  | 1450 MM LG 15 KN MWT | PURCHASE AS REQUIRED
000021956 | CONNECTOR,BUSBAR | 25 MM OD;TUBE RUN TO 38 MM OD TUBE TAP TEE CONNECTOR;PACK OF 1;USED IN SUBSTNS ; | DULMISON | DULMISON (AUST) PTY LTD | TT25 | PURCHASE AS REQUIRED
000022463 | CONNECTOR,BUSBAR | 38 MM OD;TUBE RUN TO 25 MM OD TUBE REDUCER CONNECTOR;4 BOLT CONNECTOR; PACK OF 1;USED IN SUBSTNS; | DULMISON | DULMISON (AUST) PTY LTD | RT45 | PURCHASE AS REQUIRED
000021954 | RACK,CABLE | EXTERNAL RISER;300 MM INNER RADIUS; 450 MM W;SUIT NEMA 12B;PACK OF 1,PACK WEIGHT 2.5 KG;USED IN SUBSTNS; | UNISTRUT | UNISTRUT AUSTRALIA (MANUFACTURER) | LEE 134 | PURCHASE AS REQUIRED
000021954 | RACK,CABLE | EXTERNAL RISER;300 MM INNER RADIUS; 450 MM W;SUIT NEMA 12B;PACK OF 1,PACK WEIGHT 2.5 KG;USED IN SUBSTNS; | EZYSTRUT | EZYSTRUT CABLE & PIPE SUPPORTS | N1ER4503H | PURCHASE AS REQUIRED
000022457 | EARTHING EQUIPMENT | PORTABLE;O/D;SINGLE PHASE;16 M LG, 25 SQ MM CU LEAD;C/W COMPRESSION LUGS; REFLECTIVE TAPE & LABELLING;W/O CLAMPS ;RATING O/D 7.0 KA/0.5S AT 2.5 PEAK | PENTA | PENTA AUST (TMAC THEW & MCCANN/HYLEC) | PA11122 | PURCHASE AS REQUIRED
000022457 | EARTHING EQUIPMENT | PORTABLE;O/D;SINGLE PHASE;16 M LG, 25 SQ MM CU LEAD;C/W COMPRESSION LUGS; REFLECTIVE TAPE & LABELLING;W/O CLAMPS ;RATING O/D 7.0 KA/0.5S AT 2.5 PEAK | HYLEC | HYLEC PTY LTD | PORTABLE EARTHING DEVICE | PURCHASE AS REQUIRED
000022457 | EARTHING EQUIPMENT | PORTABLE;O/D;SINGLE PHASE;16 M LG, 25 SQ MM CU LEAD;C/W COMPRESSION LUGS; REFLECTIVE TAPE & LABELLING;W/O CLAMPS ;RATING O/D 7.0 KA/0.5S AT 2.5 PEAK | INTERTEC | INTERTECH ENGINEERING PTY LTD | PORTABLE EARTHING DEVICE | PURCHASE AS REQUIRED
000022457 | EARTHING EQUIPMENT | PORTABLE;O/D;SINGLE PHASE;16 M LG, 25 SQ MM CU LEAD;C/W COMPRESSION LUGS; REFLECTIVE TAPE & LABELLING;W/O CLAMPS ;RATING O/D 7.0 KA/0.5S AT 2.5 PEAK | THEWMCAN | TMAC THEW & MCCANN GROUP | EC-25-16000/EN | PURCHASE AS REQUIRED
000020441 | ELBOW,TERMINATION POWER CABLE. | INSULATED DEAD-BREAK SCREENED SEPARABLE CONNECTORS (ELBOWS);SET OF 3 FOR 3 PHASES;17.5 KV TO SUIT TO SUIT 95 SQ MM AL OR CU CABLE;11 KV;C/W SCREEN | SICAME | SICAME AUSTRALIA PTY LTD | CST630 11 20441 | CURRENT
000020441 | ELBOW,TERMINATION POWER CABLE. | INSULATED DEAD-BREAK SCREENED SEPARABLE CONNECTORS (ELBOWS);SET OF 3 FOR 3 PHASES;17.5 KV TO SUIT TO SUIT 95 SQ MM AL OR CU CABLE;11 KV;C/W SCREEN | STREAM | STREAMLINED ENERGY PTY LTD | SES.11SET12.SKS50-95.EN | CURRENT
000020441 | ELBOW,TERMINATION POWER CABLE. | INSULATED DEAD-BREAK SCREENED SEPARABLE CONNECTORS (ELBOWS);SET OF 3 FOR 3 PHASES;17.5 KV TO SUIT TO SUIT 95 SQ MM AL OR CU CABLE;11 KV;C/W SCREEN | JBJOINT | JB JOINTING SUPPLIES PTY LTD | JB-11-150-SE | CURRENT
000020441 | ELBOW,TERMINATION POWER CABLE. | INSULATED DEAD-BREAK SCREENED SEPARABLE CONNECTORS (ELBOWS);SET OF 3 FOR 3 PHASES;17.5 KV TO SUIT TO SUIT 95 SQ MM AL OR CU CABLE;11 KV;C/W SCREEN | AUSTMOLD | AUSTRALMOLD PTY LTD | 3CK430TB-430CA-16-SB95+SL | CURRENT
000020441 | ELBOW,TERMINATION POWER CABLE. | INSULATED DEAD-BREAK SCREENED SEPARABLE CONNECTORS (ELBOWS);SET OF 3 FOR 3 PHASES;17.5 KV TO SUIT TO SUIT 95 SQ MM AL OR CU CABLE;11 KV;C/W SCREEN | NKT | NKT CABLES AUSTRALIA P/L | CB17.5-630 TYPE:5003 | CURRENT
000020441 | ELBOW,TERMINATION POWER CABLE. | INSULATED DEAD-BREAK SCREENED SEPARABLE CONNECTORS (ELBOWS);SET OF 3 FOR 3 PHASES;17.5 KV TO SUIT TO SUIT 95 SQ MM AL OR CU CABLE;11 KV;C/W SCREEN | INTERTEC | INTERTECH ENGINEERING PTY LTD | EGX20441 | CURRENT
000020442 | COUPLING CONNECTOR. | COUPLING CONN WITH SHORT INSULATED DEAD-BREAK SCREENED SEPARABLE CONN (ELBOWS);17.5 KV TO SUIT 11 KV SYSTEM; C/W 95-240 SQ MM AL OR CU SHEAR BOLT | SICAME | SICAME AUSTRALIA PTY LTD | CSC630 11 20442 | CURRENT
000020442 | COUPLING CONNECTOR. | COUPLING CONN WITH SHORT INSULATED DEAD-BREAK SCREENED SEPARABLE CONN (ELBOWS);17.5 KV TO SUIT 11 KV SYSTEM; C/W 95-240 SQ MM AL OR CU SHEAR BOLT | STREAM | STREAMLINED ENERGY PTY LTD | SES.11SEHDK13.1.SKS95-240.EN | CURRENT
000020442 | COUPLING CONNECTOR. | COUPLING CONN WITH SHORT INSULATED DEAD-BREAK SCREENED SEPARABLE CONN (ELBOWS);17.5 KV TO SUIT 11 KV SYSTEM; C/W 95-240 SQ MM AL OR CU SHEAR BOLT | NKT | NKT CABLES AUSTRALIA P/L | CC17.5-630 TYPE;5003 | CURRENT
000022322 | TERMINAL,LUG | DRILLED 2 HOLE PALM;44.5 MM CENTRES; TINNED COPPER,CRIMP TYPE;FOR 95 SQ MM, 37/1.78 MM COPPER COND;FOR 2 X M12 BOLTS ;FOR USE WITH INTELLIRUPER; | UTILUX |  | CG95LPM12-45 | CURRENT
000022527 | WHEEL,ABRASIVE | GENERAL PURPOSE GRINDING WHEEL; DEPRESSED CENTRE;MAX 15300 RPM,GLASS FIBRE REINFORCED;100 MM DIA X 6 MM THK X 16 MM DIA HOLE;U/W METABO MODEL W8-100 | CNWPL | CNW PL - SLACKS CREEK | SSTF6310260 | CURRENT
000022527 | WHEEL,ABRASIVE | GENERAL PURPOSE GRINDING WHEEL; DEPRESSED CENTRE;MAX 15300 RPM,GLASS FIBRE REINFORCED;100 MM DIA X 6 MM THK X 16 MM DIA HOLE;U/W METABO MODEL W8-100 | STATEWD | STATEWIDE FSTNERS & ENG SPLS PL | FLEXOVIT 6310260 | CURRENT
000022527 | WHEEL,ABRASIVE | GENERAL PURPOSE GRINDING WHEEL; DEPRESSED CENTRE;MAX 15300 RPM,GLASS FIBRE REINFORCED;100 MM DIA X 6 MM THK X 16 MM DIA HOLE;U/W METABO MODEL W8-100 | GLENFORD | GLENFORDS TOOL CENTRE | FLEXOVIT 6310260 | CURRENT
000022527 | WHEEL,ABRASIVE | GENERAL PURPOSE GRINDING WHEEL; DEPRESSED CENTRE;MAX 15300 RPM,GLASS FIBRE REINFORCED;100 MM DIA X 6 MM THK X 16 MM DIA HOLE;U/W METABO MODEL W8-100 | C&LTOOL | CALTCO T/A C&L TOOL CENTRE | FLEXOVIT 6310260 | CURRENT
000022527 | WHEEL,ABRASIVE | GENERAL PURPOSE GRINDING WHEEL; DEPRESSED CENTRE;MAX 15300 RPM,GLASS FIBRE REINFORCED;100 MM DIA X 6 MM THK X 16 MM DIA HOLE;U/W METABO MODEL W8-100 | BLKWOODS | J BLACKWOOD & SON LTD | FLEXOVIT 6310260 | CURRENT
000022527 | WHEEL,ABRASIVE | GENERAL PURPOSE GRINDING WHEEL; DEPRESSED CENTRE;MAX 15300 RPM,GLASS FIBRE REINFORCED;100 MM DIA X 6 MM THK X 16 MM DIA HOLE;U/W METABO MODEL W8-100 | TDETOOLS | TRADE TOOLS DIRECT (GEEBUNG) | FLEXOVIT 6310260 | CURRENT
000022526 | WHEEL,ABRASIVE | GENERAL PURPOSE FLAT CUTTING WHEEL; FOR FERROUS METALS ONLY;MAX 15300 RPM, GLASS FIBRE REINFORCED;100 MM DIA X 2.5 MM THK X 16 MM DIA HOLE;U/W METABO | CNWPL | CNW PL - SLACKS CREEK | STF1010216 | PHASING
000022526 | WHEEL,ABRASIVE | GENERAL PURPOSE FLAT CUTTING WHEEL; FOR FERROUS METALS ONLY;MAX 15300 RPM, GLASS FIBRE REINFORCED;100 MM DIA X 2.5 MM THK X 16 MM DIA HOLE;U/W METABO | STATEWD | STATEWIDE FSTNERS & ENG SPLS PL | FLEXOVIT 1010216 | PHASING
000022526 | WHEEL,ABRASIVE | GENERAL PURPOSE FLAT CUTTING WHEEL; FOR FERROUS METALS ONLY;MAX 15300 RPM, GLASS FIBRE REINFORCED;100 MM DIA X 2.5 MM THK X 16 MM DIA HOLE;U/W METABO | GLENFORD | GLENFORDS TOOL CENTRE | FLEXOVIT 1010216 | PHASING
000022526 | WHEEL,ABRASIVE | GENERAL PURPOSE FLAT CUTTING WHEEL; FOR FERROUS METALS ONLY;MAX 15300 RPM, GLASS FIBRE REINFORCED;100 MM DIA X 2.5 MM THK X 16 MM DIA HOLE;U/W METABO | BLKWOODS | J BLACKWOOD & SON LTD | FLEXOVIT 1010216 | PHASING
000022526 | WHEEL,ABRASIVE | GENERAL PURPOSE FLAT CUTTING WHEEL; FOR FERROUS METALS ONLY;MAX 15300 RPM, GLASS FIBRE REINFORCED;100 MM DIA X 2.5 MM THK X 16 MM DIA HOLE;U/W METABO | TDETOOLS | TRADE TOOLS DIRECT (GEEBUNG) | FLEXOVIT 1010216 | PHASING
000022526 | WHEEL,ABRASIVE | GENERAL PURPOSE FLAT CUTTING WHEEL; FOR FERROUS METALS ONLY;MAX 15300 RPM, GLASS FIBRE REINFORCED;100 MM DIA X 2.5 MM THK X 16 MM DIA HOLE;U/W METABO | C&LTOOL | CALTCO T/A C&L TOOL CENTRE | FLEXOVIT 1010216 | PHASING
000022526 | WHEEL,ABRASIVE | GENERAL PURPOSE FLAT CUTTING WHEEL; FOR FERROUS METALS ONLY;MAX 15300 RPM, GLASS FIBRE REINFORCED;100 MM DIA X 2.5 MM THK X 16 MM DIA HOLE;U/W METABO | ATOMSUPP | ATOM SUPPLY | 92640041 | PHASING
000022456 | EARTHING EQUIPMENT | PORTABLE;O/D;SINGLE PHASE;6 M LG;25 SQ MM CU LEAD;C/W COMPRESSION LUGS; REFLECTIVE TAPE & LABELLING;W/O CLAMPS; RATING O/D 7.0 KA/0.5S AT 2.5 PEAK | PENTA | PENTA AUST (TMAC THEW & MCCANN/HYLEC) | PA11124 | PURCHASE AS REQUIRED
000022456 | EARTHING EQUIPMENT | PORTABLE;O/D;SINGLE PHASE;6 M LG;25 SQ MM CU LEAD;C/W COMPRESSION LUGS; REFLECTIVE TAPE & LABELLING;W/O CLAMPS; RATING O/D 7.0 KA/0.5S AT 2.5 PEAK | HAYMANS | HAYMANS ELECTRICAL | T&MEC-25-6000/EN | PURCHASE AS REQUIRED
000022456 | EARTHING EQUIPMENT | PORTABLE;O/D;SINGLE PHASE;6 M LG;25 SQ MM CU LEAD;C/W COMPRESSION LUGS; REFLECTIVE TAPE & LABELLING;W/O CLAMPS; RATING O/D 7.0 KA/0.5S AT 2.5 PEAK | HYLEC | HYLEC PTY LTD | PORTABLE EARTHING DEVICE | PURCHASE AS REQUIRED
000022456 | EARTHING EQUIPMENT | PORTABLE;O/D;SINGLE PHASE;6 M LG;25 SQ MM CU LEAD;C/W COMPRESSION LUGS; REFLECTIVE TAPE & LABELLING;W/O CLAMPS; RATING O/D 7.0 KA/0.5S AT 2.5 PEAK | INTERTEC | INTERTECH ENGINEERING PTY LTD | PORTABLE EARTHING DEVICE | PURCHASE AS REQUIRED
000022456 | EARTHING EQUIPMENT | PORTABLE;O/D;SINGLE PHASE;6 M LG;25 SQ MM CU LEAD;C/W COMPRESSION LUGS; REFLECTIVE TAPE & LABELLING;W/O CLAMPS; RATING O/D 7.0 KA/0.5S AT 2.5 PEAK | THEWMCAN | TMAC THEW & MCCANN GROUP | EC-25-6000/EN | PURCHASE AS REQUIRED
000022456 | EARTHING EQUIPMENT | PORTABLE;O/D;SINGLE PHASE;6 M LG;25 SQ MM CU LEAD;C/W COMPRESSION LUGS; REFLECTIVE TAPE & LABELLING;W/O CLAMPS; RATING O/D 7.0 KA/0.5S AT 2.5 PEAK | THEWMCAN | TMAC THEW & MCCANN GROUP | 22456 | PURCHASE AS REQUIRED
000022528 | DIE,CRIMPING TOOL | STEEL;HEX;16.5 AF;TO SUIT 120 SQ MM CCT; U/W UTILUX COMPRESSION TOOL 38A OR EQUIV;PACK OF 1; | UTILUX |  | 38-165AL/1 | PURCHASE AS REQUIRED
000022528 | DIE,CRIMPING TOOL | STEEL;HEX;16.5 AF;TO SUIT 120 SQ MM CCT; U/W UTILUX COMPRESSION TOOL 38A OR EQUIV;PACK OF 1; | TEN | THE ENERGY NETWORK | K12-16.5-AL | PURCHASE AS REQUIRED
000022529 | PC-SACS. | PASSIVE BACKPLANE;14 SLOTS;4 PCI;9 ISA; EQUIPMENT USED FOR POW;PACK OF 1; | TI2 | TI2 PTY LTD | HPCI-14S/ATX | PURCHASE AS REQUIRED
000022530 | CABLE,FIBRE OPTIC | ONLY USED IN SCADA PROJECTS AT VIC PARK; PLASTIC FIBRE OPTIC,FIRE RETARDANT CABLE;USED TO SERIALLY CONNECT SUBSTN DEVICES;DRUM SIZE 500 M; | DIGILIN |  | PLASTIC FIBRE OPTIC | PHASING
000022530 | CABLE,FIBRE OPTIC | ONLY USED IN SCADA PROJECTS AT VIC PARK; PLASTIC FIBRE OPTIC,FIRE RETARDANT CABLE;USED TO SERIALLY CONNECT SUBSTN DEVICES;DRUM SIZE 500 M; | DI MOTO | DIMOTO PTY LTD | PFU-UD1002-22-E | PHASING
000021056 | GRIP,CABLE,JAW | Conductor Grip, 2T (20kN) WLL, Trigger Grip c/w Safety Latch & Etching w/-Make, Model, Min-Max Dia, suit Wire/Cable Type, Month/Year Stamped on Delivery | ALLTRADE | ALLTRADE MANUFACTURING PTY LTD | PARALLEL JAWS 5-28 MM DIA | CURRENT
000021056 | GRIP,CABLE,JAW | Conductor Grip, 2T (20kN) WLL, Trigger Grip c/w Safety Latch & Etching w/-Make, Model, Min-Max Dia, suit Wire/Cable Type, Month/Year Stamped on Delivery | ENERGYNW | THE ENERGY NETWORK | PARALLEL JAWS 5-28 MM DIA | CURRENT
000021056 | GRIP,CABLE,JAW | Conductor Grip, 2T (20kN) WLL, Trigger Grip c/w Safety Latch & Etching w/-Make, Model, Min-Max Dia, suit Wire/Cable Type, Month/Year Stamped on Delivery | SPECFORC | SPECIALISED FORCE | MIGHTY-20-GRIP-EQ | CURRENT
000022460 | SIGN | Gravoply Clear Perspex, Legend NON-COMMISSIONED, 80 x 25 x 23mm, White with Black Text, 60 x 20mm, Dwg CCSTD-AR081-01, suit 1A Fuse Link | UES | UTILITY ENGRAVING & SIGNS | LABEL GRAVOPLYY01 | CURRENT
000022461 | SIGN | Gravoply Clear Perspex, Legend OUT OF SERVICE, 80 x 25 x 23mm, Yellow with Black Text, 60 x 20mm, Dwg CCSTD-AR081-01, suit 1A Fuse Link | UES | UTILITY ENGRAVING & SIGNS | LABEL GRAVOPLY | CURRENT
000022462 | SIGN | Gravoply Clear Perspex, Legend ISOLATED, 80 x 25 x 23mm, Red with White Text, 60 x 20mm, Dwg CCSTD-AR081-01, suit 1A Fuse Link | UES | UTILITY ENGRAVING & SIGNS | LABEL GRAVOPLY | CURRENT
000022534 | TEST KIT | Digital Micro Ohm Meter Kit, 4 Terminal, 240V Mains or Battery Powered, 10A Test Current, Range 0.1 to 2500 micro-ohm | CNWPL | CNW PL - SLACKS CREEK | DLRO10HD-EX | CURRENT
000022534 | TEST KIT | Digital Micro Ohm Meter Kit, 4 Terminal, 240V Mains or Battery Powered, 10A Test Current, Range 0.1 to 2500 micro-ohm | REXEL | REXEL PTY LTD | MEGDLRO10HD-EX | CURRENT
000022534 | TEST KIT | Digital Micro Ohm Meter Kit, 4 Terminal, 240V Mains or Battery Powered, 10A Test Current, Range 0.1 to 2500 micro-ohm | MEGGER | MEGGER PTY LTD | DLRO10HD-EX | CURRENT
000022535 | FUSE ELEMENT,ELEC | 65 AMP;12 KV;DROPOUT FUSE LINK,ANSI CLASS N TYPE;660 MM LG;W/REMOVABLE BUTTON HEAD;FOR 900 KVAR CAPACITOR BANK;65 N PISITROL FUSE; | ADAPT | ADAPT AUSTRALIA PTY LTD | 267065R3 | STRATEGIC SPARE
000022531 | BRACKET,MOUNTING | STEEL;GALV;FOR POLE CENTRALLY MTD NGK MANUALLY OPERATED LOAD BREAK SWITCH, SC22437;PALLET OF 20; | HAYMAN | HAYMANS INDUSTRIES PTY LTD | 22531 | CURRENT
000022531 | BRACKET,MOUNTING | STEEL;GALV;FOR POLE CENTRALLY MTD NGK MANUALLY OPERATED LOAD BREAK SWITCH, SC22437;PALLET OF 20; | GLOBAL | GLOBAL MANUFACTURING GROUP | BKT LOAD BREAK SWITCH | CURRENT
000022533 | POWER BOARD. | CREST POWER BOARD;STANDBY POWER BOARD;FOR U/W ENERGY CONVERSATION COMMUNITIES CUSTOMER INCENTIVE PACKAGE;POWER BOARD HAS DEMAND SIDE | CREST | CREST ELECTRONICS BRENDALE QLD | ESPBS6C | CURRENT
000022466 | FUSEHOLDER | SURFACE MTG;BACK CONNECTING-TWO-STUD; 63 AMP;415 V AC;BOLT-IN;OFFSET TAGS; WHITE;AS2005;SUITABLE FOR FITTING COPPER LINK OF HRC CARTRIDGES;USED IN | LAWRENCE | LAWRENCE & HANSON | FUSEHOLDER 63 AMP | PURCHASE AS REQUIRED
000022466 | FUSEHOLDER | SURFACE MTG;BACK CONNECTING-TWO-STUD; 63 AMP;415 V AC;BOLT-IN;OFFSET TAGS; WHITE;AS2005;SUITABLE FOR FITTING COPPER LINK OF HRC CARTRIDGES;USED IN | IPD | IPD GROUP LIMITED | RS63PWH | PURCHASE AS REQUIRED
000022538 | INSULATION SLEEVING,ELEC,SPEC | INSULATING BOOT;12-24 KV;RIGHT ANGLE; SET OF 3;ABB KABELDON-KAP 300 U;RUBBER BOOT TO SUIT CONDUCTOR CROSS-SECTION 25-300 SQ MM;C/W REMOVABLE PLASTIC PLUG; | JBJOINT | JB JOINTING SUPPLIES PTY LTD | JB-TBC-11 | CURRENT
000022538 | INSULATION SLEEVING,ELEC,SPEC | INSULATING BOOT;12-24 KV;RIGHT ANGLE; SET OF 3;ABB KABELDON-KAP 300 U;RUBBER BOOT TO SUIT CONDUCTOR CROSS-SECTION 25-300 SQ MM;C/W REMOVABLE PLASTIC PLUG; | ABB | ABB FAN PTY LTD | R/ANGLE BOOT 12-24 KV KAP300 U | CURRENT
000022536 | TESTER | TEST ADAPTER;FOR 12/24/36 KV-630 AMP BRANCH CONNECTORS CB & COUPLING CONNECTORS CC (ELBOWS);SET OF 3;TYPE PAK 630 M12 (L=310 MM);REFERENCE 3105012 | NKT | NKT CABLES AUSTRALIA P/L | PAK 630 M12 (L=310 MM) 3105012 | CURRENT
000022537 | PLUG. | END PLUG;FOR BRANCH CONNECTOR CB 17.5-630 ELBOW;SET OF 3;EAS 630-END PLUG FOR CB;REFERENCE 73170042; | NKT | NKT CABLES AUSTRALIA P/L | EAS 630-END PLUG-CB 73170042 | CURRENT
000022539 | BOLT,MACHINE | THREADED TINNED COPPER BOLT SET;M12, (M12-M12) FOR CC 17.5-630 NKT ELBOW; ITEMS TO BE PACK IN SET OF 3; | NKT | NKT CABLES AUSTRALIA P/L | THD BOLT SET OF 3 CU (M12-M12) | CURRENT
000022540 | PLUG. | INSULATING PLUG;M12;FOR CB 17.5 KV-630 AMP NKT ELBOWS;ACTS AS CAPACITOR VOLTAGE TRANSFORMER;SET OF 3;SPARE PART TO REPLACE CHIPPED INSULATING | NKT | NKT CABLES AUSTRALIA P/L | M12 PLUG-CB 17.5-630 SET OF 3 | CURRENT
000022438 | ACTUATOR,MECHANICAL,MANUAL: | LINK STICK OPERATED;FOR OPERATING LOAD BREAK SWITCH SC22437 & REFURBED SWITCH 922437;SUPPLIED WITH 5 M LG ROD & CARTON OF ACCESSORIES; | NGK | NGK STANGER PTY LTD | 95110-5MSP | PURCHASE AS REQUIRED
000022438 | ACTUATOR,MECHANICAL,MANUAL: | LINK STICK OPERATED;FOR OPERATING LOAD BREAK SWITCH SC22437 & REFURBED SWITCH 922437;SUPPLIED WITH 5 M LG ROD & CARTON OF ACCESSORIES; | NGK | NGK STANGER PTY LTD | 91816EX/3S | PURCHASE AS REQUIRED
000022514 | KIT,CONNECTION | SWITCH-FUSE OR ISOLATOR PARALLEL KIT; DOUBLE STRIP RAILING KIT;10 MM GAP DOUBLE GANGED FUSE SWITCH;3 X 240/300 SQ MM CABLES PER PHASE;KIT ONLY FOR JOINING | PENTA | PENTA AUST (TMAC THEW & MCCANN/HYLEC) | PA22417 | CURRENT
000022514 | KIT,CONNECTION | SWITCH-FUSE OR ISOLATOR PARALLEL KIT; DOUBLE STRIP RAILING KIT;10 MM GAP DOUBLE GANGED FUSE SWITCH;3 X 240/300 SQ MM CABLES PER PHASE;KIT ONLY FOR JOINING | HYLEC | HYLEC PTY LTD | HSL8990669PK_PSD2 | CURRENT
000022549 | INSULATION SLEEVING,ELEC,SPEC | INSULATING BOOT;12-24 KV;RIGHT ANGLE;SET OF 3;3M TERMINAL PROTECTOR TP-500;EPDM RUBBER;TO SUIT CONDUCTOR CROSS-SECTION 25-300 SQ MM;C/W REMOVABLE RUBBER PLUG | INTERTEC | INTERTECH ENGINEERING PTY LTD | TP-500 | CURRENT
000022549 | INSULATION SLEEVING,ELEC,SPEC | INSULATING BOOT;12-24 KV;RIGHT ANGLE;SET OF 3;3M TERMINAL PROTECTOR TP-500;EPDM RUBBER;TO SUIT CONDUCTOR CROSS-SECTION 25-300 SQ MM;C/W REMOVABLE RUBBER PLUG | INTERTEC | INTERTECH ENGINEERING PTY LTD | 3M TERMINAL PROTECTOR TP-500 | CURRENT
000022549 | INSULATION SLEEVING,ELEC,SPEC | INSULATING BOOT;12-24 KV;RIGHT ANGLE;SET OF 3;3M TERMINAL PROTECTOR TP-500;EPDM RUBBER;TO SUIT CONDUCTOR CROSS-SECTION 25-300 SQ MM;C/W REMOVABLE RUBBER PLUG | INTERTEC | INTERTECH ENGINEERING PTY LTD | IE-3103-8018-3 | CURRENT
000022467 | RELAY,ELECTROMAGNETIC | CONTACTOR;4P;63 AMP NC CONTACTS;110 V DC COIL;U/W BATTERY SUPERVISION;USED IN SUBSTNS; | NHP | NHP ELECTRICAL ENGINEERING | GH15GN04110VDC | CURRENT
000022553 | CHANNEL,STRUCTURAL | STEEL;GALV;HOT DIPPED;SLOTTED;41.3 MM W; 41.3 MM H;2.5 MM THK;2.7 KG/M, 1.2 M LG; PACK OF 1;PACK WEIGHT 3.1 KG; | EZYSTRUT | EZYSTRUT CABLE & PIPE SUPPORTS | E1000S1200H | CURRENT
000022468 | SWITCH. | 4 AMP;10 KA;3P;DIN RAIL MTG;W/- AUX CO CONTACT BLOCK & 4 POLE COVERS;U/W 110 V VT SECONDARY;USED IN SUBSTNS;ALL 3 ITEMS TO BE PACKAGED INTO 1 PLASTIC BAG; | NHP | NHP ELECTRICAL ENGINEERING | DTCB10304C,DTAUXAL,DTPC4 | PURCHASE AS REQUIRED
000022556 | TRANSFORMER,CURRENT | LV MONITORING CT;800/5 AMP;5 VA BURDEN; EXT RNGE 200%;CLASS 0.5S;INWARD FACING TERMINALS (WHEN FITTED TO BUSHING); P1 STAMPED ON SAME SIDE AS TERMINALS; | WFENERGY | WF ENERGY CONTROLS | W-3288 | PURCHASE AS REQUIRED
000022557 | PADLOCK | SOLID BRASS CASE;STAINLESS STEEL SHACKLE (5 MM - 6 MM);50 MM SHACKLE CLEARANCE;NO KEYS;KEYED ALIKE TO M0444/S8;FOR MOBILE GENERATORS & HV PLANT;PACK OF 10; | LARSENS |  | OZ 223 | CURRENT
000022557 | PADLOCK | SOLID BRASS CASE;STAINLESS STEEL SHACKLE (5 MM - 6 MM);50 MM SHACKLE CLEARANCE;NO KEYS;KEYED ALIKE TO M0444/S8;FOR MOBILE GENERATORS & HV PLANT;PACK OF 10; | LARSENS |  | OZ1/222/S50/S8 | CURRENT
000022512 | COVER,TERMINAL | TERMINAL COMPARTMENT COVER; ;SUITABLE FOR JEAN MULLER LV SWBD DOUBLE GANG FUSE SWITCH; | PENTA | PENTA AUST (TMAC THEW & MCCANN/HYLEC) | PA21870 | CURRENT
000022512 | COVER,TERMINAL | TERMINAL COMPARTMENT COVER; ;SUITABLE FOR JEAN MULLER LV SWBD DOUBLE GANG FUSE SWITCH; | HYLEC | HYLEC PTY LTD | HSL8950675KC | CURRENT
000022511 | SWITCH-DISCONNECTOR | 1000 AMP;ISOLATOR;3 POLE (REAR CONNECTION);SL3-3X3/1000/ARO/110/TM3; 1250 AMP LINK; "JEAN MULLER"; | PENTA | PENTA AUST (TMAC THEW & MCCANN/HYLEC) | PA22070 | CURRENT
000022511 | SWITCH-DISCONNECTOR | 1000 AMP;ISOLATOR;3 POLE (REAR CONNECTION);SL3-3X3/1000/ARO/110/TM3; 1250 AMP LINK; "JEAN MULLER"; | HYLEC | HYLEC PTY LTD | L3020322TGL | CURRENT
000022542 | SWITCH-DISCONNECTOR | 2000 AMP;ISOLATOR;3 POLE (GANGED REAR CONNECTION);2 XSL3-3X3/910/ARO/110/TM3; 1250 AMP LINK; | PENTA | PENTA AUST (TMAC THEW & MCCANN/HYLEC) | PA21787 | CURRENT
000022542 | SWITCH-DISCONNECTOR | 2000 AMP;ISOLATOR;3 POLE (GANGED REAR CONNECTION);2 XSL3-3X3/910/ARO/110/TM3; 1250 AMP LINK; | HYLEC | HYLEC PTY LTD | HS2XL3020239RK | CURRENT
000022543 | LINK,SOLID | JEAN MULLER LINK SOLID;1250 AMP;HYLEC/ JEAN MULLER PART NO. N8387610; "JEAN MULLER"; | PENTA | PENTA AUST (TMAC THEW & MCCANN/HYLEC) | PA22138 | CURRENT
000022543 | LINK,SOLID | JEAN MULLER LINK SOLID;1250 AMP;HYLEC/ JEAN MULLER PART NO. N8387610; "JEAN MULLER"; | HYLEC | HYLEC PTY LTD | N8387610 | CURRENT
000022544 | CONNECTOR ASSEMBLY,ELECTRICAL. | EXTENSION PALM KIT;FOR 2 X 240 SQ MM CABLES PER PHASE;INCLUDES 3 X CONNECTION PALMS;COVER;BOLT PACK;PART NO. HSL8390600 & HSL8950666; | PENTA | PENTA AUST (TMAC THEW & MCCANN/HYLEC) | PA21867 | CURRENT
000022544 | CONNECTOR ASSEMBLY,ELECTRICAL. | EXTENSION PALM KIT;FOR 2 X 240 SQ MM CABLES PER PHASE;INCLUDES 3 X CONNECTION PALMS;COVER;BOLT PACK;PART NO. HSL8390600 & HSL8950666; | HYLEC | HYLEC PTY LTD | HSL8390600SK_PSD1 | CURRENT
000022509 | FUSE-SWITCH COMBINATION. | JEAN MULLER;LV SWITCHGEAR;160 AMP;3 POLE FUSE SWITCH;C/W ITEM BOTTOM CONNECT, INCLUDES 160 AMP FUSE SWITCH; "JEAN MULLER"; | HYLEC | HYLEC PTY LTD | HS1XL5061001 | CURRENT
000022545 | SWITCH,FUSED | 630A, 660V, 3 Pole, HRC Fuseway, Bottom Terminal Connectors, suit Jean Muller LV Switchboard (scm) | PENTA | PENTA AUST (TMAC THEW & MCCANN/HYLEC) | PA21782 | CURRENT
000022545 | SWITCH,FUSED | 630A, 660V, 3 Pole, HRC Fuseway, Bottom Terminal Connectors, suit Jean Muller LV Switchboard (scm) | HYLEC | HYLEC PTY LTD | HS1XL3031096FK_PSD1 | CURRENT
000022545 | SWITCH,FUSED | 630A, 660V, 3 Pole, HRC Fuseway, Bottom Terminal Connectors, suit Jean Muller LV Switchboard (scm) | WILSON | WILSON TRANSFORMER CO. PTY LTD | 816-7261N10 | CURRENT
000022546 | FUSE-SWITCH COMBINATION. | 1260 Aamp;Fuse Switch;3 Pole;Bottom Connect,Includes 2 x 630 Amp Fuse Switch Joined Together With Cable Connection Kit;Includes EGX prllel kit w/PSD2 "Jean | PENTA | PENTA AUST (TMAC THEW & MCCANN/HYLEC) | PA21789 | CURRENT
000022546 | FUSE-SWITCH COMBINATION. | 1260 Aamp;Fuse Switch;3 Pole;Bottom Connect,Includes 2 x 630 Amp Fuse Switch Joined Together With Cable Connection Kit;Includes EGX prllel kit w/PSD2 "Jean | HYLEC | HYLEC PTY LTD | HS2XL3031096FK_PSD2 | CURRENT
000022508 | KIT,CONNECTION | PARALLEL CONNECTION KIT;FOR DOUBLE GANGED FUSE SWITCH;4 X 240 SQ MM CABLES PER PHASE;KIT ONLY FOR JOINING 2 X 630 AMP/1000 AMP FUSE SWITCH TOGETHER; | PENTA | PENTA AUST (TMAC THEW & MCCANN/HYLEC) | PA21868 | CURRENT
000022508 | KIT,CONNECTION | PARALLEL CONNECTION KIT;FOR DOUBLE GANGED FUSE SWITCH;4 X 240 SQ MM CABLES PER PHASE;KIT ONLY FOR JOINING 2 X 630 AMP/1000 AMP FUSE SWITCH TOGETHER; | HYLEC | HYLEC PTY LTD | HSL8390921PK | CURRENT
000022560 | RELAY,ELECTROMAGNETIC | CONTACTOR;3P;350 AMP;AC-1 RATING;210 AMP AC-3 RATING;415 V AC;UW SUBSTN ACO BOARD;DWG MASTER CCMAST-SC189-01/H; SIZE 208 X 200;WEIGHT 7.2 KG;USED IN | CNWPL | CNW PL - SLACKS CREEK | GH15RT3415V | CURRENT
000022560 | RELAY,ELECTROMAGNETIC | CONTACTOR;3P;350 AMP;AC-1 RATING;210 AMP AC-3 RATING;415 V AC;UW SUBSTN ACO BOARD;DWG MASTER CCMAST-SC189-01/H; SIZE 208 X 200;WEIGHT 7.2 KG;USED IN | REXEL | REXEL PTY LTD | NHPGH15RT-30-415V | CURRENT
000022560 | RELAY,ELECTROMAGNETIC | CONTACTOR;3P;350 AMP;AC-1 RATING;210 AMP AC-3 RATING;415 V AC;UW SUBSTN ACO BOARD;DWG MASTER CCMAST-SC189-01/H; SIZE 208 X 200;WEIGHT 7.2 KG;USED IN | NHP | NHP ELECTRICAL ENGINEERING | GH15RT3P415VAC | CURRENT
000020423 | JOINT,ELECTRICAL POWER CABLE | 33kV Screen-Break Transition Joint, Heatshrink, 1Ph, 1 Core, suit 1000mm2 Al TRXLPE/CWS/LAT/LLDPE/MDPE to 800mm2 XLPE/CCU/MDPE c/w Barriered Shear Bolt | TECONN | TE CONNECTIVITY LTD | MXSU-EX528 | STRATEGIC SPARE
000022567 | CONVERTER | 110 V / 48 V DC;500 W;CONVERTER; | AMTEX | AMTEX ELECTRONICS | BAP319F-110-48-FT | PURCHASE AS REQUIRED
000022473 | RELAY,ELECTROMAGNETIC | 32 V DC COIL;30 V DC/110 V AC CONT; 10 AMP NOM;2 CO CONT;BI STABLE LATCHING OPERATION;PLUG-IN TO RAIL MOUNT SOCKET SC16593;PACK OF 1; | HAYMANS | HAYMANS ELECTRICAL | IDCRR2KP-U-DC32 | CURRENT
000022475 | TERMINAL BLOCK | FEMALE TEST CONNECTOR;INSULATED PHOENIX TYPE PSB 4/15/6;SUIT PHOENIX TERMINAL TYPE UK 6 N & UK10 N; PACK OF 100; | HAYMANS | HAYMANS ELECTRICAL | PHO0303419 | CURRENT
000022515 | CHARGER,BATTERY | SINGLE PHASE, 240 V AC INPUT;110 V, 20 AMP OUTPUT;FREE STANDING CUBICLE TYPE;1150 H X 1000 W X 680 D;U/W 160 A/H BATTERY BANK SC18934;(WALL MTD RACK | BRODRIBB | M BRODRIBB PTY LTD (MANUFACTURER) | D5703.1.-0110-0020-02 | PHASING
000022472 | TERMINAL,LUG | FLAT PALM;COPPER;BUSBAR CONNECTOR; TINNED;EGX DWG - LOSTD-EC043-02; | ERGON | ERGON ENERGY | FLAT PALM COPPER | CURRENT
000022471 | TERMINAL,LUG | FLAT PALM;COPPER;BUSBAR CONNECTOR; TINNED;EGX DWG - LOSTD-EC043-01; | ERGON | ERGON ENERGY | FLAT PALM COPPER | CURRENT
000022569 | JOINT,ELECTRICAL POWER CABLE | 110 KV;1.3 SQ IN TO 1000 SQ MM HOLLOW CORE AL CONDUCTOR;1 CORE;OIL FILLED; PAPER INSULATED;ALUM SHEATH; TRANSITION BICC-TAIHAN;F809/810 RNA | TAIHAN | TAIHAN ELECTRIC WIRE CO LTD | TEX-K-100531 JT | PURCHASE AS REQUIRED
000022570 | CABLE,POWER,ELECTRICAL | 110 KV;1000 SQ MM HOLLOW CORE AL CONDUCTOR;1 CORE;OIL FILLED;PAPER INSULATED;CORRUGATED ALUMINIUM SHEATH; FOR F809/810 RNA RELOCATION; | TAIHAN | TAIHAN ELECTRIC WIRE CO LTD | TEX-K-100531 | PURCHASE AS REQUIRED
000022480 | TERMINAL,LUG | BOLTED RUN PALM TAP;ALUMINIUM TYPE; 630 AMP;4 HOLE 18 MM DIA PALM;60 MM CENTRES;SUIT 61/3.75 AAAC CABLE; USED IN SUBSTNS; | PLP AUST | PREFORMED LINE PRODUCTS (AUST) | BRPT-338-P6 | PURCHASE AS REQUIRED
000022479 | TERMINAL,LUG | BOLTED RUN PALM TAP;ALUMINIUM TYPE; 630 AMP;4 HOLE 18 MM DIA PALM;60 MM CENTRES;SUIT 37/3.75 AAAC CABLE; USED IN SUBSTNS; | PLP AUST | PREFORMED LINE PRODUCTS (AUST) | BRPT-263-AS8 | PURCHASE AS REQUIRED
000022591 | INTERLOCK,MECHANICAL | MECHANICAL INTERLOCK FOR CONTACTOR SC22560;SUBSTN ACO BOARDS; DWG-CMAST-SC189-01;AMT H; | CNWPL | CNW PL - SLACKS CREEK | BM3H | CURRENT
000022591 | INTERLOCK,MECHANICAL | MECHANICAL INTERLOCK FOR CONTACTOR SC22560;SUBSTN ACO BOARDS; DWG-CMAST-SC189-01;AMT H; | REXEL | REXEL PTY LTD | NHPBM3H | CURRENT
000022591 | INTERLOCK,MECHANICAL | MECHANICAL INTERLOCK FOR CONTACTOR SC22560;SUBSTN ACO BOARDS; DWG-CMAST-SC189-01;AMT H; | NHP | NHP ELECTRICAL ENGINEERING | BM3H | CURRENT
000022592 | CONTACT. | CONTACT AUXILIARY SIDE MOUNT BLOCK FOR SC22560;AUXILIARY CONTACT BLOCK 1NO-1NC CONTACT;SUBSTN ACO BOARDS; DWG-CMAST-SC189-01;AMT H; | REXEL | REXEL PTY LTD | NHPGH15S11 | CURRENT
000022592 | CONTACT. | CONTACT AUXILIARY SIDE MOUNT BLOCK FOR SC22560;AUXILIARY CONTACT BLOCK 1NO-1NC CONTACT;SUBSTN ACO BOARDS; DWG-CMAST-SC189-01;AMT H; | NHP | NHP ELECTRICAL ENGINEERING | GH15S11 | CURRENT
000022592 | CONTACT. | CONTACT AUXILIARY SIDE MOUNT BLOCK FOR SC22560;AUXILIARY CONTACT BLOCK 1NO-1NC CONTACT;SUBSTN ACO BOARDS; DWG-CMAST-SC189-01;AMT H; | BLKWOOD | J BLACKWOOD & SON LTD | B-00294932 | CURRENT
000022593 | CONTACT. | CONTACT AUXILIARY TOP MOUNT BLOCK FOR SC22560;AUXILIARY CONTACT BLOCK 2NO-2NC CONTACTS;SUBSTN ACO BOARDS; DWG-CMAST-189-01;AMT H; | CNWPL | CNW PL - SLACKS CREEK | GH15T22 | CURRENT
000022593 | CONTACT. | CONTACT AUXILIARY TOP MOUNT BLOCK FOR SC22560;AUXILIARY CONTACT BLOCK 2NO-2NC CONTACTS;SUBSTN ACO BOARDS; DWG-CMAST-189-01;AMT H; | REXEL | REXEL PTY LTD | NHPGH15T22 | CURRENT
000022593 | CONTACT. | CONTACT AUXILIARY TOP MOUNT BLOCK FOR SC22560;AUXILIARY CONTACT BLOCK 2NO-2NC CONTACTS;SUBSTN ACO BOARDS; DWG-CMAST-189-01;AMT H; | NHP | NHP ELECTRICAL ENGINEERING | GH15T22 | CURRENT
000022594 | ARC SUPPRESSOR - INTERRUPTER. | REPLACEMENT ARC SUPPRESSOR UNIT TO SUIT NGK 33 KV AND 11 KV AIR BREAK SWITCHES MANUFACTURED AFTER 2006;ONE REQUIRED PER PHASE;MAINTENANCE ITEM; | NGK | NGK STANGER PTY LTD | 72640 - RATING 15.5/27KV 600A | CURRENT
000022596 | ARC SUPPRESSOR - INTERRUPTER. | ABB SAFELINK INTERNAL ARC FAULT CONTAINMENT (IAC);ARC DUCT COVERS; SUIT BOTH CCCC AND CFCC ABB SAFELINK CONFIGURATIONS; | ABB | ABB FAN PTY LTD | 5811475 | CURRENT
000022597 | ARC SUPPRESSOR - INTERRUPTER. | ABB SAFELINK INTERNAL ARC FAULT CONTAINMENT (IAC);ARC DUCT COVERS; SUITS CFCF ABB SAFELINK RMU CONFIGURATION ONLY; | ABB | ABB FAN PTY LTD | C2359 | CURRENT
000022551 | LEAD,ADAPTOR. | ADAPTOR LEAD;200 MM LG;MALE BAYONET CONNECTOR ONE END;FEMALE BAYONET CONNECTOR OTHER END;ADAPTS FROM OLDER STYLE LV TEST REEL (SC20848) TO | THEWMCAN | TMAC THEW & MCCANN GROUP | TLREEL-ADAPT | CURRENT
000022552 | CAP,PROBE. | REPLACEMENT BAYONET PROBE FOR COMPATABILITY OF OLD STYLE LV TEST LAMPS (SC19895 & SC21519) WITH ALL NEW & OLD LV TEST LAMP ACCESSORIES.E.G.SC02649 & | PENTA | PENTA AUST (TMAC THEW & MCCANN/HYLEC) | PA12755 | CURRENT
000022552 | CAP,PROBE. | REPLACEMENT BAYONET PROBE FOR COMPATABILITY OF OLD STYLE LV TEST LAMPS (SC19895 & SC21519) WITH ALL NEW & OLD LV TEST LAMP ACCESSORIES.E.G.SC02649 & | THEWMCAN | TMAC THEW & MCCANN GROUP | TLC92-SKT | CURRENT
000022600 | INSULATION,ELEC COND | Tiger Tail 2.5m Lg, Regular, Red & Black Stripe, Class 1, 650V, HDPE Insulating Barrier, 35mm ID Nom, Protective Cover for LV Conductor, Compliant to AS4202 | BLKWOODS | J BLACKWOOD & SON LTD | 02389953/DB35ARB | PURCHASE AS REQUIRED
000022600 | INSULATION,ELEC COND | Tiger Tail 2.5m Lg, Regular, Red & Black Stripe, Class 1, 650V, HDPE Insulating Barrier, 35mm ID Nom, Protective Cover for LV Conductor, Compliant to AS4202 | BALMORAL | BALMORAL ENGINEERING | DB35ARB | PURCHASE AS REQUIRED
000022601 | INSULATION,ELEC COND | Tiger Tail 1.25m Lg, Short, Red & Black Stripe, Class 1, 650V, HDPE Insulating Barrier, 35mm ID Nom, Protective Cover for LV Conductor, Compliant to AS4202 | BLKWOODS | J BLACKWOOD & SON LTD | 2389970/DB35ARB125 | CURRENT
000022601 | INSULATION,ELEC COND | Tiger Tail 1.25m Lg, Short, Red & Black Stripe, Class 1, 650V, HDPE Insulating Barrier, 35mm ID Nom, Protective Cover for LV Conductor, Compliant to AS4202 | BALMORAL | BALMORAL ENGINEERING | DB35ARB125 | CURRENT
000022598 | TERMINATION KIT,ELECTRICAL CABLE | INSULATED DEAD-BREAK SCREENED SEPARABLE CONNECTORS (ELBOW);SET OF 3 FOR 3 PHASE;17.5 KV TO SUIT 400 SQ MM AL CABLE;11 KV ;C/W SCREEN CONNECTION & | TECONN | TE CONNECTIVITY LTD | RSTI-EQ1 | CURRENT
000022598 | TERMINATION KIT,ELECTRICAL CABLE | INSULATED DEAD-BREAK SCREENED SEPARABLE CONNECTORS (ELBOW);SET OF 3 FOR 3 PHASE;17.5 KV TO SUIT 400 SQ MM AL CABLE;11 KV ;C/W SCREEN CONNECTION & | JBJOINT | JB JOINTING SUPPLIES PTY LTD | JB-11-400-SE | CURRENT
000022598 | TERMINATION KIT,ELECTRICAL CABLE | INSULATED DEAD-BREAK SCREENED SEPARABLE CONNECTORS (ELBOW);SET OF 3 FOR 3 PHASE;17.5 KV TO SUIT 400 SQ MM AL CABLE;11 KV ;C/W SCREEN CONNECTION & | NKT | NKT CABLES AUSTRALIA P/L | NKT-30001AU | CURRENT
000022598 | TERMINATION KIT,ELECTRICAL CABLE | INSULATED DEAD-BREAK SCREENED SEPARABLE CONNECTORS (ELBOW);SET OF 3 FOR 3 PHASE;17.5 KV TO SUIT 400 SQ MM AL CABLE;11 KV ;C/W SCREEN CONNECTION & | AUSTMOLD | AUSTRALMOLD PTY LTD | 3CK484TB-27-SB400+SL | CURRENT
000022598 | TERMINATION KIT,ELECTRICAL CABLE | INSULATED DEAD-BREAK SCREENED SEPARABLE CONNECTORS (ELBOW);SET OF 3 FOR 3 PHASE;17.5 KV TO SUIT 400 SQ MM AL CABLE;11 KV ;C/W SCREEN CONNECTION & | STREAM | STREAMLINED ENERGY PTY LTD | SES.11SEHDT13/400CU.EN | CURRENT
000022598 | TERMINATION KIT,ELECTRICAL CABLE | INSULATED DEAD-BREAK SCREENED SEPARABLE CONNECTORS (ELBOW);SET OF 3 FOR 3 PHASE;17.5 KV TO SUIT 400 SQ MM AL CABLE;11 KV ;C/W SCREEN CONNECTION & | INTERTEC | INTERTECH ENGINEERING PTY LTD | EGX22598 | CURRENT
000022599 | COUPLING CONNECTOR. | COUPLING CONN WITH SHORT INSULATED DEAD-BREAK SCREENED SEPARABLE CONN (ELBOW);17.5 KV TO SUIT 11 KV SYSTEM,400 SQ MM AL OR CU TRXLPE TRIPLEX CABLE; | NKT | NKT CABLES AUSTRALIA P/L | CC 17.5-630 TYPE 5027 | PURCHASE AS REQUIRED
000022599 | COUPLING CONNECTOR. | COUPLING CONN WITH SHORT INSULATED DEAD-BREAK SCREENED SEPARABLE CONN (ELBOW);17.5 KV TO SUIT 11 KV SYSTEM,400 SQ MM AL OR CU TRXLPE TRIPLEX CABLE; | STREAM | STREAMLINED ENERGY PTY LTD | SES.11SEHDT13/400CU.EN | PURCHASE AS REQUIRED
000022599 | COUPLING CONNECTOR. | COUPLING CONN WITH SHORT INSULATED DEAD-BREAK SCREENED SEPARABLE CONN (ELBOW);17.5 KV TO SUIT 11 KV SYSTEM,400 SQ MM AL OR CU TRXLPE TRIPLEX CABLE; | TECONN | TE CONNECTIVITY LTD | RSTI-CC-5856-AU02 | PURCHASE AS REQUIRED
000022595 | STUDBOLT | STEEL;GALV;STUD,INSULATOR;M20 X 195 MM OVERALL LENGTH;168.5 MM BENEATH COLLAR; C/W M20 NUT;SPRING & FLAT WASHER;SUITS 11 KV & 33 KV POST INSULATORS WHEN | DULHUNTY | DULHUNTY INDUSTRIES PTY LTD | M20 X 195 STUD | CURRENT
000022602 | TEST KIT,DRUG | InnoScreen, DOA Rapid Test Device, On-site Oral Fluid Test Kit, used to Detect Drugs in Saliva | INNOSCI | INNOVATION SCIENTIFIC PTY LTD | SDMS-0560 | CURRENT
000022603 | TEST KIT,ALCOHOL | Disposable Self-Test, Breathalyser, Indicates Blood Alcohol Concentration above or below 0.05 | ENERGEX | ENERGEX | BREATHALYSER SELF-TEST | CURRENT
000022520 | END CAP | Suit 16mm2 - 95mm2 ABC Cable (P100) (scm) | SICAME | SICAME AUSTRALIA PTY LTD | CES2 | CURRENT
000022520 | END CAP | Suit 16mm2 - 95mm2 ABC Cable (P100) (scm) | TECONN | TE CONNECTIVITY LTD | CECT16-150 (20PK) | CURRENT
000022520 | END CAP | Suit 16mm2 - 95mm2 ABC Cable (P100) (scm) | LEGENDCS | LEGEND CORPORATE SERVICES (MANUFACTURE) | PC16-150 | CURRENT
000022510 | COVER,TERMINAL | TERMINAL COMPARTMENT COVER; HSL8950666KC;SUITABLE FOR JEAN MULLER LV SWBD SINGLE GANG FUSE SWITCH; | HYLEC | HYLEC PTY LTD | HSL8950666KC | CURRENT
000022604 | METER | Phase Rotation Indicator, AEMC Phase Rotation, Indicator with Magnet Option, 2.4m Red, White & Blue Fused Tested Leads with Probes, Crocodile Clips & | REXEL | REXEL PTY LTD | PTEPR1-AM | CURRENT
000022604 | METER | Phase Rotation Indicator, AEMC Phase Rotation, Indicator with Magnet Option, 2.4m Red, White & Blue Fused Tested Leads with Probes, Crocodile Clips & | PACTEST | PACIFIC TEST EQUIPMENT P/L | AEMC-PR1-AM | CURRENT
000022604 | METER | Phase Rotation Indicator, AEMC Phase Rotation, Indicator with Magnet Option, 2.4m Red, White & Blue Fused Tested Leads with Probes, Crocodile Clips & | PACTEST | PACIFIC TEST EQUIPMENT P/L | PTE-072 | CURRENT
000022477 | FRAME,MOUNTING | SUPPORT;STEEL;GALV HOT DIPPED;FOR 11 KV & 33 KV STATION & VOLTAGE TRANSFORMERS; DIMENSION X = 2900 MM;REFER TO ENERGEX DWG LOSTD-ST036-02;USED IN SUBSTNS; | ERGON | ERGON ENERGY | SUPPORT | PURCHASE AS REQUIRED
000022478 | FRAME,MOUNTING | SUPPORT;STEEL;GALV HOT DIPPED;FOR 11 KV & 33 KV STATION & VOLTAGE TRANSFORMERS; DIMENSION X = 2440 MM;REFER ENERGEX DWG LOSTD-ST036-03;USED IN SUBSTNS; | ERGON | ERGON ENERGY | SUPPORT STEEL GALV | PURCHASE AS REQUIRED
000022574 | CIRCUIT BREAKER | SHORT CIRCUIT CAPACITY;100 AMP;125 V DC; 10 KA DC;USED IN SUBSTNS; | NHP | NHP ELECTRICAL ENGINEERING | DTCB10H2100C | PURCHASE AS REQUIRED
000022574 | CIRCUIT BREAKER | SHORT CIRCUIT CAPACITY;100 AMP;125 V DC; 10 KA DC;USED IN SUBSTNS; | NHP | NHP ELECTRICAL ENGINEERING | DTMH2100C | PURCHASE AS REQUIRED
000022573 | SWITCH. | MAIN SWITCH;160 AMP;3P;C/W BARRIERS & SHROUDS;USED IN SUBSTNS; | NHP | NHP ELECTRICAL ENGINEERING | CDT160MS | PURCHASE AS REQUIRED
000022469 | BOX,ELECTRICAL,MULTIAPPLICATION. | STAINLESS STEEL;600 MM H,400 MM W,200 MM D;BASEMENT VENTILATION;SINGLE PHASE; USED IN SUBSTNS; | NHP | NHP ELECTRICAL ENGINEERING | EGXSC22469 | PURCHASE AS REQUIRED
000022547 | CLAMP,ELECTRICAL | Parallel Groove, 35-300mm2 Al or Steel Main & Tap, 3 Bolt, NT, Transverse Grooved (scm) | CABAC | CABAC (MANUFACTURER) | ALPG35/300-3B | CURRENT
000022547 | CLAMP,ELECTRICAL | Parallel Groove, 35-300mm2 Al or Steel Main & Tap, 3 Bolt, NT, Transverse Grooved (scm) | LEGEND | LEGEND POWER SYSTEMS | ALPG35/300-3B | CURRENT
000022547 | CLAMP,ELECTRICAL | Parallel Groove, 35-300mm2 Al or Steel Main & Tap, 3 Bolt, NT, Transverse Grooved (scm) | THEWMCAN | TMAC THEW & MCCANN GROUP | TM12151 | CURRENT
000022548 | CLAMP,ELECTRICAL | Parallel Groove, 50-300mm2 Al/Steel Main & 35-240mm2 Cu Tap, 3 Bolt, NT, Transverse Grooved (scm) | CABAC | CABAC (MANUFACTURER) | BPG300/240 | CURRENT
000022548 | CLAMP,ELECTRICAL | Parallel Groove, 50-300mm2 Al/Steel Main & 35-240mm2 Cu Tap, 3 Bolt, NT, Transverse Grooved (scm) | LEGEND | LEGEND POWER SYSTEMS | BPG300/240 | CURRENT
000022548 | CLAMP,ELECTRICAL | Parallel Groove, 50-300mm2 Al/Steel Main & 35-240mm2 Cu Tap, 3 Bolt, NT, Transverse Grooved (scm) | THEWMCAN | TMAC THEW & MCCANN GROUP | TM12152 | CURRENT
000022476 | PANEL,SWITCH | 3U;SWITCH PANEL;FOR 19 IN MTG RACK; 3 K & N C80 SWITCHES;WITH DRILLING A,B,C ;USED IN SUBSTNS; | ERGON | ERGON ENERGY | 3U SWITCH PANEL | PURCHASE AS REQUIRED
000022522 | EARTH,BOND UNDERGROUND. | 1 X TRIPLE BRAIDED EARTH BOND;C/W HEPWORTH CLAMP ON EACH END;3700 MM LG PIN TO PIN;11 MM W X 9.0 SQ MM CROSS- SECTIONAL BONDS,WITH HEPWORTH CLAMP | SICAME | SICAME AUSTRALIA PTY LTD | TCC/E/NW/3 | CURRENT
000022524 | EARTH,BOND UNDERGROUND. | CONTAINS;2 X TRIPLE TINNED COPPER BRAID; 3700 MM LG PIN TO PIN;11 MM W X 9.0 SQ MM CROSS-SECTIONAL BONDS WITH HEPWORTH CLAMP ON EACH END;BONDS | SICAME | SICAME AUSTRALIA PTY LTD | CLA-TCC-KIT1-E | PURCHASE AS REQUIRED
000022605 | TESTER,ELECTRICAL LEAKAGE | PROVA 23, Power Harmonics & Leakage Tester, Measures Power Active W KW HP, Reactive VAR KVAR, Apparent VA KVA, Power Factor PF, Phase Angle, Energy WH | TEN | THE ENERGY NETWORK | OBIPROVA23 | CURRENT
000022605 | TESTER,ELECTRICAL LEAKAGE | PROVA 23, Power Harmonics & Leakage Tester, Measures Power Active W KW HP, Reactive VAR KVAR, Apparent VA KVA, Power Factor PF, Phase Angle, Energy WH | CNWPL | CNW PL - SLACKS CREEK | OBIPROVA23 | CURRENT
000022605 | TESTER,ELECTRICAL LEAKAGE | PROVA 23, Power Harmonics & Leakage Tester, Measures Power Active W KW HP, Reactive VAR KVAR, Apparent VA KVA, Power Factor PF, Phase Angle, Energy WH | TRIOSMT | TRIO SMARTCAL PL SA. | PROVA 23 | CURRENT
000022605 | TESTER,ELECTRICAL LEAKAGE | PROVA 23, Power Harmonics & Leakage Tester, Measures Power Active W KW HP, Reactive VAR KVAR, Apparent VA KVA, Power Factor PF, Phase Angle, Energy WH | RTE | RAPID-TECH EQUIPMENT PTY LTD | 23 | CURRENT
000022580 | TERMINAL,LUG | 40 MM OD TUBE;TO FLAT 140 PALM; TINNED COPPER; DRILLED 4 HOLES M 18; 60 MM CENTRES;USED IN SUBSTNS; | HYLEC | HYLEC PTY LTD | CCS40/140T | CURRENT
000022606 | POTHEAD | PED, Earthing Equipment, 4 x Shotgun Ring Phase/Earth Clamps, 3 x 35mm2 Cu Cables 3.2m Lg, 1 x Hanger Plate c/w Yellow Carry Bag | PENTA | PENTA AUST (TMAC THEW & MCCANN/HYLEC) | PA11305 | CURRENT
000022606 | POTHEAD | PED, Earthing Equipment, 4 x Shotgun Ring Phase/Earth Clamps, 3 x 35mm2 Cu Cables 3.2m Lg, 1 x Hanger Plate c/w Yellow Carry Bag | THEWMCAN | TMAC THEW & MCCANN GROUP | FS0H3B3.2*****Z | CURRENT
000022606 | POTHEAD | PED, Earthing Equipment, 4 x Shotgun Ring Phase/Earth Clamps, 3 x 35mm2 Cu Cables 3.2m Lg, 1 x Hanger Plate c/w Yellow Carry Bag | HAYMANS | HAYMANS ELECTRICAL | FS0H3B3.2*****Z | CURRENT
000022606 | POTHEAD | PED, Earthing Equipment, 4 x Shotgun Ring Phase/Earth Clamps, 3 x 35mm2 Cu Cables 3.2m Lg, 1 x Hanger Plate c/w Yellow Carry Bag | THEWMCAN | TMAC THEW & MCCANN GROUP | 22606 | CURRENT
000022607 | LEAD,ELECTRICAL | PM 45;3 PHASE 8 WIRE LEAD WITH NON- RETRACTABLE BANANA PLUGS & CROCADILE CLIPS;LEADS MEASURE A-N,B-N,C-N & E-N WITH EACH PHASE HAVING SEPARATE | CHKPOWER | CHK POWER QUALITY PL | 1ALV8-B | PURCHASE AS REQUIRED
000022576 | RELAY ASSEMBLY | RESISTOR COMPONENT BOX; 120 OHM;2 W; | ABB | ABB FAN PTY LTD | RTXE RE741225-CB | CURRENT
000022577 | RELAY ASSEMBLY | RESISTOR COMPONENT BOX; 180 OHM;0.5 W; | ABB | ABB FAN PTY LTD | RTXE RK741213-CF | CURRENT
000022578 | RELAY,ELECTROMAGNETIC | ABB TYPE RXMVB4;48 V DC COIL; 11 NO,3 NC CONTACTS;BI STABLE RELAY; PLUG IN 4 SEAT BASE;WITH UPPER RESET BUTTON; | ABB | ABB FAN PTY LTD | RK251900XG(403-AH) | PURCHASE AS REQUIRED
000022579 | RELAY,ELECTROMAGNETIC | GENERAL PURPOSE;48 V DC COIL; 300 V DC/250 AC CONTACTS;5 A CONTINUOUS 6 NO CONTACTS;NON LATCHING AUX;PLUG IN ONE SEAT BASE; | ABB | ABB FAN PTY LTD | RXMA1 RK 211063-AH | PURCHASE AS REQUIRED
000022581 | RELAY,ELECTROMAGNETIC | ABB TYPE RXMVB4;125 V DC COIL; 11 NO,3 NC CONTACTS;BI STABLE RELAY; PLUG IN 4 SEAT BASE;WITH UPPER RESET BUTTON; | ABB | ABB FAN PTY LTD | RK251900XG(403-AP) | PURCHASE AS REQUIRED
000022609 | GLOVES,ELECTRICAL WORKER'S | Ansell ActivArmr, Class 00, 500VAC, Size 8.5, Insulating Rubber, Red, Straight Cuff, 280mm (11") Lg, ASTM D120 | ANSELL | ANSELL LTD | RIG0011RS8H | CURRENT
000022609 | GLOVES,ELECTRICAL WORKER'S | Ansell ActivArmr, Class 00, 500VAC, Size 8.5, Insulating Rubber, Red, Straight Cuff, 280mm (11") Lg, ASTM D120 | BALMORAL | BALMORAL ENGINEERING | RIG0011RS8H | CURRENT
000022582 | TERMINAL,LUG | ANGLE = 60 DEG;ALUMINIUM COMPRESSION TYPE;2000 AMP;4 HOLE,18 MM DIA PALM CENTRES;SUIT 61/3.75 AAAC CABLE;USED IN SUBSTNS; | PLP AUST | PREFORMED LINE PRODUCTS (AUST) | CTA-338-FD620-6000 | PURCHASE AS REQUIRED
000022626 | TESTER KIT,DIGITAL GROUND RESISTANCE | EARTH TEST ACCESSORY KIT FOR AEMC 4620 GROUND RESISTANCE TESTER (SC19321); 50/25 M LEADS ON A-FRAME REEL;2 M GREEN & BLACK CONNECTING LEADS;1 M RED & BLUE | REXEL | REXEL PTY LTD | PTE-020 | CURRENT
000022626 | TESTER KIT,DIGITAL GROUND RESISTANCE | EARTH TEST ACCESSORY KIT FOR AEMC 4620 GROUND RESISTANCE TESTER (SC19321); 50/25 M LEADS ON A-FRAME REEL;2 M GREEN & BLACK CONNECTING LEADS;1 M RED & BLUE | PACTEST | PACIFIC TEST EQUIPMENT P/L | PTE-020 | CURRENT
000022627 | DETECTOR,SYSTEM VOLTAGE | GREENLEE GT-11;AUDIBLE;NON-CONTACT VOLTAGE DETECTOR;50 V - 1000 V AC; CAT IV 1000V;DARK GREEN COLOUR;C/W 2 AAA BATTERIES; | ENERGYNW | THE ENERGY NETWORK | GT-11 | PHASING
000022611 | FUSEHOLDER | FBX RMU FUSE COVER;SPARE PARTS FOR FBX RMU; | SCHNEDER | SCHNEIDER PTY LTD | AGS04352-01 | MAINTENANCE STOCK
000022611 | FUSEHOLDER | FBX RMU FUSE COVER;SPARE PARTS FOR FBX RMU; | WILSON | WILSON TRANSFORMER CO. PTY LTD | 816-7465-02 | MAINTENANCE STOCK
000022612 | FUSE,EXTENSION | FBX RMU;11 KV;FUSE EXTENSIONS;SPARE PARTS FOR FBX RMU; | SCHNEDER | SCHNEIDER PTY LTD | SASJ00262-01 | CURRENT
000022612 | FUSE,EXTENSION | FBX RMU;11 KV;FUSE EXTENSIONS;SPARE PARTS FOR FBX RMU; | WILSON | WILSON TRANSFORMER CO. PTY LTD | 816-7465-03 | CURRENT
000022613 | INDICATOR,FAULTED CIRCUIT. | FBX RMU;11 KV;CABLE FAULT INDICATOR; SPARE PARTS FOR FBX RMU; | SCHNEDER | SCHNEIDER PTY LTD | DJ310 ITH CT'S & FIBRE OPTICS | MAINTENANCE STOCK
000022613 | INDICATOR,FAULTED CIRCUIT. | FBX RMU;11 KV;CABLE FAULT INDICATOR; SPARE PARTS FOR FBX RMU; | WILSON | WILSON TRANSFORMER CO. PTY LTD | 816-7465-04 | MAINTENANCE STOCK
000022614 | INDICATOR,FAULTED CIRCUIT. | FBX RMU;11 KV;CABLE LIVE INDICATOR;SPARE PARTS FOR FBX RMU; | SCHNEDER | SCHNEIDER PTY LTD | SASJ00013-01 | CURRENT
000022614 | INDICATOR,FAULTED CIRCUIT. | FBX RMU;11 KV;CABLE LIVE INDICATOR;SPARE PARTS FOR FBX RMU; | WILSON | WILSON TRANSFORMER CO. PTY LTD | 816-7465-05 | CURRENT
000022615 | HANDLE,SWITCH | FBX RMU;EARTH SWITCH OPERATING HANDLE; SPARE PARTS FOR FBX RMU; | SCHNEDER | SCHNEIDER PTY LTD | SASJ00384-01 | MAINTENANCE STOCK
000022615 | HANDLE,SWITCH | FBX RMU;EARTH SWITCH OPERATING HANDLE; SPARE PARTS FOR FBX RMU; | WILSON | WILSON TRANSFORMER CO. PTY LTD | 816-7465-06 | MAINTENANCE STOCK
000022616 | HANDLE,SWITCH | FBX RMU;LOAD BREAK SWITCH OPERATING HANDLE;SPARE PARTS FOR FBX RMU; | SCHNEDER | SCHNEIDER PTY LTD | SASJ00385-01 | CURRENT
000022616 | HANDLE,SWITCH | FBX RMU;LOAD BREAK SWITCH OPERATING HANDLE;SPARE PARTS FOR FBX RMU; | WILSON | WILSON TRANSFORMER CO. PTY LTD | 816-7465-07 | CURRENT
000022617 | CLAMP,ELECTRICAL | FBX RMU;CABLE CLAMP FOR FEEDER;SPARE PARTS FOR FBX RMU; | SCHNEDER | SCHNEIDER PTY LTD | AGSC3684-01 | MAINTENANCE STOCK
000022617 | CLAMP,ELECTRICAL | FBX RMU;CABLE CLAMP FOR FEEDER;SPARE PARTS FOR FBX RMU; | WILSON | WILSON TRANSFORMER CO. PTY LTD | 816-4765-09 | MAINTENANCE STOCK
000022618 | DOOR,ACCESS | CABLE COMPARTMENT DOOR;FOR FBX RMU; SPARE PARTS FOR FBX RMU; | SCHNEDER | SCHNEIDER PTY LTD | AMT005675-01PU | MAINTENANCE STOCK
000022618 | DOOR,ACCESS | CABLE COMPARTMENT DOOR;FOR FBX RMU; SPARE PARTS FOR FBX RMU; | WILSON | WILSON TRANSFORMER CO. PTY LTD | 816-7465-13 | MAINTENANCE STOCK
000022619 | DOOR,ACCESS | FUSE COMPARTMENT DOOR;FOR FBX RMU; SPARE PARTS FOR FBX RMU; | SCHNEDER | SCHNEIDER PTY LTD | AMT006265 | MAINTENANCE STOCK
000022619 | DOOR,ACCESS | FUSE COMPARTMENT DOOR;FOR FBX RMU; SPARE PARTS FOR FBX RMU; | WILSON | WILSON TRANSFORMER CO. PTY LTD | 816-7465-21 | MAINTENANCE STOCK
000022657 | PAINT,FINISHING | FULL GLOSS ENAMEL;TRANSFORMER GREY; FAST DRYING;375 G SPRAYCAN;TOUCH UP PAINT FOR TRANSFORMERS;PACK OF 6 | BRS | BRISBANE REFINISH SUPPLIES.ARCHERFIELD | JAC | PURCHASE AS REQUIRED
000022629 | FLUSH MOUNT OUTLET. | RJ45;MECHANISM;SUITS CLIPSAL WALL PLATES ;WHITE;CAT5E;PACK OF 10; | REXEL | REXEL PTY LTD | SVDCLMJC6-10WH | CURRENT
000022630 | PANEL,PATCH | UNLOADED RJ45 PATCH PANEL;1RU;BLACK; No Modules Installed Refer (SC22628); | REXEL | REXEL PTY LTD | SVDPP24ULC | CURRENT
000022632 | CABLE GLAND | CORRUGATED GLAND;FOR 50 SQ MM FLEXIBLE CONDUIT;WHITE/GREY;PACK OF 5; | CNWPL | CNW PL - SLACKS CREEK | CLI279C50GY | CURRENT
000022632 | CABLE GLAND | CORRUGATED GLAND;FOR 50 SQ MM FLEXIBLE CONDUIT;WHITE/GREY;PACK OF 5; | REXEL | REXEL PTY LTD | CLI279C50GY | CURRENT
000022632 | CABLE GLAND | CORRUGATED GLAND;FOR 50 SQ MM FLEXIBLE CONDUIT;WHITE/GREY;PACK OF 5; | HAYMANS | HAYMANS ELECTRICAL | CLI279C50 | CURRENT
000022633 | CONDUIT,NONMETALLIC,FLEXIBLE | 50 MM DIA;CORRUGATED CONDUIT;25 M ROLL; GREY COLOUR; | HAYMANS | HAYMANS ELECTRICAL | CLI9050TCM | CURRENT
000022628 | MODULAR OUTLET. | Keystone Module Cat6 Jack White, Suits Serveredge Patch Panel 24P, Refer (SC22630) | CNWPL | CNW PL - SLACKS CREEK | SERKSUC6Q-10WH | CURRENT
000022628 | MODULAR OUTLET. | Keystone Module Cat6 Jack White, Suits Serveredge Patch Panel 24P, Refer (SC22630) | CNWPL | CNW PL - SLACKS CREEK | BI11518 | CURRENT
000022628 | MODULAR OUTLET. | Keystone Module Cat6 Jack White, Suits Serveredge Patch Panel 24P, Refer (SC22630) | CNWPL | CNW PL - SLACKS CREEK | KSUC6Q-10WH | CURRENT
000022634 | INSPECTION TEE ELECTRICAL CONDUIT. | RIGID PVC;50 MM INSPECTION TEE;SUITS 50 MM CONDUIT;GREY COLOUR;PACK OF 2; | CNWPL | CNW PL - SLACKS CREEK | CLI246/50GY | CURRENT
000022634 | INSPECTION TEE ELECTRICAL CONDUIT. | RIGID PVC;50 MM INSPECTION TEE;SUITS 50 MM CONDUIT;GREY COLOUR;PACK OF 2; | REXEL | REXEL PTY LTD | CLI246/50GY | CURRENT
000022634 | INSPECTION TEE ELECTRICAL CONDUIT. | RIGID PVC;50 MM INSPECTION TEE;SUITS 50 MM CONDUIT;GREY COLOUR;PACK OF 2; | HAYMANS | HAYMANS ELECTRICAL | CLI246/50 GRY | CURRENT
000022641 | ELBOW,ELECTRICAL CONDUIT | RIGID PVC;INSPECTION ELBOW;50 MM CONDUIT;GREY COLOUR;BOX OF 5; | CNWPL | CNW PL - SLACKS CREEK | CLI244/50GY | CURRENT
000022641 | ELBOW,ELECTRICAL CONDUIT | RIGID PVC;INSPECTION ELBOW;50 MM CONDUIT;GREY COLOUR;BOX OF 5; | REXEL | REXEL PTY LTD | CLI244/50GY | CURRENT
000022641 | ELBOW,ELECTRICAL CONDUIT | RIGID PVC;INSPECTION ELBOW;50 MM CONDUIT;GREY COLOUR;BOX OF 5; | HAYMANS | HAYMANS ELECTRICAL | CLI224/50 GRY | CURRENT
000022631 | ETHERNET CABLE. | RJ45 PATCH CABLE;CAT5E;568A WIRING STANDARD;BLUE;3 M; | LEGEND | LEGEND POWER SYSTEMS | PL5EBL3 | CURRENT
000022631 | ETHERNET CABLE. | RJ45 PATCH CABLE;CAT5E;568A WIRING STANDARD;BLUE;3 M; | CNWPL | CNW PL - SLACKS CREEK | CABPL5EBL3 | CURRENT
000022631 | ETHERNET CABLE. | RJ45 PATCH CABLE;CAT5E;568A WIRING STANDARD;BLUE;3 M; | HAYMANS | HAYMANS ELECTRICAL | DATA BLITZ DCWDCC5PL3BL | CURRENT
000022635 | CUBICLE,RACK FRAME. | 1 RU;CABLE MANAGEMENT RAIL;19 IN RACK MOUNT;USED TO SECURE CAT5E PATCH LEADS FOE PATCH PANELS; | CNWPL | CNW PL - SLACKS CREEK | PANWMPFSE | CURRENT
000022635 | CUBICLE,RACK FRAME. | 1 RU;CABLE MANAGEMENT RAIL;19 IN RACK MOUNT;USED TO SECURE CAT5E PATCH LEADS FOE PATCH PANELS; | HAYMANS | HAYMANS ELECTRICAL | PANWMPFSE | CURRENT
000022636 | ETHERNET CABLE. | RJ45 PATCH CABLE;CAT5E;568A WIRING STANDARD;BLUE;0.5 M; | LEGEND | LEGEND POWER SYSTEMS | PL5EBL0.5 | CURRENT
000022636 | ETHERNET CABLE. | RJ45 PATCH CABLE;CAT5E;568A WIRING STANDARD;BLUE;0.5 M; | CNWPL | CNW PL - SLACKS CREEK | CABPL5EBL0.5 | CURRENT
000022636 | ETHERNET CABLE. | RJ45 PATCH CABLE;CAT5E;568A WIRING STANDARD;BLUE;0.5 M; | HAYMANS | HAYMANS ELECTRICAL | DATA BLITZ DCWDCC5PL05BL | CURRENT
000022637 | ETHERNET CABLE. | RJ45 PATCH CABLE;CAT5E;568A WIRING STANDARD;BLUE;1.5 M; | LEGEND | LEGEND POWER SYSTEMS | PL5EBL1.5 | CURRENT
000022637 | ETHERNET CABLE. | RJ45 PATCH CABLE;CAT5E;568A WIRING STANDARD;BLUE;1.5 M; | CNWPL | CNW PL - SLACKS CREEK | CABPL5EBL1.5 | CURRENT
000022637 | ETHERNET CABLE. | RJ45 PATCH CABLE;CAT5E;568A WIRING STANDARD;BLUE;1.5 M; | HAYMANS | HAYMANS ELECTRICAL | DATA BLITZ DCWDCC5PL1.5BL | CURRENT
000022638 | ETHERNET CABLE. | RJ45 PATCH CABLE;CAT5E;568A WIRING STANDARD;BLUE 1 M; | LEGEND | LEGEND POWER SYSTEMS | PL5EBL1 | CURRENT
000022638 | ETHERNET CABLE. | RJ45 PATCH CABLE;CAT5E;568A WIRING STANDARD;BLUE 1 M; | CNWPL | CNW PL - SLACKS CREEK | CABPL5EBL1 | CURRENT
000022638 | ETHERNET CABLE. | RJ45 PATCH CABLE;CAT5E;568A WIRING STANDARD;BLUE 1 M; | HAYMANS | HAYMANS ELECTRICAL | DATA BLITZ DCWDCC5PL1BL | CURRENT
000022639 | ETHERNET CABLE. | RJ45 PATCH CABLE;CAT5E;568A WIRING STANDARD;BLUE;2 M; | LEGEND | LEGEND POWER SYSTEMS | PL5EBL2 | CURRENT
000022639 | ETHERNET CABLE. | RJ45 PATCH CABLE;CAT5E;568A WIRING STANDARD;BLUE;2 M; | CNWPL | CNW PL - SLACKS CREEK | CABPL5EBL2 | CURRENT
000022639 | ETHERNET CABLE. | RJ45 PATCH CABLE;CAT5E;568A WIRING STANDARD;BLUE;2 M; | HAYMANS | HAYMANS ELECTRICAL | DATA BLITZ DCWDCC5PL2BL | CURRENT
000022640 | RACK,ELEC EQUIP | LACING BAR;FOR USE IN 19 IN RACKS TO SECURE CABLES;BLACK COLOUR; | B&R | B&R ENCLOSURES | XB-414468/2 | CURRENT
000022610 | CABLE GLAND | HV CABLE GLAND PLATE;FOR TYREE GT; TRIPLEX CABLE - READY;C/W 3 OFF M50 IP68 NYLON CABLE GLANDS AT 120 MM CENTRES; FOR C08088; | TYREE | TYREE INDUSTRIES PL MITTAGONG NSW | TYREE GT FOR C08088 | PURCHASE AS REQUIRED
000022642 | BRACKET,MOUNTING | CAST BRASS;WITH BRONZE LEAF CONTACT; MOUNTING SUB-ASSEMBLY;FOR NGK STANGER DUOGAP AIRBREAK SWITCH; | NGK | NGK STANGER PTY LTD | 70621 | PURCHASE AS REQUIRED
000022584 | CIRCUIT BREAKER | 250 AMP;690 V AC;125 V DC;3P;SHORT CIRCUIT CAPACITY;7.5 KA AC;8 KA DC; FITTED WITH AUX 7 ALARM SWITCHES;IN STEEL ENCLOSURE;400 MM H;300 MM W; | NHP | NHP ELECTRICAL ENGINEERING | EGXSC22584 | PURCHASE AS REQUIRED
000022585 | CIRCUIT BREAKER | 100 AMP;690 V AC;125 V DC;3P;SHORT CIRCUIT CAPACITY;7.5 KA AC;40 KA DC; FITTED WITH AUX & ALARM SWITCHES;IN STEEL ENCLOSURE;400 MM H;300 MM W; | NHP | NHP ELECTRICAL ENGINEERING | EGXSC22585 | PURCHASE AS REQUIRED
000022671 | BIT,AUGER | Impact, 22mm Dia, 900mm OAL, Steel, Ring Twist, 7/16" Hex Shank, Quick Release | SPECFORC | SPECIALISED FORCE | STMSF822X900 | CURRENT
000022672 | POLE,PUBLIC LIGHTING | BASE PLATE MTD;STEEL GALV;8.5 M ABOVE GROUND;MAJOR ROAD LIGHTING POLE;HIGH DOOR FOR MEDIAN BARRIER SITUATION; COMPLIES WITH NOTE 2 ON DWG 05-02-02B | INGALEPS | INGAL EPS (CONTRACTOR) | 8.5 M WITH HIGH DOOR | PURCHASE AS REQUIRED
000022643 | SWITCHGEAR,BUS SECTION | OUTDOOR GIS;1600 AMP;125 KV;40 KA;110 V DC;INCLUDES 1 X BUS 110 KV VT & VT DISCONNECTOR;1 X BUS DISCONNECTOR & EARTH SWITCH ON THE SAME SIDE;CB & 4 | SIEMENS | SIEMENS LTD | 8DN8 | PURCHASE AS REQUIRED
000022644 | SWITCHGEAR,BUS SECTION | OUTDOOR GIS;1600 AMP;145 KV;40 KA;110 V DC;INCLUDES 1 X BUS 132 KV VT & VT DISCONNECTOR;1 X BUS DISCONNECTOR & EARTH SWITCH ON THE SAME SIDE;CB & 4 | SIEMENS | SIEMENS LTD | 8DN8 | PURCHASE AS REQUIRED
000022645 | BUSBAR | OUTDOOR GIS;1600 AMP;145 KV;40 KA;BUS EXTENSION;TO PROVIDE SWITCHGEAR BAY SEPARATION OF 9.0 M-STANDARD CONFIGURATION;FOR USE WITH BUS SECTION | SIEMENS | SIEMENS LTD | 8DN8 | PHASING
000022646 | BUSBAR | OUTDOOR GIS;1600 AMP;145 KV;40 KA;BUS EXTENSION;TO PROVIDE SWITCHGEAR BAY SEPARATION FOR 9.0 M-STANDARD CONFIGURATION; | SIEMENS | SIEMENS LTD | 8DN8 | PHASING
000022647 | BUSBAR | OUTDOOR GIS;1600 AMP;145 KV;40 KA;BUS EXTENSION;TO PROVIDE SWITCHGEAR BAY SEPARATION OF 12.5 M-NON STANDARD CONFIGURATION;FOR USE WITH SC22646 & | SIEMENS | SIEMENS LTD | 8DN8 | PHASING
000022648 | TRANSFORMER,VOLTAGE | INDOOR/OUTDOOR GIS;110 KV;40 KA WITH MOTORISED DISONNECTOR FOR BUSBAR/ CIRCUIT CONNECTION;TO BE ORDERED IN CONJUNCTION WITH ANY SIEMENS 8DN8 CB | SIEMENS | SIEMENS LTD | 8DN8 | PHASING
000022649 | TRANSFORMER,VOLTAGE | INDOOR/OUTDOOR GIS;132 KV;40 KA;WITH MOTORISED DISCONNECTOR;FOR BUSBAR/ CIRCUIT CONNECTION;TO BE ORDERED IN CONJUNCTION WITH ANY SIEMENS CB UNIT; | SIEMENS | SIEMENS LTD | 8SN8 | PHASING
000022650 | BUSBAR | OUTDOOR GIS;1600 AMP;145 KV;40 KA BUS EXTENSION;TO PROVIDE SWITCHGEAR BAY SEPARATION OF 11.04 M(12.5 M OUTER) -NON STANDARD CONFIGURATION;FOR USE WITH | SIEMENS | SIEMENS LTD | 8DN8 | PURCHASE AS REQUIRED
000022651 | SWITCHGEAR,BUS SECTION | INDOOR GIS;1600 AMP;145 KV;40 KA;110 V DC;INCLUDES 1 X BUS 110 KV VT & VT DISCONNECTOR;1 X BUS DISCONNECTOR & EARTH SWITCH ON THE SAME SIDE;CB & 4 | SIEMENS | SIEMENS LTD | 8DN8 | PURCHASE AS REQUIRED
000022652 | SWITCHGEAR,BUS SECTION | INDOOR GIS;1600 AMP;145 KV;40 KA;110 V DC;INCLUDES 1 X BUS 132 KV VT & VT DISCONNECTOR;1 X BUS DISCONNECTOR & EARTH SWITCH ON THE SAME SIDE;CB & 4 | SIEMENS | SIEMENS LTD | 8DN8 | PURCHASE AS REQUIRED
000022653 | SWITCHGEAR,BUS SECTION | INDOOR GIS;1600 AMP;145 KV;40 KA;110 V DC;INCLUDES CB & 4 PROTECTION CLASS CT'S ONLY-NO BUS VT & NO BUS EARTH SWITCH; | SIEMENS | SIEMENS LTD | 8DN8 | PHASING
000022654 | SWITCHGEAR,BUS SECTION | OUTDOOR GIS;1600 AMP;145 KV;40 KA;110 V DC;INCLUDES CB & 4 PROTECTION CLASS CT'S ONLY;NO VT & NO BUS EARTH SWITCH; | SIEMENS | SIEMENS LTD | 8DN8 | PHASING
000022655 | SWITCHGEAR,TRANSFORMER | INDOOR GIS;1600 AMP;145 KV;40 KA;110 V DC;INCLUDES CB & 4 PROTECTION CLASS CT'S;LINE DISCONNECTOR & EARTH SWITCH; LINE FAULT MAKE EARTH SWITCH;NO BUS | SIEMENS | SIEMENS LTD | 8DN8 | PHASING
000022656 | SWITCHGEAR,TRANSFORMER | OUTDOOR GIS;1600 AMP;145 KV;40 KA;110 V DC;INCLUDES CB & 4 PROTECTION CLASS CT'S;LINE DISCONNECTOR & EARTH SWITCH; LINE FAULT MAKE EARTH SWITCH;NO BUS | SIEMENS | SIEMENS LTD | 8DN8 | PURCHASE AS REQUIRED
000022587 | CIRCUIT BREAKER | GENERAL PURPOSE;240 V AC;63 AMP;SP; 6 KA BKG CAP;DIN RAIL MTG; D CURVE; PACK OF 1;USED IN SUBSTNS; | NHP | NHP ELECTRICAL ENGINEERING | DTCB6163D | CURRENT
000022586 | LID,PIT | TELECOM NO 4; CONCRETE;MARKING COMMUNICATIONS; ;APPLICATION COMMUNICATIONS CABLES; SUIT BODY SC15528; USED IN SUBSTNS; | TRI DIST |  | TRIP4LC | PURCHASE AS REQUIRED
000022586 | LID,PIT | TELECOM NO 4; CONCRETE;MARKING COMMUNICATIONS; ;APPLICATION COMMUNICATIONS CABLES; SUIT BODY SC15528; USED IN SUBSTNS; | TRI DIST |  | TRIP4P&LC | PURCHASE AS REQUIRED
000022586 | LID,PIT | TELECOM NO 4; CONCRETE;MARKING COMMUNICATIONS; ;APPLICATION COMMUNICATIONS CABLES; SUIT BODY SC15528; USED IN SUBSTNS; | TRI UGRD | TRI UNDERGROUND AUSTRALIA PTY LTD | 10358 | PURCHASE AS REQUIRED
000022586 | LID,PIT | TELECOM NO 4; CONCRETE;MARKING COMMUNICATIONS; ;APPLICATION COMMUNICATIONS CABLES; SUIT BODY SC15528; USED IN SUBSTNS; | BRITECH | BRI-TECH PTY LTD | TELECOM NO 4 CONCRETE | PURCHASE AS REQUIRED
000022674 | RELAY,OVERCURRENT AND EARTH FAULT | REYROLLE ARGUS;1 AMP;2OC EF & SEF; 5/1 AMP;110 V DC AUX,110 V DC LOGIC INPUTS;5 LOGIC INPUTS/11 RELAY OUTPUTS; MTG FLUSH & RACK; | RMS | RELAY MONITORING SYSTEMS PL | 7SG1114-4FA11-ODAO | PHASING
000022676 | LAMP,METAL HALIDE | 150 W; E40 CAP; CERAMIC ARC TUBE; CLEAR BULB;OPERATES ON 150 W HPS CONTROL GEAR;CARTON OF 12; EQTS 05-03-01; (scm) | PHILIPS | PHILIPS AUSTRALIA PTY LTD | 928082219231 | CURRENT
000022676 | LAMP,METAL HALIDE | 150 W; E40 CAP; CERAMIC ARC TUBE; CLEAR BULB;OPERATES ON 150 W HPS CONTROL GEAR;CARTON OF 12; EQTS 05-03-01; (scm) | EYE |  | CMT150/EX/HOR | CURRENT
000022677 | LAMP,METAL HALIDE | 70W Ceramic Arc, Clear Tube, E27 Cap, Operates on 70W HP Sodium Control Gear, EQTS 05-03-01 (scm) | PHILIPS | PHILIPS AUSTRALIA PTY LTD | 928082019235 | PHASING
000022677 | LAMP,METAL HALIDE | 70W Ceramic Arc, Clear Tube, E27 Cap, Operates on 70W HP Sodium Control Gear, EQTS 05-03-01 (scm) | LSSOLUTI | LIGHT SOURCE SOLUTIONS PL | S93102211 | PHASING
000022677 | LAMP,METAL HALIDE | 70W Ceramic Arc, Clear Tube, E27 Cap, Operates on 70W HP Sodium Control Gear, EQTS 05-03-01 (scm) | EYE |  | CMT70/EX/U | PHASING
000022678 | LAMP,METAL HALIDE | 250 V;100 W;E40 CAP;CERAMIC ARC TUBE; CLEAR BULB;OPERATES ON 100 W HPS CONTROL GEAR;CARTON OF 12; | LSSOLUTI | LIGHT SOURCE SOLUTIONS PL | S77399 | CURRENT
000022678 | LAMP,METAL HALIDE | 250 V;100 W;E40 CAP;CERAMIC ARC TUBE; CLEAR BULB;OPERATES ON 100 W HPS CONTROL GEAR;CARTON OF 12; | EYE |  | CMT100/EX/U | CURRENT
000022588 | CONNECTOR,BUSBAR | 80 MM TUBE RUN TO 80 MM TUBE TAP;TEE CONNECTOR;ALUMINIUM;PACK OF 1; | PLP AUST | PREFORMED LINE PRODUCTS (AUST) | D-ATT8080 | PURCHASE AS REQUIRED
000022675 | CARD,CIRCUIT | REPLACEMENT CONTROL MODULE;FOR CAPM5 (REV 5.0);SUITABLE FOR REPAIRING SCHNEIDER PTCC CONTROLLERS; | SCHNEDER | SCHNEIDER PTY LTD | 999900015 | CURRENT
000022620 | CIRCUIT BREAKER | DOUBLE FEEDER CB UNIT;12 KV;800 AMP; 25 KA,2000 AMP;BUS METAL CLAD SWITCHGEAR & CONTROL GEAR ASSEMBLY WITH 2 X 2OC,EF, SEF,CBF & FEEDER DIFFERENTIAL PROTECTION | HAWKSIDD | HAWKER SIDDELEY SWITCHGEAR LTD | ECLIPSE | PURCHASE AS REQUIRED
000022621 | CIRCUIT BREAKER | DOUBLE FEEDER CB UNIT;12 KV;800 AMP; 25 KV,2000 AMP;BUS METAL CLAD SWITCHGEAR & CONTROL GEAR ASSEMBLY WITH 2OC,EF,SEF CBF & 2 X 3OC EF SEF & INTERTRIP SEND/ | HAWKSIDD | HAWKER SIDDELEY SWITCHGEAR LTD | ECLIPSE | PURCHASE AS REQUIRED
000022622 | CIRCUIT BREAKER | TRANSFORMER CB UNIT;12 KV;800 AMP;25 KA, 2000 AMP;BUS METAL CLAD SWITCHGEAR & CONTROL GEAR ASSEMBLY WITH 3 PHASE CABLE VOLTAGE TRANSFORMER & PROVISION | HAWKSIDD | HAWKER SIDDELEY SWITCHGEAR LTD | ECLIPSE | PURCHASE AS REQUIRED
000022623 | CIRCUIT BREAKER | BUS SECTION CB UNIT;12 KV;2000 AMP;25 KA ;2000 AMP;BUS METAL CLAD SWITCHGEAR & CONTROL GEAR ASSEMBLY WITH PROVISION FOR 2 ZONES;FEF,FEF CK & 2 ZONES BOC,BEF | HAWKSIDD | HAWKER SIDDELEY SWITCHGEAR LTD | ECLIPSE | PURCHASE AS REQUIRED
000022624 | CIRCUIT BREAKER | BUS SECTION CB UNIT;12 KV;2000 AMP;25 KA ;2000 AMP;BUS METAL CLAD SWITCHGEAR & CONTROL GEAR ASSEMBY WITH PROVISION FOR 1 ZONE FEF & 1 ZONE BOC,BEF | HAWKSIDD | HAWKER SIDDELEY SWITCHGEAR LTD | ECLIPSE | PURCHASE AS REQUIRED
000022679 | RELAY,OVERCURRENT AND EARTH FAULT | SEL 751A;5 AMP/1 AMP;NEUTRAL;110 V DC AUX;110 V DC LOGIC INPUTS;FLUSH PANEL MTG; | SEL | SCHWEITZER ENGINEERING LABORATORIES INC. | 751A61D1D1D76861320 | CURRENT
000022682 | TAG,INSTRUCTION | RAKTAGZ;ENERGEX EQUIPMENT SERVICES NEXT TEST DUE (ZIPTIE TYPE);WHITE; 175 MM;USED AS A ROUTINE TESTING TAG ON EQUIPMENT;20 PER PACK, BOX OF 500; | JTAGZ | JTAGZ PL | 440A | CURRENT
000022683 | HANGER,MAGNETIC | HANGING KIT FOR FLUKE MULTIMETER RANGE;KIT INCLUDES 2 X UNIVERSAL HANGER CLIPS;2 X HOOK & STRAPS;STRONG MAGNET; COMBINE COMPONENTS TO MEET MOST | GILBLODG | GILBERT LODGE AUSTRALIA | FLUTPAC | CURRENT
000022683 | HANGER,MAGNETIC | HANGING KIT FOR FLUKE MULTIMETER RANGE;KIT INCLUDES 2 X UNIVERSAL HANGER CLIPS;2 X HOOK & STRAPS;STRONG MAGNET; COMBINE COMPONENTS TO MEET MOST | TES | TEST EQUIPMENT SOLUTIONS | TPAK | CURRENT
000022683 | HANGER,MAGNETIC | HANGING KIT FOR FLUKE MULTIMETER RANGE;KIT INCLUDES 2 X UNIVERSAL HANGER CLIPS;2 X HOOK & STRAPS;STRONG MAGNET; COMBINE COMPONENTS TO MEET MOST | RSCOMP | RADIOSPARES COMPONENT PTY LTD | TPAK | CURRENT
000022683 | HANGER,MAGNETIC | HANGING KIT FOR FLUKE MULTIMETER RANGE;KIT INCLUDES 2 X UNIVERSAL HANGER CLIPS;2 X HOOK & STRAPS;STRONG MAGNET; COMBINE COMPONENTS TO MEET MOST | HENCHMAN | HENCHMAN PRODUCTS | TPAK | CURRENT
000022664 | SWITCHBOARD,LV | WEBER TYPE;CLEAR POLYCARBONATE DEAD FRONT CUBICLE TYPE ASSEMBLY;1600 AMP TRANSFORMER ISOL;U/W (315,500 OR 750 KVA TX'S);4 X 630 AMP SW FUSE BASES;ENERGEX | WEBER | WEBER SOUTH PACIFIC PTY LTD | VF124160-EGX12 | PURCHASE AS REQUIRED
000022665 | SWITCHBOARD,LV | WEBER TYPE;CLEAR POLYCARBONATE DEAD FRONT CUBICLE TYPE ASSEMBLY;FOR USE WITH 750 TO 1500 KVA GT'S;3150 AMP TX LV ISOL;ENERGEX LHS TOP ENTRY & NETWORK | WEBER | WEBER SOUTH PACIFIC PTY LTD | VF130300-EGX40 | PURCHASE AS REQUIRED
000022666 | SWITCHBOARD,LV | WEBER TYPE;CLEAR POLYCARBONATE DEAD FRONT CUBICLE TYPE ASSEMBLY;U/W 750 TO 1500 KVA CT'S;3150 AMP ISOL;ENERGEX LHS BOTTOM ENTRY;NETWORK USER RHS TOP | WEBER | WEBER SOUTH PACIFIC PTY LTD | VF130300-EGX41 | PURCHASE AS REQUIRED
000022668 | SWITCHBOARD,LV | WEBER TYPE;CLEAR POLYCARBONATE DEAD FRONT CUBICLE TYPE ASSEMBLY;3150 AMP ISOL;ENERGEX LHS TOP ENTRY;NETWORK USER RHS BOTTOM EXIT;FOR USE IN INDOOR | WEBER | WEBER SOUTH PACIFIC PTY LTD | VF130-300-EGX43 | PURCHASE AS REQUIRED
000022669 | SWITCHBOARD,LV | WEBER TYPE;CLEAR POYCARBONATE DEAD FRONT CUBICLE TYPE ASSEMBLY;U/W 1000 OR 1500 KVA DIST TX'S;3150 AMP TRANSFORMER LV ISOL;4 FUSE BASES;ENERGEX BOTTOM | WEBER | WEBER SOUTH PACIFIC PTY LTD | VF234250-EGX06 | CURRENT
000022670 | SWITCHBOARD,LV | WEBER TYPE;CLEAR POLYCARBONATE DEAD FRONT CUBICLE TYPE ASSEMBLY;U/W 1000 OR 1500 KVA DIST TX'S;3150 AMP TRANSFORMER LV ISOL;3150 AMP NETWORK USER ISOL; | WEBER | WEBER SOUTH PACIFIC PTY LTD | VF234250-EGX07 | CURRENT
000022689 | GUARD | Wildlife Guard, HDPE, 1140 x 450mm c/w Fillet Corners, for HV Poles (scm) | BRITECH | BRI-TECH PTY LTD | HDPE | CURRENT
000022689 | GUARD | Wildlife Guard, HDPE, 1140 x 450mm c/w Fillet Corners, for HV Poles (scm) | RMS | RELAY MONITORING SYSTEMS PL | 22689 | CURRENT
000022689 | GUARD | Wildlife Guard, HDPE, 1140 x 450mm c/w Fillet Corners, for HV Poles (scm) | RMSPROD | RMS PRODUCTS (RELAY MONITORING SYSTEMS) | HDPE | CURRENT
000022590 | TERMINAL,LUG | DRILLED;4 HOLES M14;50 MM CENTRES;38 MM OD;TUBE TO FLAT;COPPER;TINNED;PACK OF 1; USED IN SUBSTNS; | HYLEC | HYLEC PTY LTD | CCS38P | PURCHASE AS REQUIRED
000022590 | TERMINAL,LUG | DRILLED;4 HOLES M14;50 MM CENTRES;38 MM OD;TUBE TO FLAT;COPPER;TINNED;PACK OF 1; USED IN SUBSTNS; | PLP AUST | PREFORMED LINE PRODUCTS (AUST) | CS40CT | PURCHASE AS REQUIRED
000022684 | TRANSFORMER,VOLTAGE | 3 PHASE;5 LIMB;QUTDOOR TYPE VOLTAGE TRANSFORMER;RATIO 33000 V/110 V/190 V; STAR/STAR/BROKEN DELTA;TO AS1243; WITH TYPE 2 TERMINAL TO AS2395; | TWS | TWS ENERGY CONTROLS | GEN 2 36 KV VOLTAGE TRANSFMR | PHASING
000022684 | TRANSFORMER,VOLTAGE | 3 PHASE;5 LIMB;QUTDOOR TYPE VOLTAGE TRANSFORMER;RATIO 33000 V/110 V/190 V; STAR/STAR/BROKEN DELTA;TO AS1243; WITH TYPE 2 TERMINAL TO AS2395; | HAWKSIDD | HAWKER SIDDELEY SWITCHGEAR LTD | GEN 2 36 KV VOLTAGE TRANSFMR | PHASING
000022559 | GUARD,ANIMAL | 405 MM DIA WILDLIFE GUARD;SUITS 11 KV & 33 KV LONGROD INSULATOR;WITH UP TO 25 MM CORE DIA;SUPPLIED WITH REMOVEABLE CENTRE TO SUIT DISC INSULATORS;USED ON | PENTA | PENTA AUST (TMAC THEW & MCCANN/HYLEC) | PA22017 | CURRENT
000022559 | GUARD,ANIMAL | 405 MM DIA WILDLIFE GUARD;SUITS 11 KV & 33 KV LONGROD INSULATOR;WITH UP TO 25 MM CORE DIA;SUPPLIED WITH REMOVEABLE CENTRE TO SUIT DISC INSULATORS;USED ON | HYLEC | HYLEC PTY LTD | HSW001SEGX | CURRENT
000022589 | CONNECTOR,BUSBAR | 38.1 MM OD TUBE RUN TO TAP;15.75 MM TO 20.25 MM DIA CABLE;PACK OF 1; | PLP AUST | PREFORMED LINE PRODUCTS (AUST) | D-45T | CURRENT
000022685 | FIXTURE,LIGHTING | COMPACT FLUORESCENT;32 W;STREET LIGHT MINOR ROAD;END ENTRY;ECO URBAN AEROSCREEN;34 MM SPIGOT;C/W INTEGRAL VARIABLE WATTAGE ELECTRONIC BALLAST; | GERARD | GERARD PROFESSIONAL SOLUTIONS PL | JA98BD09L | PHASING
000022688 | CONNECTOR,BUSBAR | SPECIAL USE;1340 AMP RATED FLEXIBLE BRAIDED WITH TINNED CU PALMS DRILLED;1 X 14 MM HOLE;UG CABLE SIDE;2 X 18 MM HOLES TX SIDE;315 MM LG O/A;42 MM W,25 MM THK | PLP AUST | PREFORMED LINE PRODUCTS (AUST) | QUOTATION 31951 1340 AMP | PURCHASE AS REQUIRED
000022751 | PIPE,METALLIC | LEAD;114 MM NB;4.8 MM WALL THK;1220 MM LG;20.2 KG/M;0.06% COPPERISED SOFT LEAD; AS1812; | CONALLOY |  | 114 MM NB 4.8 MM WALL THK | CURRENT
000022710 | WIRE,ELECTRICAL | AERIAL;ALL ALUMINIUM ALLOY CONDUCTOR (AAAC);37/3.75 MM;GREASED CORE;CODE- PHOSPHORUS;DRUM SIZE 4000 M,DRUM WEIGHT 1560 KG; | MIDLANDS | MIDLAND METALS | MMO-PHOSPHORUS | PURCHASE AS REQUIRED
000022710 | WIRE,ELECTRICAL | AERIAL;ALL ALUMINIUM ALLOY CONDUCTOR (AAAC);37/3.75 MM;GREASED CORE;CODE- PHOSPHORUS;DRUM SIZE 4000 M,DRUM WEIGHT 1560 KG; | PWRGRID | POWER GRID CABLES PTY LTD WINDSOR NSW | L-T-SA12-0046-AP-2 | PURCHASE AS REQUIRED
000022711 | STRAND,WIRE | STEEL;GALV;7/2.75 MM;1310 MPA BREAKING FORCE;30 M COIL;COIL WEIGHT 10 KG;BANDIT STRAPPING NOT TO BE USED TO CONTAIN COILS; | MIDLANDS | MIDLAND METALS | MMO-SC/GZ 7/2.75 (30M) | CURRENT
000022757 | ELECTROLYTE POWDER | Beverage Mix, Grape, Low Joule, Low Sodium, Caffeine Free, Sugar Free, for Diabetics & Low Carb Consumers, 3g Sachet to be mixed into 600ml water(P10) | ATOMSUPP | ATOM SUPPLY | 306929 | CURRENT
000022757 | ELECTROLYTE POWDER | Beverage Mix, Grape, Low Joule, Low Sodium, Caffeine Free, Sugar Free, for Diabetics & Low Carb Consumers, 3g Sachet to be mixed into 600ml water(P10) | ATOMSUPP | ATOM SUPPLY | SQEE0106 | CURRENT
000022758 | ELECTROLYTE POWDER | Beverage Mix, Mixed Berry, Low Joule, Low Sodium, Caffeine Free, Sugar Free, for Diabetics & Low Carb Consumers, 3g Sachet to be mixed into 600ml water(P10) | ATOMSUPP | ATOM SUPPLY | SQEE0101 | CURRENT
000022758 | ELECTROLYTE POWDER | Beverage Mix, Mixed Berry, Low Joule, Low Sodium, Caffeine Free, Sugar Free, for Diabetics & Low Carb Consumers, 3g Sachet to be mixed into 600ml water(P10) | ATOMSUPP | ATOM SUPPLY | 306930 | CURRENT
000022753 | ADAPTOR | EARTH;4 MM;EXTENSION ADAPTOR;ELECTRO PJP 4 MM FEMALE EXTENSION ADAPTOR; GREEN COLOUR;1000 V,CAT III; | RSCOMP | RADIOSPARES COMPONENT PTY LTD | 3310-IEC-V F-F ADAPTOR | CURRENT
000022753 | ADAPTOR | EARTH;4 MM;EXTENSION ADAPTOR;ELECTRO PJP 4 MM FEMALE EXTENSION ADAPTOR; GREEN COLOUR;1000 V,CAT III; | TES | TEST EQUIPMENT SOLUTIONS | 3310-IEC-V F-F ADAPTOR | CURRENT
000022753 | ADAPTOR | EARTH;4 MM;EXTENSION ADAPTOR;ELECTRO PJP 4 MM FEMALE EXTENSION ADAPTOR; GREEN COLOUR;1000 V,CAT III; | PACIFIC | PACIFIC CONTROLS PTY LTD | 3310-IEC-V F-F ADAPTOR | CURRENT
000022712 | LINK,PLUG-IN | FBS;10-5;10 WAY LINK BAR;FOR PHOENIX CONTACT TERMINAL BLOCKS;3205022, 3205019,3206487,3205226;PACK OF 10;FOR TELECOMMUNICATIONS WORK; | HAYMANS | HAYMANS ELECTRICAL | PHO3030213 | CURRENT
000022712 | LINK,PLUG-IN | FBS;10-5;10 WAY LINK BAR;FOR PHOENIX CONTACT TERMINAL BLOCKS;3205022, 3205019,3206487,3205226;PACK OF 10;FOR TELECOMMUNICATIONS WORK; | RITTAL | RITTAL AUSTRALIA PTY LTD | 3030213 | CURRENT
000022712 | LINK,PLUG-IN | FBS;10-5;10 WAY LINK BAR;FOR PHOENIX CONTACT TERMINAL BLOCKS;3205022, 3205019,3206487,3205226;PACK OF 10;FOR TELECOMMUNICATIONS WORK; | PHOENIX | PHOENIX CONTACT PTY LTD | 3030213 | CURRENT
000022713 | LINK,PLUG-IN | FBS;5-5;5 WAY LINK BAR;FOR PHOENIX CONTACT TERMINAL BLOCK;3205022,3205019, 3206487,3205226;PACK OF 50;FOR TELECOMMUNICATIONS WORK; | HAYMANS | HAYMANS ELECTRICAL | PHO3030190 | CURRENT
000022713 | LINK,PLUG-IN | FBS;5-5;5 WAY LINK BAR;FOR PHOENIX CONTACT TERMINAL BLOCK;3205022,3205019, 3206487,3205226;PACK OF 50;FOR TELECOMMUNICATIONS WORK; | RITTAL | RITTAL AUSTRALIA PTY LTD | 3030190 | CURRENT
000022713 | LINK,PLUG-IN | FBS;5-5;5 WAY LINK BAR;FOR PHOENIX CONTACT TERMINAL BLOCK;3205022,3205019, 3206487,3205226;PACK OF 50;FOR TELECOMMUNICATIONS WORK; | PHOENIX | PHOENIX CONTACT PTY LTD | 3030190 | CURRENT
000022714 | LINK,PLUG-IN | FBS;3-5;3 WAY LINK BAR;FOR PHOENIX CONTACT TERMINAL BLOCKS;3205022,3205019, 3206487,3205226;PACK OF 50;FOR TELECOMMUNICATIONS WORK; | HAYMANS | HAYMANS ELECTRICAL | PHO3030174 | CURRENT
000022714 | LINK,PLUG-IN | FBS;3-5;3 WAY LINK BAR;FOR PHOENIX CONTACT TERMINAL BLOCKS;3205022,3205019, 3206487,3205226;PACK OF 50;FOR TELECOMMUNICATIONS WORK; | RITTAL | RITTAL AUSTRALIA PTY LTD | 3030174 | CURRENT
000022714 | LINK,PLUG-IN | FBS;3-5;3 WAY LINK BAR;FOR PHOENIX CONTACT TERMINAL BLOCKS;3205022,3205019, 3206487,3205226;PACK OF 50;FOR TELECOMMUNICATIONS WORK; | PHOENIX | PHOENIX CONTACT PTY LTD | 3030174 | CURRENT
000022715 | END,PLATE | D-QTC1,5;SIDE COVER FOR TERMINAL BLOCK PHOENIX CONTACT;3205022 & 3205019;GREY COLOUR;DIN RAIL MTD;PACK OF 50; | HAYMANS | HAYMANS ELECTRICAL | PHO3205161 | CURRENT
000022715 | END,PLATE | D-QTC1,5;SIDE COVER FOR TERMINAL BLOCK PHOENIX CONTACT;3205022 & 3205019;GREY COLOUR;DIN RAIL MTD;PACK OF 50; | RITTAL | RITTAL AUSTRALIA PTY LTD | 3205161 | CURRENT
000022715 | END,PLATE | D-QTC1,5;SIDE COVER FOR TERMINAL BLOCK PHOENIX CONTACT;3205022 & 3205019;GREY COLOUR;DIN RAIL MTD;PACK OF 50; | PHOENIX | PHOENIX CONTACT PTY LTD | 3205161 | CURRENT
000022716 | END,PLATE | D-QTC, 2.5;TWIN END COVER FOR TERMINAL BLOCK PHOENIX CONTACT;3206487 &3205226; GREY COLOUR;DIN RAIL MTD;PACK OF 50; | HAYMANS | HAYMANS ELECTRICAL | PHO3205190 | CURRENT
000022716 | END,PLATE | D-QTC, 2.5;TWIN END COVER FOR TERMINAL BLOCK PHOENIX CONTACT;3206487 &3205226; GREY COLOUR;DIN RAIL MTD;PACK OF 50; | RITTAL | RITTAL AUSTRALIA PTY LTD | 3206571 | CURRENT
000022716 | END,PLATE | D-QTC, 2.5;TWIN END COVER FOR TERMINAL BLOCK PHOENIX CONTACT;3206487 &3205226; GREY COLOUR;DIN RAIL MTD;PACK OF 50; | PHOENIX | PHOENIX CONTACT PTY LTD | 3206571 | CURRENT
000022716 | END,PLATE | D-QTC, 2.5;TWIN END COVER FOR TERMINAL BLOCK PHOENIX CONTACT;3206487 &3205226; GREY COLOUR;DIN RAIL MTD;PACK OF 50; | HAYMANS | HAYMANS ELECTRICAL | 3206571 | CURRENT
000022718 | PARTITION,TERMINAL BLOCK | ATP,QTC;SEPERATES PHOENIX CONNECTORS ;DIN RAIL MTD;PACK OF 50; | HAYMANS | HAYMANS ELECTRICAL | PHO3206209 | CURRENT
000022718 | PARTITION,TERMINAL BLOCK | ATP,QTC;SEPERATES PHOENIX CONNECTORS ;DIN RAIL MTD;PACK OF 50; | RITTAL | RITTAL AUSTRALIA PTY LTD | 3206209 | CURRENT
000022718 | PARTITION,TERMINAL BLOCK | ATP,QTC;SEPERATES PHOENIX CONNECTORS ;DIN RAIL MTD;PACK OF 50; | PHOENIX | PHOENIX CONTACT PTY LTD | 3206209 | CURRENT
000022719 | PARTITION,TERMINAL BLOCK | ATP,QTC TWIN;SEPERATES PHOENIX LGE TERMINAL BLOCKS;DIN RAIL MTD;PACK OF 50; | HAYMANS | HAYMANS ELECTRICAL | PHO3206212 | CURRENT
000022719 | PARTITION,TERMINAL BLOCK | ATP,QTC TWIN;SEPERATES PHOENIX LGE TERMINAL BLOCKS;DIN RAIL MTD;PACK OF 50; | RITTAL | RITTAL AUSTRALIA PTY LTD | 3206212 | CURRENT
000022719 | PARTITION,TERMINAL BLOCK | ATP,QTC TWIN;SEPERATES PHOENIX LGE TERMINAL BLOCKS;DIN RAIL MTD;PACK OF 50; | PHOENIX | PHOENIX CONTACT PTY LTD | 3206212 | CURRENT
000022720 | TERMINAL BLOCK | QTC1,5BU;INSULATION DISPLACEMENT FOR UP TO 1.5 SQ MM CABLE;BLUE;DIN RAIL MTD; BOX OF 50; | HAYMANS | HAYMANS ELECTRICAL | PHO3205022 | CURRENT
000022720 | TERMINAL BLOCK | QTC1,5BU;INSULATION DISPLACEMENT FOR UP TO 1.5 SQ MM CABLE;BLUE;DIN RAIL MTD; BOX OF 50; | RITTAL | RITTAL AUSTRALIA PTY LTD | 3205022 | CURRENT
000022720 | TERMINAL BLOCK | QTC1,5BU;INSULATION DISPLACEMENT FOR UP TO 1.5 SQ MM CABLE;BLUE;DIN RAIL MTD; BOX OF 50; | PHOENIX | PHOENIX CONTACT PTY LTD | 3205022 | CURRENT
000022721 | TERMINAL BLOCK | QTC1,5;INSULATION DISPLACEMENT FOR UP TO 1.5 SQ MM CABLE;GREY;DIN RAIL MTD; PACK OF 50; | HAYMANS | HAYMANS ELECTRICAL | PHO3205019 | CURRENT
000022721 | TERMINAL BLOCK | QTC1,5;INSULATION DISPLACEMENT FOR UP TO 1.5 SQ MM CABLE;GREY;DIN RAIL MTD; PACK OF 50; | RITTAL | RITTAL AUSTRALIA PTY LTD | 3205019 | CURRENT
000022721 | TERMINAL BLOCK | QTC1,5;INSULATION DISPLACEMENT FOR UP TO 1.5 SQ MM CABLE;GREY;DIN RAIL MTD; PACK OF 50; | PHOENIX | PHOENIX CONTACT PTY LTD | 3205019 | CURRENT
000022722 | TERMINAL BLOCK | QTC2,5-MT;INSULATION DISPLACEMENT FOR UP TO 2.5 SQ MM CABLE;GREY;DIN RAIL MTD; PACK OF 50; | HAYMANS | HAYMANS ELECTRICAL | PHO3206487 | CURRENT
000022722 | TERMINAL BLOCK | QTC2,5-MT;INSULATION DISPLACEMENT FOR UP TO 2.5 SQ MM CABLE;GREY;DIN RAIL MTD; PACK OF 50; | RITTAL | RITTAL AUSTRALIA PTY LTD | 3206487 | CURRENT
000022722 | TERMINAL BLOCK | QTC2,5-MT;INSULATION DISPLACEMENT FOR UP TO 2.5 SQ MM CABLE;GREY;DIN RAIL MTD; PACK OF 50; | PHOENIX | PHOENIX CONTACT PTY LTD | 3206487 | CURRENT
000022723 | TERMINAL BLOCK | QTC2,5-MT BU;INSULATION DISPLACEMENT FOR UP TO 2.5 SQ MM CABLE;BLUE;DIN RAIL MTD;BOX OF 50; | HAYMANS | HAYMANS ELECTRICAL | PHO3205226 | CURRENT
000022723 | TERMINAL BLOCK | QTC2,5-MT BU;INSULATION DISPLACEMENT FOR UP TO 2.5 SQ MM CABLE;BLUE;DIN RAIL MTD;BOX OF 50; | RITTAL | RITTAL AUSTRALIA PTY LTD | 3205226 | CURRENT
000022723 | TERMINAL BLOCK | QTC2,5-MT BU;INSULATION DISPLACEMENT FOR UP TO 2.5 SQ MM CABLE;BLUE;DIN RAIL MTD;BOX OF 50; | PHOENIX | PHOENIX CONTACT PTY LTD | 3205226 | CURRENT
000022724 | COUPLING,ELECTRICAL CONDUIT | Plain to Plain, PVC, 25mm ID, 30mm OD, 42mm Lg, Grey | CLIPSAL | GERARD INDUSTRIES QLD DIVSN P/L | 242/25-GY | CURRENT
000022724 | COUPLING,ELECTRICAL CONDUIT | Plain to Plain, PVC, 25mm ID, 30mm OD, 42mm Lg, Grey | REXEL | REXEL PTY LTD | CLI242/25GY | CURRENT
000022724 | COUPLING,ELECTRICAL CONDUIT | Plain to Plain, PVC, 25mm ID, 30mm OD, 42mm Lg, Grey | HAYMANS | HAYMANS ELECTRICAL | CLI242/25 GRY | CURRENT
000022725 | CONVERTER | 24 V;500 W;24-48 FT;FANLESS DC/DC CONVERTER;FOR SUBSTN COMMUNICATIONS; | REXEL | REXEL PTY LTD | AMXDCW500-24-48FT-P9200 | CURRENT
000022725 | CONVERTER | 24 V;500 W;24-48 FT;FANLESS DC/DC CONVERTER;FOR SUBSTN COMMUNICATIONS; | AMTEX | AMTEX ELECTRONICS | DCW500-24-48FT | CURRENT
000022726 | SHELF,ELECTRICAL EQUIPMENT | 19 IN;SLIDING SHELF;TO SUIT COMMUNICATIONS CUBICLE SC19914;380 MM D; VENTED;BLACK COLOUR; TO SUIT RACK DEPTH OF 450MM TO 580MM | B&R | B&R ENCLOSURES | XB-413828/4 | CURRENT
000022727 | SHELF,ELECTRICAL EQUIPMENT | 19 IN;CANTILEVER SHELF;TO SUIT COMMUNICATIONS CUBICLE SC19914;400 MM D; VENTED;COLOUR BLACK;USED TO MTD DC/DC CONVERTERS; | B&R | B&R ENCLOSURES | XB-413828/3 | CURRENT
000022728 | SHELF,ELECTRICAL EQUIPMENT | 19 IN;CANTILEVER SHELF;TO SUIT COMMUNICATIONS CUBICLE SC19914;300 MM D; VENTED;COLOUR BLACK; | B&R | B&R ENCLOSURES | XB-413828/2 | CURRENT
000022729 | TERMINAL SET,DISCONNECTION MODULE. | REICLE BLOCKS;FOR NOKIA TMS;FOR TERMINATING 10 PAIR CABLE ALLOWING FOR DOUBLE JUMPERING OF EACH PAIR; | CNWPL | CNW PL - SLACKS CREEK | R27063-20-1 | CURRENT
000022729 | TERMINAL SET,DISCONNECTION MODULE. | REICLE BLOCKS;FOR NOKIA TMS;FOR TERMINATING 10 PAIR CABLE ALLOWING FOR DOUBLE JUMPERING OF EACH PAIR; | MADISON | MADISON TECHNOLOGIES PL | R27063-20-1 | CURRENT
000022730 | ADAPTOR | MODULAR ADAPTOR;RJ45 TO DB9F CONNECTOR;REQUIRED FOR TELECOMMUNICATIONS WORK; | CNWPL | CNW PL - SLACKS CREEK | P1692A | CURRENT
000022730 | ADAPTOR | MODULAR ADAPTOR;RJ45 TO DB9F CONNECTOR;REQUIRED FOR TELECOMMUNICATIONS WORK; | CABAC | CABAC (MANUFACTURER) | CAB06RJ45D09S | CURRENT
000022730 | ADAPTOR | MODULAR ADAPTOR;RJ45 TO DB9F CONNECTOR;REQUIRED FOR TELECOMMUNICATIONS WORK; | CNWPL | CNW PL - SLACKS CREEK | CAB06RJ45D09S | CURRENT
000022730 | ADAPTOR | MODULAR ADAPTOR;RJ45 TO DB9F CONNECTOR;REQUIRED FOR TELECOMMUNICATIONS WORK; | HAYMANS | HAYMANS ELECTRICAL | DCWDCAC1013 | CURRENT
000022731 | ADAPTOR | MODULAR ADAPTOR;RJ45 TO DB9M CONNECTOR;REQUIRED FOR TELECOMMUNICATIONS WORK; | CNWPL | CNW PL - SLACKS CREEK | ALTP1690 | CURRENT
000022731 | ADAPTOR | MODULAR ADAPTOR;RJ45 TO DB9M CONNECTOR;REQUIRED FOR TELECOMMUNICATIONS WORK; | CNWPL | CNW PL - SLACKS CREEK | CAB06RJ45D09P | CURRENT
000022731 | ADAPTOR | MODULAR ADAPTOR;RJ45 TO DB9M CONNECTOR;REQUIRED FOR TELECOMMUNICATIONS WORK; | HAYMANS | HAYMANS ELECTRICAL | DCWDCAC1014 | CURRENT
000022731 | ADAPTOR | MODULAR ADAPTOR;RJ45 TO DB9M CONNECTOR;REQUIRED FOR TELECOMMUNICATIONS WORK; | REXEL | REXEL PTY LTD | 1690A | CURRENT
000022732 | PLATE,WALL,ELECTRICAL | 4 GANG WALL PLATE;WHITE;SUITS CLIPSAL MECHANISMS;BOX OF 10; | REXEL | REXEL PTY LTD | CLI2034VHWE | CURRENT
000022732 | PLATE,WALL,ELECTRICAL | 4 GANG WALL PLATE;WHITE;SUITS CLIPSAL MECHANISMS;BOX OF 10; | HAYMANS | HAYMANS ELECTRICAL | CLI2034VHWE | CURRENT
000022732 | PLATE,WALL,ELECTRICAL | 4 GANG WALL PLATE;WHITE;SUITS CLIPSAL MECHANISMS;BOX OF 10; | CNWPL | CNW PL - SLACKS CREEK | CLI2034VHWE | CURRENT
000022733 | PLATE,WALL,ELECTRICAL | 3 GANG WALL PLATE;WHITE;SUITS CLIPSAL MECHANISMS;BOX OF 10; | REXEL | REXEL PTY LTD | CLI2033VHWE | CURRENT
000022733 | PLATE,WALL,ELECTRICAL | 3 GANG WALL PLATE;WHITE;SUITS CLIPSAL MECHANISMS;BOX OF 10; | HAYMANS | HAYMANS ELECTRICAL | CLI2033VHWE | CURRENT
000022734 | PLATE,WALL,ELECTRICAL | 2 GANG WALL PLATE;WHITE;SUITS CLIPSAL MECHANISMS;BOX OF 10; | REXEL | REXEL PTY LTD | CLI2032VHWE | CURRENT
000022734 | PLATE,WALL,ELECTRICAL | 2 GANG WALL PLATE;WHITE;SUITS CLIPSAL MECHANISMS;BOX OF 10; | HAYMANS | HAYMANS ELECTRICAL | CLI2032VHWE | CURRENT
000022734 | PLATE,WALL,ELECTRICAL | 2 GANG WALL PLATE;WHITE;SUITS CLIPSAL MECHANISMS;BOX OF 10; | CNWPL | CNW PL - SLACKS CREEK | CLI2032VHWE | CURRENT
000022735 | PLATE,WALL,ELECTRICAL | SINGLE GANG WALL PLATE;WHITE;FOR CLIPSAL MECHANISMS;BOX OF 10; | BLKWOODS | J BLACKWOOD & SON LTD | 04773967/2031VH-WE | CURRENT
000022735 | PLATE,WALL,ELECTRICAL | SINGLE GANG WALL PLATE;WHITE;FOR CLIPSAL MECHANISMS;BOX OF 10; | HAYMANS | HAYMANS ELECTRICAL | CLI2031VHWE | CURRENT
000022736 | STRAP,RETAINING | ZINC PLATED;HALF SADDLE;25 MM;FOR SECURING CONDUIT;BOX OF 50; | CNWPL | CNW PL - SLACKS CREEK | CLI180/25 | CURRENT
000022736 | STRAP,RETAINING | ZINC PLATED;HALF SADDLE;25 MM;FOR SECURING CONDUIT;BOX OF 50; | BLKWOODS | J BLACKWOOD & SON LTD | 01914555/180/25 | CURRENT
000022736 | STRAP,RETAINING | ZINC PLATED;HALF SADDLE;25 MM;FOR SECURING CONDUIT;BOX OF 50; | HAYMANS | HAYMANS ELECTRICAL | CLI180/25 | CURRENT
000022737 | TAPE, EMBOSSING | LABEL TAPE;NYLON TAPE;FOR RHINO LABEL MACHINE;FOR FIXING LABELS TO CABLES; 19 MM X 3.5 M;WHITE BACKGROUND WITH BLACK TEXT;BOX OF 5; | REXEL | REXEL PTY LTD | DYMDY-SD18489 | CURRENT
000022737 | TAPE, EMBOSSING | LABEL TAPE;NYLON TAPE;FOR RHINO LABEL MACHINE;FOR FIXING LABELS TO CABLES; 19 MM X 3.5 M;WHITE BACKGROUND WITH BLACK TEXT;BOX OF 5; | HAYMANS | HAYMANS ELECTRICAL | REE3MPLFN-WHT-3/4 | CURRENT
000022738 | INSPECTION TEE ELECTRICAL CONDUIT. | RIGID PVC;25 MM CONDUIT TEE;GREY COLOUR; BOX OF 10; | REXEL | REXEL PTY LTD | CLI246/25GY | CURRENT
000022738 | INSPECTION TEE ELECTRICAL CONDUIT. | RIGID PVC;25 MM CONDUIT TEE;GREY COLOUR; BOX OF 10; | HAYMANS | HAYMANS ELECTRICAL | CLI246/25 | CURRENT
000022739 | ELBOW,ELECTRICAL CONDUIT | RIGID PVC;CONDUIT ELBOW;25 MM;GREY COLOUR;BOX OF 20; | REXEL | REXEL PTY LTD | CLI244/25GY | CURRENT
000022739 | ELBOW,ELECTRICAL CONDUIT | RIGID PVC;CONDUIT ELBOW;25 MM;GREY COLOUR;BOX OF 20; | HAYMANS | HAYMANS ELECTRICAL | CLI244/25 | CURRENT
000022759 | BRACKET,MOUNTING | Pole Bracket, 450mm Lg, Galv Steel, c/w 280mm Outreach, M24 Bolt Holes, for 11kV ABC Suspension Assy (scm) | PLP AUST | PREFORMED LINE PRODUCTS (AUST) | D-SB10312/1 | CURRENT
000022760 | BOLT,HOOK | STEEL;GALV;M16;12 KN MIN FAILING LOAD; 200 MM LG TO INSIDE OF HOOK;SUPPLIED WITH 2 NUTS & FLAT WASHER;U/W SC22759 SUSPENSION BRACKET FOR HVABC; | PLP AUST | PREFORMED LINE PRODUCTS (AUST) | DULMISON HB16200 | CURRENT
000022762 | CLAMP,SUSPENSION,ELEC CONDUCTOR | TO SUIT;11 KV ABC 120 SQ MM;LIGHT DUTY METALLIC SCREENED;WITH 19/2.00 STEEL GALV CATENARY WIRE;U/W HVABC PROJECTS; | PLP AUST | PREFORMED LINE PRODUCTS (AUST) | DULMISON IBSH1065 | CURRENT
000022746 | CHANNEL,STRUCTURAL | DIN RAIL TERMINAL;SLOTTED;2 M LG; 35 MM X 7.5 MM;FOR TELECOMMUNICATIONS WORK; | HAYMANS | HAYMANS ELECTRICAL | B&RDIN35/7.5SL | CURRENT
000022740 | CABLE,INSTRUMENTATION ELECTRICAL | FIGURE 8 CABLE;2 CORE;RED/BLACK CONDUCTOR,SIZE 16/0.30;100 M ROLL;FOR TELECOMMUNICATIONS WORK; | HAYMANS | HAYMANS ELECTRICAL | GARTSAW163100 | CURRENT
000022741 | CABLE,INSTRUMENTATION ELECTRICAL | 0.6/1KV;6 SQ MM;CLASS 5 FLEXIBLE CABLE; RED/BLUE;84/0.3;CLEAR OUTER SHEATH; 100 M ROLL;FOR TELECOMMUNICATIONS WORK; | PWRFLEX | POWER FLEX CABLES PL. | PTW2/6.0 RD/BLU | CURRENT
000022742 | CONNECTOR,BUSBAR | 6 SQ MM;CLASS 5 FLEXIBLE CABLE;RED/BLACK ;84/0.3;CLEAR OUTER SHEATH;100 M ROLL; FOR TELECOMMUNICATIONS WORK; | PWRFLEX | POWER FLEX CABLES PL. | PTW2/6.0 RD/BLK | CURRENT
000022743 | CABLE,INSTRUMENTATION ELECTRICAL | 0.6/1 KV;2.5 SQ MM;CLASS 5 FLEXIBLE CABLE;RED/BLACK;50/0.25;CLEAR OUTER SHEATH;100 M ROLL;FOR TELECOMMUNICATIONS WORK; | PWRFLEX | POWER FLEX CABLES PL. | PTW2/2.5 RD/BLK | CURRENT
000022744 | CABLE,INSTRUMENTATION ELECTRICAL | 2.5 SQ MM;CLASS 5 FLEXIBLE CABLE; RED/BLUE;50/0.25;CLEAR OUTER SHEATH; 100 M ROLL;FOR TELECOMMUNICATIONS WORK; | PWRFLEX | POWER FLEX CABLES PL. | PTW2/2.5 RD/BLU | CURRENT
000022745 | CABLE,INSTRUMENTATION ELECTRICAL | 0.6/1 KV;1.5 SQ MM;CLASS 5 FLEXIBLE CABLE;RED/BLUE;30/0.25;CLEAR OUTER SHEATH;100 M ROLL;FOR TELECOMMUNICATIONS WORK; | PWRFLEX | POWER FLEX CABLES PL. | PTW2/1.5 RD/BLU | CURRENT
000022770 | FIXTURE,LIGHTING | METAL HALIDE;100 W;STREET LIGHT MAJOR ROAD;END ENTRY;42 MM SPIGOT; C/W INTREGAL HPF,BI CONTROL GEAR; CERAMIC ARC TUBE LAMP;PHOTO ELECTRIC | GERARD | GERARD PROFESSIONAL SOLUTIONS PL | PR47BD01LC | PHASING
000022774 | INSULATOR,STANDOFF | SYNTHETIC;11 KV;4 HOLE FLANGE TOP WITH M12 HOLES AT 76 PCD;M20 STUD MTG BASE; STUD SUPPLIED 140 MM LG WITH NUT & WASHERS;FOR HVABC JOINTING APPLICATIONS | TYCO | TYCO | LP-12.5EP95-430CSG-M20 | CURRENT
000022691 | PIT,UTILITY | TYPE A;PRE CAST CONCRETE;CABLE JOINTING ACCESS CHAMBER;1600 MM LG,1250 MM W, 1060 MM H;C/W BASE & LID;USED IN SUBSTNS ; | AQUARIUS | AQUARIUS PRECAST PL | TYPE A | CURRENT
000022691 | PIT,UTILITY | TYPE A;PRE CAST CONCRETE;CABLE JOINTING ACCESS CHAMBER;1600 MM LG,1250 MM W, 1060 MM H;C/W BASE & LID;USED IN SUBSTNS ; | TRI UGRD | TRI UNDERGROUND AUSTRALIA PTY LTD | TRIPTELCOA | CURRENT
000022756 | CABLE,POWER,ELECTRICAL | 25 SQ MM;SINGLE CORE 7 STRAND CU TPR COVERED TAP WIRE INSULATED;25 KV USED ON 11 KV SURGE ARRESTERS;SUPPLIED IN 10 KG COIL (28 M APPROX); | MIDLANDS | MIDLAND METALS | 25KV 1CX25MM2 | CURRENT
000022756 | CABLE,POWER,ELECTRICAL | 25 SQ MM;SINGLE CORE 7 STRAND CU TPR COVERED TAP WIRE INSULATED;25 KV USED ON 11 KV SURGE ARRESTERS;SUPPLIED IN 10 KG COIL (28 M APPROX); | BRITECH | BRI-TECH PTY LTD | H25CUB011X | CURRENT
000022761 | CLAMP,SUSPENSION,ELEC CONDUCTOR | TO SUIT;11 KV ABC 35 SQ MM;LIGHT DUTY METALLIC SCREENED;WITH 19/2.00 STEEL GALV CATENARY WIRE;U/W HVABC PROJECTS; | PLP AUST | PREFORMED LINE PRODUCTS (AUST) | DULMISON IBSH1050 | CURRENT
000022787 | PC-SACS. | DC POWER SUPPLY FOR P5 INTERFACE & EARLIER V2 & MINI-SACS CHASSIS; | WAVE | WAVE COMMUNICATION ENGINEERING | BAF210-24/5D12FT-R6536 | CURRENT
000022779 | JOINT,ELECTRICAL POWER CABLE | 110 KV;FOR 400 SQ MM CU COND;3 CORE;OIL FILLED PAPER INSULATED;TO 400 SQ MM CU COND XLPE INSULATED;CORRUGATED COPPER SHEATH CABLES;TRIFURCATING | NKT | NKT CABLES AUSTRALIA P/L | 110 KV TRANSITION JOINT | PURCHASE AS REQUIRED
000022779 | JOINT,ELECTRICAL POWER CABLE | 110 KV;FOR 400 SQ MM CU COND;3 CORE;OIL FILLED PAPER INSULATED;TO 400 SQ MM CU COND XLPE INSULATED;CORRUGATED COPPER SHEATH CABLES;TRIFURCATING | PRYSMIAN | PRYSMIAN POWER CABLES & SYSTEMS AUST | 110 KV TRANSITION JOINT | PURCHASE AS REQUIRED
000022779 | JOINT,ELECTRICAL POWER CABLE | 110 KV;FOR 400 SQ MM CU COND;3 CORE;OIL FILLED PAPER INSULATED;TO 400 SQ MM CU COND XLPE INSULATED;CORRUGATED COPPER SHEATH CABLES;TRIFURCATING | INTERTEC | INTERTECH ENGINEERING PTY LTD | 110 KV TRANSITION JOINT | PURCHASE AS REQUIRED
000022782 | PLASTIC SHEET | CLEAR UV HEATSHRINK;25 SQ MM X 200 MM LG;USED IN REPAIR OF EARTHS BY REDEQUIP; | PENTA | PENTA AUST (TMAC THEW & MCCANN/HYLEC) | PA11589 | PURCHASE AS REQUIRED
000022782 | PLASTIC SHEET | CLEAR UV HEATSHRINK;25 SQ MM X 200 MM LG;USED IN REPAIR OF EARTHS BY REDEQUIP; | THEWMCAN | TMAC THEW & MCCANN GROUP | TM11589 | PURCHASE AS REQUIRED
000022782 | PLASTIC SHEET | CLEAR UV HEATSHRINK;25 SQ MM X 200 MM LG;USED IN REPAIR OF EARTHS BY REDEQUIP; | THEWMCAN | TMAC THEW & MCCANN GROUP | 22782 | PURCHASE AS REQUIRED
000022783 | PLASTIC SHEET | CLEAR UVHEATSHRINK;35-70 SQ MM X 200 MM LG;USED IN REPAIR OF EARTHS BY REDEQUIP; | PENTA | PENTA AUST (TMAC THEW & MCCANN/HYLEC) | PA11590 | PURCHASE AS REQUIRED
000022783 | PLASTIC SHEET | CLEAR UVHEATSHRINK;35-70 SQ MM X 200 MM LG;USED IN REPAIR OF EARTHS BY REDEQUIP; | THEWMCAN | TMAC THEW & MCCANN GROUP | TM11590 | PURCHASE AS REQUIRED
000022784 | TURNBUCKLE | Ratchet Turnbuckle, 1.6T WWL, 16mm Thd, 532mm Open & 350mm Closed, suit Inline Links | ACCULEC | ACCULEC PTY LTD - E18524 | TBMSUEE | CURRENT
000022780 | HANGER. | HANGER BAR STUD;117 MM LG;USED IN REPAIR OF PORTABLE EARTHING DEVICES BY REDEQUIP; | PENTA | PENTA AUST (TMAC THEW & MCCANN/HYLEC) | PA11421 | PURCHASE AS REQUIRED
000022780 | HANGER. | HANGER BAR STUD;117 MM LG;USED IN REPAIR OF PORTABLE EARTHING DEVICES BY REDEQUIP; | THEWMCAN | TMAC THEW & MCCANN GROUP | H/BAR-STUD 117 | PURCHASE AS REQUIRED
000022781 | CABLE,COVER | PED JUNCTION COVER;FOR 25-70 SQ MM CABLES;USED IN REPAIR OF PORTABLE EARTHING DEVICES BY REDEQUIP | PENTA | PENTA AUST (TMAC THEW & MCCANN/HYLEC) | PA10026 | PURCHASE AS REQUIRED
000022781 | CABLE,COVER | PED JUNCTION COVER;FOR 25-70 SQ MM CABLES;USED IN REPAIR OF PORTABLE EARTHING DEVICES BY REDEQUIP | THEWMCAN | TMAC THEW & MCCANN GROUP | TM10026 | PURCHASE AS REQUIRED
000022764 | PROBE,LEAD. | RED RETRACTABLE PROBE;CAT III,600 V; FUSED 10 AMP;2.4 M LG;RIGHT ANGLE NON-RETRACTABLE PLUG;CONDUIT COLLAR; SCREW ONTO ORANGE O/H LINE FUSED | PACIFIC | PACIFIC CONTROLS PTY LTD | PTE-055 | PHASING
000022764 | PROBE,LEAD. | RED RETRACTABLE PROBE;CAT III,600 V; FUSED 10 AMP;2.4 M LG;RIGHT ANGLE NON-RETRACTABLE PLUG;CONDUIT COLLAR; SCREW ONTO ORANGE O/H LINE FUSED | REXEL | REXEL PTY LTD | PTE-055 | PHASING
000022786 | MULTIMETER | Fluke-113, Digital, 0-600V AC, 6 Ohms-60 kOhms, 1000nF-9999uF, CAT III 600V, Cat IV 600V, IP55, uses 9V Alkaline Battery | CNWPL | CNW PL - SLACKS CREEK | FLUKE-113 | CURRENT
000022786 | MULTIMETER | Fluke-113, Digital, 0-600V AC, 6 Ohms-60 kOhms, 1000nF-9999uF, CAT III 600V, Cat IV 600V, IP55, uses 9V Alkaline Battery | HAYMANS | HAYMANS ELECTRICAL | FLU113 | CURRENT
000022786 | MULTIMETER | Fluke-113, Digital, 0-600V AC, 6 Ohms-60 kOhms, 1000nF-9999uF, CAT III 600V, Cat IV 600V, IP55, uses 9V Alkaline Battery | RSCOMP | RADIOSPARES COMPONENT PTY LTD | FLUKE 113 IP55 | CURRENT
000022786 | MULTIMETER | Fluke-113, Digital, 0-600V AC, 6 Ohms-60 kOhms, 1000nF-9999uF, CAT III 600V, Cat IV 600V, IP55, uses 9V Alkaline Battery | HENCHMAN | HENCHMAN PRODUCTS | FLUKE 113 IP55 | CURRENT
000022786 | MULTIMETER | Fluke-113, Digital, 0-600V AC, 6 Ohms-60 kOhms, 1000nF-9999uF, CAT III 600V, Cat IV 600V, IP55, uses 9V Alkaline Battery | TES | TEST EQUIPMENT SOLUTIONS | FLUKE 113 IP55 | CURRENT
000022793 | FLUIDISED THERMAL BEDDING MIX. | PRE-MIXTURE OF AGGREGATE;SAND;FLY ASH; WATER TO BE SUPPLIED AND DELIVERED DIRECT TO SITE BY CEMENT TRUCK;PRODUCT MEASURED BY CUBIC METRE (M3);ADDITIONAL | EXCEL | EXCEL CONCRETE PTY LTD | PREMIX | PURCHASE AS REQUIRED
000022810 | KIT,RETROFIT. | SAFELINK;ABB RING MECHANISM;TYPE C RETROFIT KIT;ABB DWG CA2018 REV F; | ABB | ABB FAN PTY LTD | ISOLATOR MECHANISM | PHASING
000022795 | BLADE | SABRESAW BLADES;WOOD BLADE;3 TPI; 240 MM X 19 MM X 7.5 MM (10 IN);U/W ALL BATTERY OPERATED RECIPOCATING SAWS; | TOOLCITY | TOOL CITY | BOSCH S1542K | CURRENT
000022795 | BLADE | SABRESAW BLADES;WOOD BLADE;3 TPI; 240 MM X 19 MM X 7.5 MM (10 IN);U/W ALL BATTERY OPERATED RECIPOCATING SAWS; | C&LTOOL | CALTCO T/A C&L TOOL CENTRE | BOSCH S1542K | CURRENT
000022795 | BLADE | SABRESAW BLADES;WOOD BLADE;3 TPI; 240 MM X 19 MM X 7.5 MM (10 IN);U/W ALL BATTERY OPERATED RECIPOCATING SAWS; | STATEWD | STATEWIDE FSTNERS & ENG SPLS PL | BOSCH-S1542K | CURRENT
000022797 | TOOTH,AUGER | Rock, Straight Pilot Bit, Extra Long Centre Bit, Tungsten Tipped, suit Rock Drilling, for Auger Borer Lifter | DIGGA | DIGGA AUSTRALIA PTY LTD | PH-3XL-L-K | CURRENT
000022797 | TOOTH,AUGER | Rock, Straight Pilot Bit, Extra Long Centre Bit, Tungsten Tipped, suit Rock Drilling, for Auger Borer Lifter | DIGGA | DIGGA AUSTRALIA PTY LTD | D621XL | CURRENT
000022798 | LAMP,METAL HALIDE | 250 V;35 W;E27 CAP;CERAMIC ARC TUBE; FROSTED BULB;OPERATES ON ELECTRONIC CONTROL GEAR;CARTON OF 12; | GERARD | GERARD PROFESSIONAL SOLUTIONS PL | 207925 | PHASING
000022798 | LAMP,METAL HALIDE | 250 V;35 W;E27 CAP;CERAMIC ARC TUBE; FROSTED BULB;OPERATES ON ELECTRONIC CONTROL GEAR;CARTON OF 12; | EYE |  | CMT35F/W | PHASING
000022789 | FIXTURE,LIGHTING | 35W Metal Halide Luminaire, 34mm Spigot c/w Integral Control Gear, PE Cell, Lamp & Power Factor Correction, Minor Roads, EQTS 05-01-01 (scm) | GERARD | GERARD PROFESSIONAL SOLUTIONS PL | JS25BD02L | PHASING
000022813 | CONNECTOR,ELECTRICAL | N TYPE MALE CONNECTOR;EZY FIT FOR LMR400;FOR TELECOMMUNICATIONS WORK; | ROJONE | ROJONE PTY LTD | TC-EZ-400-NMH | CURRENT
000022814 | METER,LOGGER | GAS; BATTERY 10.8V,34 AH NOT CONNECTED ENCLOSURE 290 MM X 190 MM X 90 MM; INCLUDES MODEM (23967) ANTENNA (17200), & BRACKET (17201);ROAD FREIGHT ONLY; | EAQ | ELECTRONICS ASSEMBLY QUEENSLAND PTY LTD | PIM3 GAS | CURRENT
000022772 | INSULATION HOOD | RE-USEABLE CLIP-ON WILDLIFE PROOFING COVER;FOR HVABC CROSSARM JOINTS;U/W SC22774 & SC22775; | TYCO | TYCO | BCIC-3130 | CURRENT
000022791 | FERRULE,ELECTRICAL CONDUCTOR | CRIMP TYPE;REDUCING LINK;FOR 25 SQ MM COPPER TO 16 SQ MM COPPER; | UTILUX |  | CKR25-16/1 | CURRENT
000022775 | BUSBAR | ALUMINIUM JOINT PLATE 10 MM THK;SUITS POST INSULATOR SC22774 SUPPLIED;C/W STAINLESS STEEL FASTENINGS;USED FOR JOINTING HVABC CONDUCTORS; | TYCO | TYCO | PTC150KIT | CURRENT
000022815 | END CAP | Magnefix 11kV, for Hazemeyer, MD4 Switchcap Protection Cap, Insulated | EATON | EATON ELECTRIC SYSTEMS PTY LTD | 2685.157 | CURRENT
000022816 | RELAY,COMMUNICATIONS,INTERFACE UNIT. | ALSTOM GRID;P591;850NM;FIBRE OPTIC TO G703.64K INTERFACE;19 V-300 DC AUX;TO BE U/W SCHNEIDER P541/P546 RELAYS;FLUSH & RACK MTG; | SCHNEDER | SCHNEIDER PTY LTD | P591601A0N0000B | CURRENT
000022817 | RELAY,TRANSFORMER DIFFERENTIAL | SCHNEDIER P645;5/1 AMP;110 V AC;48 V TO 110 V DC AUX;24 V TO 250 V DC LOGIC INPUTS;FLUSH MTG; | SCHNEDER | SCHNEIDER PTY LTD | P64522BE8M0048K | PHASING
000022778 | LINK,ELECTRICAL BRIDGING. | ;600 MM LG X 50 SQ MM;COPPER CABLE W/- A NON CONDUCTIVE HAND CLAMPS AT EACH END TO SUIT 6-21 MM AL & CU BARE CONDUCTOR | BRITECH | BRI-TECH PTY LTD | LVINLINELINKLEAD | CURRENT
000022778 | LINK,ELECTRICAL BRIDGING. | ;600 MM LG X 50 SQ MM;COPPER CABLE W/- A NON CONDUCTIVE HAND CLAMPS AT EACH END TO SUIT 6-21 MM AL & CU BARE CONDUCTOR | ENERGYNW | THE ENERGY NETWORK | IN LINE LINK TYPE 1 | CURRENT
000022778 | LINK,ELECTRICAL BRIDGING. | ;600 MM LG X 50 SQ MM;COPPER CABLE W/- A NON CONDUCTIVE HAND CLAMPS AT EACH END TO SUIT 6-21 MM AL & CU BARE CONDUCTOR | HYLEC | HYLEC PTY LTD | IN LINE LINK TYPE 1 | CURRENT
000022777 | LINK,INLINE | LOW VOLTAGE;INLINE LINK SWITCH;C/W 1.6T TURNBUCKLE;W/- RACHET SPANNER & CLEVIS THIMBLE AT EACH END;RATED AT 680 V/600 AMP;TO BE LABELLED & BARCODED AS PER | ACCULEC | ACCULEC PTY LTD - E18524 | LV INLINE LINK KT | PURCHASE AS REQUIRED
000022777 | LINK,INLINE | LOW VOLTAGE;INLINE LINK SWITCH;C/W 1.6T TURNBUCKLE;W/- RACHET SPANNER & CLEVIS THIMBLE AT EACH END;RATED AT 680 V/600 AMP;TO BE LABELLED & BARCODED AS PER | BRITECH | BRI-TECH PTY LTD | LV INLINE LINK KT | PURCHASE AS REQUIRED
000022694 | CIRCUIT BREAKER | GENERAL PURPOSE;240 V AC;32 AMP;SINGLE POLE;D CURVE;6 KA BKG CAP;DIN RAIL MTD; PACK OF 1;USED IN SUBSTNS; | HAYMANS | HAYMANS ELECTRICAL | TERDTCB6132D | CURRENT
000022694 | CIRCUIT BREAKER | GENERAL PURPOSE;240 V AC;32 AMP;SINGLE POLE;D CURVE;6 KA BKG CAP;DIN RAIL MTD; PACK OF 1;USED IN SUBSTNS; | NHP | NHP ELECTRICAL ENGINEERING | DTCB6132D | CURRENT
000022695 | CIRCUIT BREAKER | GENERAL PURPOSE;240 V AC;16 AMP;2 POLE; D CURVE;10 KA BKG CAP;DIN RAIL MTD;PACK OF 1;USED IN SUBSTNS; | SCHNEDER | SCHNEIDER PTY LTD | C60HD16 | PURCHASE AS REQUIRED
000022696 | CIRCUIT BREAKER | GENERAL PURPOSE;240 V AC;25 AMP;2 POLE; D CURVE;10 KA BKG CAP;DIN RAIL MTD;PACK OF 1;USED IN SUBSTNS; | HAYMAN | HAYMANS INDUSTRIES PTY LTD | SHNA9F55225 | PURCHASE AS REQUIRED
000022799 | CLAMP,STRAIN | COMPRESSION DEAD-END;TO SUIT TAURUS 19/4.75 AAC;4 BOLT PALM;FOR USE IN SUBSTNS TO ALLOW 2 DROPPERS; HAS EYE TAIL ARRANGEMENT;CENTRE HOLES, | PLP AUST | PREFORMED LINE PRODUCTS (AUST) | CDEA-238-P5 | CURRENT
000022747 | FERRULE,ELECTRICAL CONDUCTOR | BOOTLACE CRIMP TYPE;FOR TWIN,2.5 SQ MM CABLES;BLUE;PACK OF 100; FOR TELECOMMUNICATIONS WORK; | CNWPL | CNW PL - SLACKS CREEK | BLT2.5 | CURRENT
000022747 | FERRULE,ELECTRICAL CONDUCTOR | BOOTLACE CRIMP TYPE;FOR TWIN,2.5 SQ MM CABLES;BLUE;PACK OF 100; FOR TELECOMMUNICATIONS WORK; | CNWPL | CNW PL - SLACKS CREEK | CABBLPT250 | CURRENT
000022747 | FERRULE,ELECTRICAL CONDUCTOR | BOOTLACE CRIMP TYPE;FOR TWIN,2.5 SQ MM CABLES;BLUE;PACK OF 100; FOR TELECOMMUNICATIONS WORK; | HAYMANS | HAYMANS ELECTRICAL | CAABLPT250 | CURRENT
000022748 | FERRULE,ELECTRICAL CONDUCTOR | BOOTLACE CRIMP TYPE;FOR TWIN,4 SQ MM CABLES;GREY;PACK OF 50; FOR TELECOMMUNICATIONS WORK; | CNWPL | CNW PL - SLACKS CREEK | BLT4 | CURRENT
000022748 | FERRULE,ELECTRICAL CONDUCTOR | BOOTLACE CRIMP TYPE;FOR TWIN,4 SQ MM CABLES;GREY;PACK OF 50; FOR TELECOMMUNICATIONS WORK; | CABAC | CABAC (MANUFACTURER) | CABBLPT400 | CURRENT
000022748 | FERRULE,ELECTRICAL CONDUCTOR | BOOTLACE CRIMP TYPE;FOR TWIN,4 SQ MM CABLES;GREY;PACK OF 50; FOR TELECOMMUNICATIONS WORK; | CNWPL | CNW PL - SLACKS CREEK | CABBLPT400 | CURRENT
000022748 | FERRULE,ELECTRICAL CONDUCTOR | BOOTLACE CRIMP TYPE;FOR TWIN,4 SQ MM CABLES;GREY;PACK OF 50; FOR TELECOMMUNICATIONS WORK; | HAYMANS | HAYMANS ELECTRICAL | CAABLPT400 | CURRENT
000022749 | FERRULE,ELECTRICAL CONDUCTOR | BOOTLACE CRIMP TYPE;FOR TWIN,1.5 SQ MM CABLES;BLACK;PACK OF 100; FOR TELECOMMUNICATIONS WORK; | CNWPL | CNW PL - SLACKS CREEK | BLT1.5 | CURRENT
000022749 | FERRULE,ELECTRICAL CONDUCTOR | BOOTLACE CRIMP TYPE;FOR TWIN,1.5 SQ MM CABLES;BLACK;PACK OF 100; FOR TELECOMMUNICATIONS WORK; | CNWPL | CNW PL - SLACKS CREEK | CABBLPT150 | CURRENT
000022749 | FERRULE,ELECTRICAL CONDUCTOR | BOOTLACE CRIMP TYPE;FOR TWIN,1.5 SQ MM CABLES;BLACK;PACK OF 100; FOR TELECOMMUNICATIONS WORK; | HAYMANS | HAYMANS ELECTRICAL | CAABLPT150 | CURRENT
000022750 | FERRULE,ELECTRICAL CONDUCTOR | BOOTLACE CRIMP TYPE;FOR TWIN,1.0 SQ MM CABLES;RED;PACK OF 100; FOR TELECOMMUNICATIONS WORK; | CNWPL | CNW PL - SLACKS CREEK | BLT1.0 | CURRENT
000022750 | FERRULE,ELECTRICAL CONDUCTOR | BOOTLACE CRIMP TYPE;FOR TWIN,1.0 SQ MM CABLES;RED;PACK OF 100; FOR TELECOMMUNICATIONS WORK; | CNWPL | CNW PL - SLACKS CREEK | CABBLPT100 | CURRENT
000022750 | FERRULE,ELECTRICAL CONDUCTOR | BOOTLACE CRIMP TYPE;FOR TWIN,1.0 SQ MM CABLES;RED;PACK OF 100; FOR TELECOMMUNICATIONS WORK; | HAYMANS | HAYMANS ELECTRICAL | CAABLPT100 | CURRENT
000022800 | FERRULE,ELECTRICAL CONDUCTOR | BOOTLACE CRIMP TYPE;FOR TWIN,0.75 SQ MM CABLES;GREY;PACK OF 100; FOR TELECOMMUNICATIONS WORK; | CNWPL | CNW PL - SLACKS CREEK | BLT0.75 | CURRENT
000022800 | FERRULE,ELECTRICAL CONDUCTOR | BOOTLACE CRIMP TYPE;FOR TWIN,0.75 SQ MM CABLES;GREY;PACK OF 100; FOR TELECOMMUNICATIONS WORK; | CNWPL | CNW PL - SLACKS CREEK | CABBLPT075 | CURRENT
000022800 | FERRULE,ELECTRICAL CONDUCTOR | BOOTLACE CRIMP TYPE;FOR TWIN,0.75 SQ MM CABLES;GREY;PACK OF 100; FOR TELECOMMUNICATIONS WORK; | HAYMANS | HAYMANS ELECTRICAL | CAABLPT075 | CURRENT
000022801 | FERRULE,ELECTRICAL CONDUCTOR | BOOTLACE CRIMP TYPE;FOR 6 SQ MM CABLE; GREEN;PACK OF 50;FOR COMMUNICATIONS WORK; | CABAC | CABAC (MANUFACTURER) | CABBLP600 | CURRENT
000022801 | FERRULE,ELECTRICAL CONDUCTOR | BOOTLACE CRIMP TYPE;FOR 6 SQ MM CABLE; GREEN;PACK OF 50;FOR COMMUNICATIONS WORK; | CNWPL | CNW PL - SLACKS CREEK | CABBLP600 | CURRENT
000022801 | FERRULE,ELECTRICAL CONDUCTOR | BOOTLACE CRIMP TYPE;FOR 6 SQ MM CABLE; GREEN;PACK OF 50;FOR COMMUNICATIONS WORK; | HAYMANS | HAYMANS ELECTRICAL | CAABLP600 | CURRENT
000022801 | FERRULE,ELECTRICAL CONDUCTOR | BOOTLACE CRIMP TYPE;FOR 6 SQ MM CABLE; GREEN;PACK OF 50;FOR COMMUNICATIONS WORK; | CNWPL | CNW PL - SLACKS CREEK | BL6 | CURRENT
000022802 | FERRULE,ELECTRICAL CONDUCTOR | BOOTLACE CRIMP TYPE;FOR 4 SQ MM CABLE; ORANGE;PACK OF 100; FOR TELECOMMUNICATIONS WORK; | CNWPL | CNW PL - SLACKS CREEK | CABBLP400 | CURRENT
000022802 | FERRULE,ELECTRICAL CONDUCTOR | BOOTLACE CRIMP TYPE;FOR 4 SQ MM CABLE; ORANGE;PACK OF 100; FOR TELECOMMUNICATIONS WORK; | HAYMANS | HAYMANS ELECTRICAL | CAABLP400 | CURRENT
000022802 | FERRULE,ELECTRICAL CONDUCTOR | BOOTLACE CRIMP TYPE;FOR 4 SQ MM CABLE; ORANGE;PACK OF 100; FOR TELECOMMUNICATIONS WORK; | LEGEND | LEGEND POWER SYSTEMS | BLP400 | CURRENT
000022803 | FERRULE,ELECTRICAL CONDUCTOR | BOOTLACE CRIMP TYPE;FOR 2.5 SQ MM CABLE;GREY;PACK OF 100; FOR COMMUNICATIONS WORK; | CNWPL | CNW PL - SLACKS CREEK | CABBLP250 | CURRENT
000022803 | FERRULE,ELECTRICAL CONDUCTOR | BOOTLACE CRIMP TYPE;FOR 2.5 SQ MM CABLE;GREY;PACK OF 100; FOR COMMUNICATIONS WORK; | CNWPL | CNW PL - SLACKS CREEK | BL2.5 | CURRENT
000022803 | FERRULE,ELECTRICAL CONDUCTOR | BOOTLACE CRIMP TYPE;FOR 2.5 SQ MM CABLE;GREY;PACK OF 100; FOR COMMUNICATIONS WORK; | LEGEND | LEGEND POWER SYSTEMS | BLP250 | CURRENT
000022803 | FERRULE,ELECTRICAL CONDUCTOR | BOOTLACE CRIMP TYPE;FOR 2.5 SQ MM CABLE;GREY;PACK OF 100; FOR COMMUNICATIONS WORK; | HAYMANS | HAYMANS ELECTRICAL | CAABLP250 | CURRENT
000022804 | FERRULE,ELECTRICAL CONDUCTOR | BOOTLACE CRIMP TYPE;FOR 1.5 SQ MM CABLE; BLACK;PACK OF 100;FOR TELECOMMUNICATIONS WORK; | CNWPL | CNW PL - SLACKS CREEK | CABBLP150 | CURRENT
000022804 | FERRULE,ELECTRICAL CONDUCTOR | BOOTLACE CRIMP TYPE;FOR 1.5 SQ MM CABLE; BLACK;PACK OF 100;FOR TELECOMMUNICATIONS WORK; | HAYMANS | HAYMANS ELECTRICAL | CAABLP150 | CURRENT
000022804 | FERRULE,ELECTRICAL CONDUCTOR | BOOTLACE CRIMP TYPE;FOR 1.5 SQ MM CABLE; BLACK;PACK OF 100;FOR TELECOMMUNICATIONS WORK; | CNWPL | CNW PL - SLACKS CREEK | BL1.5 | CURRENT
000022804 | FERRULE,ELECTRICAL CONDUCTOR | BOOTLACE CRIMP TYPE;FOR 1.5 SQ MM CABLE; BLACK;PACK OF 100;FOR TELECOMMUNICATIONS WORK; | LEGEND | LEGEND POWER SYSTEMS | BLP150 | CURRENT
000022805 | FERRULE,ELECTRICAL CONDUCTOR | BOOTLACE CRIMP TYPE;FOR 1.0 SQ MM CABLE; RED;PACK OF 100;FOR COMMUNICATIONS WORK; | CNWPL | CNW PL - SLACKS CREEK | CABBLP100 | CURRENT
000022805 | FERRULE,ELECTRICAL CONDUCTOR | BOOTLACE CRIMP TYPE;FOR 1.0 SQ MM CABLE; RED;PACK OF 100;FOR COMMUNICATIONS WORK; | HAYMANS | HAYMANS ELECTRICAL | CAABLP100 | CURRENT
000022805 | FERRULE,ELECTRICAL CONDUCTOR | BOOTLACE CRIMP TYPE;FOR 1.0 SQ MM CABLE; RED;PACK OF 100;FOR COMMUNICATIONS WORK; | LEGEND | LEGEND POWER SYSTEMS | BLP100 | CURRENT
000022805 | FERRULE,ELECTRICAL CONDUCTOR | BOOTLACE CRIMP TYPE;FOR 1.0 SQ MM CABLE; RED;PACK OF 100;FOR COMMUNICATIONS WORK; | CNWPL | CNW PL - SLACKS CREEK | BL1.0 | CURRENT
000022806 | FERRULE,ELECTRICAL CONDUCTOR | BOOTLACE CRIMP TYPE;FOR 0.75 SQ MM CABLE;LIGHT BLUE;PACK OF 100; FOR TELECOMMUNICATIONS WORK; | CNWPL | CNW PL - SLACKS CREEK | CABBLP075 | CURRENT
000022806 | FERRULE,ELECTRICAL CONDUCTOR | BOOTLACE CRIMP TYPE;FOR 0.75 SQ MM CABLE;LIGHT BLUE;PACK OF 100; FOR TELECOMMUNICATIONS WORK; | HAYMANS | HAYMANS ELECTRICAL | CAABLP075 | CURRENT
000022806 | FERRULE,ELECTRICAL CONDUCTOR | BOOTLACE CRIMP TYPE;FOR 0.75 SQ MM CABLE;LIGHT BLUE;PACK OF 100; FOR TELECOMMUNICATIONS WORK; | CNWPL | CNW PL - SLACKS CREEK | BL0.75 | CURRENT
000022806 | FERRULE,ELECTRICAL CONDUCTOR | BOOTLACE CRIMP TYPE;FOR 0.75 SQ MM CABLE;LIGHT BLUE;PACK OF 100; FOR TELECOMMUNICATIONS WORK; | LEGEND | LEGEND POWER SYSTEMS | BLP075 | CURRENT
000022807 | FERRULE,ELECTRICAL CONDUCTOR | BOOTLACE CRIMP TYPE;FOR 0.50 SQ MM CABLE;WHITE;PACK OF 100; FOR TELECOMMUNICATIONS WORK; | CNWPL | CNW PL - SLACKS CREEK | CABBLP050 | CURRENT
000022807 | FERRULE,ELECTRICAL CONDUCTOR | BOOTLACE CRIMP TYPE;FOR 0.50 SQ MM CABLE;WHITE;PACK OF 100; FOR TELECOMMUNICATIONS WORK; | HAYMANS | HAYMANS ELECTRICAL | CAABLP050 | CURRENT
000022807 | FERRULE,ELECTRICAL CONDUCTOR | BOOTLACE CRIMP TYPE;FOR 0.50 SQ MM CABLE;WHITE;PACK OF 100; FOR TELECOMMUNICATIONS WORK; | CNWPL | CNW PL - SLACKS CREEK | BL0.50 | CURRENT
000022808 | CRIMPING TOOL,HAND OPERATED | TOOL CRIMP RATCHET;FOR CRIMPING BOOTLACE CRIMPS; | LEGEND | LEGEND POWER SYSTEMS | HNKE5 | CURRENT
000022808 | CRIMPING TOOL,HAND OPERATED | TOOL CRIMP RATCHET;FOR CRIMPING BOOTLACE CRIMPS; | CNWPL | CNW PL - SLACKS CREEK | CABHNKE5 | CURRENT
000022808 | CRIMPING TOOL,HAND OPERATED | TOOL CRIMP RATCHET;FOR CRIMPING BOOTLACE CRIMPS; | HAYMANS | HAYMANS ELECTRICAL | CAAHNKE5 | CURRENT
000022809 | KIT,CRIMP TOOL. | BOOTLACE TOOL KIT;C/W CRIMPS & HNKE5 CRIMPER;FOR TELECOMMUNICATIONS WORK; | LEGEND | LEGEND POWER SYSTEMS | BLPKIT2 | PURCHASE AS REQUIRED
000022809 | KIT,CRIMP TOOL. | BOOTLACE TOOL KIT;C/W CRIMPS & HNKE5 CRIMPER;FOR TELECOMMUNICATIONS WORK; | CNWPL | CNW PL - SLACKS CREEK | CABBLPKIT2 | PURCHASE AS REQUIRED
000022809 | KIT,CRIMP TOOL. | BOOTLACE TOOL KIT;C/W CRIMPS & HNKE5 CRIMPER;FOR TELECOMMUNICATIONS WORK; | HAYMANS | HAYMANS ELECTRICAL | CAABLPKIT2 | PURCHASE AS REQUIRED
000022831 | COVER,BOARD. | HARDWOOD;F14/F17;800 MM X 800 MM; PRINTED YELLOW WITH NON-SLIP SURFACE; 5 X 50 MM HOLES;ALL 110 MM FROM EDGE OF COVER BOARD;1 IN EACH CORNER & 1 IN | MISTER | R.N. & M.T. HOLDINGS PTY LTD | F14/F17 CDHW241217 | CURRENT
000022792 | CROSSARM,COMPOSITE | FIBREGLASS;2400 MM FROM END HOLE TO END HOLE;100 MM X 100 MM;SUITS 11ABC1 & 11ABC2 CONSTRUCTIONS;7 KN MWT PER CONDUCTOR;DWG - EC003-00032; | WAGNERS | WAGNERS PTY LTD TOOWOOMBA QLD | EC003-00032 | CURRENT
000022818 | CROSSARM,COMPOSITE | FIBREGLASS;1900 MM FROM END HOLE TO END HOLE;100 MM X 100 MM;SUITS 11ABC3 & 11ABC4 CONSTRUCTIONS;FOR 11ABC JOINTING PURPOSE ONLY; | WAGNERS | WAGNERS PTY LTD TOOWOOMBA QLD | EC003-00033 | CURRENT
000022821 | TERMINATION,ELECTRICAL POWER CABLE | 36 KV;OUTDOOR;NO VOLTAGE TAP;TO SUIT TYPE 3 SOCKET;FOR 33 KV 800 SQ MM S/C CU XLPE/LAT/MDPE;ILJIN DESIGN NO.110615-02S ;3 PH SET; | INTERTEC | INTERTECH ENGINEERING PTY LTD | 870335800 | PURCHASE AS REQUIRED
000022823 | HOOK | "S" HOOK TYPE;MEDIUM;YELLOW DOUBLE ENDED HOOK;16 MM DIA NYLON ROD; 242 MM LG HOOK,74 MM ID DIA;WWL 60 KG; | SYDAGE | UNIT 1/19 INDUSTRAIL AVENUE MUDGEE | SH-60-G15 | CURRENT
000022824 | HOOK | "S" HOOK TYPE;SMALL;YELLOW DOUBLE ENDED HOOK;13 MM DIA NYLON ROD;174 MM LG HOOKS,50 MM ID DIA;WWL 45 KG; | SYDAGE | UNIT 1/19 INDUSTRAIL AVENUE MUDGEE | SH-45-G15 | PURCHASE AS REQUIRED
000022825 | RANGE FINDER,LASER | Nikon Forestry Pro II, Three-Point Measurement System, 6 x Magnification, Back-Lit External Display, Max Range: 7.5-1600m, CR2 LI Battery | AMPLITUD | AMPLITUDE PTY LTD - 396777 | BKA094YA | CURRENT
000022826 | LEAD,TEST | 10cm Lg, Black PVC Cable c/w Black Stackable Plug, Green Right Angle Plug, CAT III 600V, suit Fault Loop Impedance Meters Kyoritsu 4118A & 4120 | PACIFIC | PACIFIC CONTROLS PTY LTD | 2410V/9010N/2710N-10 | CURRENT
000022826 | LEAD,TEST | 10cm Lg, Black PVC Cable c/w Black Stackable Plug, Green Right Angle Plug, CAT III 600V, suit Fault Loop Impedance Meters Kyoritsu 4118A & 4120 | PENTA | PENTA AUST (TMAC THEW & MCCANN/HYLEC) | PA22648 | CURRENT
000022826 | LEAD,TEST | 10cm Lg, Black PVC Cable c/w Black Stackable Plug, Green Right Angle Plug, CAT III 600V, suit Fault Loop Impedance Meters Kyoritsu 4118A & 4120 | HYLEC | HYLEC PTY LTD | 2410V/9010N/2610N-10 | CURRENT
000022826 | LEAD,TEST | 10cm Lg, Black PVC Cable c/w Black Stackable Plug, Green Right Angle Plug, CAT III 600V, suit Fault Loop Impedance Meters Kyoritsu 4118A & 4120 | RSCOMP | RADIOSPARES COMPONENT PTY LTD | 2410V/9010N/2610N-10 | CURRENT
000022826 | LEAD,TEST | 10cm Lg, Black PVC Cable c/w Black Stackable Plug, Green Right Angle Plug, CAT III 600V, suit Fault Loop Impedance Meters Kyoritsu 4118A & 4120 | TES | TEST EQUIPMENT SOLUTIONS | 2410V/9010N/2610N-10 | CURRENT
000022826 | LEAD,TEST | 10cm Lg, Black PVC Cable c/w Black Stackable Plug, Green Right Angle Plug, CAT III 600V, suit Fault Loop Impedance Meters Kyoritsu 4118A & 4120 | PACIFIC | PACIFIC CONTROLS PTY LTD | 2410V/9010N/2610N-10 | CURRENT
000022829 | COUPLING,NONMETALLIC RIGID CONDUIT | WHITE PVC SPLIT CONDUIT COUPLING;SUITS 100 MM WHITE PVC SPLIT CONDUIT;SC22830; TO TELSTRA SPECIFICATION,TELSTRA CODE 73/113;COMPRISES GASKET & 4 CLIPS; | IPLEX | IPLEX PIPELINES AUSTRALIA PTY LTD | CT73113 | CURRENT
000022830 | CONDUIT,NONMETALLIC,RIGID | 100 MM DIA;WHITE PVC SPLIT CONDUIT;3.0 M LG;TO TELSTRA SPECIFICATION,TELSTRA CODE 73/223; | IPLEX | IPLEX PIPELINES AUSTRALIA PTY LTD | CT73223 | CURRENT
000022827 | LEAD,ELECTRICAL | Flexible Insulated Jumper Cable, 3m Lg, Cable Meets Requirements ASTM F2321, kV Rating 15kV Phase to Phase, 10kV Phase to Earth, 400A Rated, 1.1 Smooth Jaw Al | TEN | THE ENERGY NETWORK | BRITECH JUMPER3MEX | CURRENT
000022827 | LEAD,ELECTRICAL | Flexible Insulated Jumper Cable, 3m Lg, Cable Meets Requirements ASTM F2321, kV Rating 15kV Phase to Phase, 10kV Phase to Earth, 400A Rated, 1.1 Smooth Jaw Al | REXEL | REXEL PTY LTD | BTHJUMPER3MEX | CURRENT
000022827 | LEAD,ELECTRICAL | Flexible Insulated Jumper Cable, 3m Lg, Cable Meets Requirements ASTM F2321, kV Rating 15kV Phase to Phase, 10kV Phase to Earth, 400A Rated, 1.1 Smooth Jaw Al | BRITECH | BRI-TECH PTY LTD | JUMPER3MEX | CURRENT
000022828 | LEAD,ELECTRICAL | Flexible Insulated Jumper Cable, 5m Lg, Cable Meets Requirements ASTM F2321, kV Rating 15kV Phase to Phase, 10kV Phase to Earth, 400A Rated, 1.1 Smooth Jaw Al | TEN | THE ENERGY NETWORK | BRITECH JUMPER5MEX | CURRENT
000022828 | LEAD,ELECTRICAL | Flexible Insulated Jumper Cable, 5m Lg, Cable Meets Requirements ASTM F2321, kV Rating 15kV Phase to Phase, 10kV Phase to Earth, 400A Rated, 1.1 Smooth Jaw Al | REXEL | REXEL PTY LTD | BTHJUMPER5MEX | CURRENT
000022828 | LEAD,ELECTRICAL | Flexible Insulated Jumper Cable, 5m Lg, Cable Meets Requirements ASTM F2321, kV Rating 15kV Phase to Phase, 10kV Phase to Earth, 400A Rated, 1.1 Smooth Jaw Al | BRITECH | BRI-TECH PTY LTD | JUMPER5MEX | CURRENT
000022819 | HINGE,ACCESS DOOR | Set of 6 S/Steel Hinges, 3 x RH & 3 x LH Hinges, c/w 12 Counter Sunk Screws 25 x 6mm, 12 Flat Washers 6mm, 12 Nylock Nuts 6mm, 12 Mono Riverts 6.5mm, | WILSON | WILSON TRANSFORMER CO. PTY LTD | 333-7003-01 & 333-7004-01 | PURCHASE AS REQUIRED
000022693 | BOX,ELECTRICAL,MULTIAPPLICATION. | POLYCARBONATE;280 MM LG,190 MMW;C/W COPPER BAR;INSULATORS,NUTS & BOLTS; MARSHALLING BOX USED WITH 110 V DC BATTERY;USED IN SUBSTNS; | NHP | NHP ELECTRICAL ENGINEERING | EGXSC22693 | PURCHASE AS REQUIRED
000022820 | TRANSFORMER,POWER | 33 KV/11 KV;8 MVA;3 PHASE;GROUND MTG;HV PLUG 180 LV PLUG;MINERAL OIL INSULATED; ONAN;DYN 11;C/W VACUUM OLTC 23 TAP POSN; ATTACHED RADIATORS AT JOB SITE;INCLUDING | WILSON | WILSON TRANSFORMER CO. PTY LTD | 33 KV/11 KV 8MVA | PURCHASE AS REQUIRED
000022838 | JOINT,ELECTRICAL POWER CABLE | 11 KV;HEATSHRINK JOINT;3 PHASE;400 SQ MM AL TRXLPE TRIPLEX TO 3C 185 SQ MM CU PLY ;C/W 3 SHEAR BOLT BARRIERED CONNECTORS ; | JBJOINT | JB JOINTING SUPPLIES PTY LTD | 11-185/400-XL/PL-1C/3C-J | CURRENT
000022838 | JOINT,ELECTRICAL POWER CABLE | 11 KV;HEATSHRINK JOINT;3 PHASE;400 SQ MM AL TRXLPE TRIPLEX TO 3C 185 SQ MM CU PLY ;C/W 3 SHEAR BOLT BARRIERED CONNECTORS ; | TECONN | TE CONNECTIVITY LTD | MXSU-EX506 | CURRENT
000022843 | CABLE,FIBRE OPTIC | 12 FIBRE SINGLE MODE INDOOR RISER LSZH; 7.2 MM OD;G657.A FIBRE (G652.D COMPATIBLE);TIGHT BUFFER;DRUM 2000 M; MIN BEND RADIUS 144 MM; | OPTIMAL | OPTIMAL CABLE SERVICES PTY LTD | OWBP1FAR012BK | PURCHASE AS REQUIRED
000022844 | CABLE,FIBRE OPTIC | 24 Fibres, SMOF, Indoor Riser LSZH, 8mm OD, G657.A Fibre (G652.D Compatible) Tight Buffer, Min Bend Radius 160mm, 2000m Drum | AFLG | AFL GLOBAL | TWBP1FAA012BK | STRATEGIC SPARE
000022845 | CABLE,FIBRE OPTIC | 72 FIBRE SINGLE MODE INDOOR RISER LSZH; 14 MM OD;G657.A FIBRE(G652.D COMPATIBLE) TIGHT BUFFER; DRUM 2000 M MIN BEND RADIUS 280 MM; | OPTIMAL | OPTIMAL CABLE SERVICES PTY LTD | OWBP1FAR072BK | PURCHASE AS REQUIRED
000022848 | TERMINAL,LUG | STALK,BI-METAL CRIMP TYPE;FOR 7/4.75 MOON CONDUCTOR;12 MM DIA X 50 MM LG COPPER STALK;USE WHEN CONNECTING CCT TO 11 KV REGULATORS ON VHABC PROJECTS; | TYCO | TYCO | BSX95-120/1 | CURRENT
000022834 | CIRCUIT BREAKER | INDOOR METALCLAD SWITCHGEAR & CONTROL GEAR ASSEMBLY;12 KV;1250 AMP;25 KA; SINGLE FEEDER UNIT;WIRING PROVISION FOR OC,EF,CBF & FEEDER DIFFERENTIAL | HAWKSIDD | HAWKER SIDDELEY SWITCHGEAR LTD | ECLIPSE | PURCHASE AS REQUIRED
000022835 | CIRCUIT BREAKER | INDOOR METALCLAD SWITCHGEAR & CONTROL GEAR ASSEMBLY;12 KV;2000 AMP;25 KA;BUS SECTION UNIT;WIRING PROVISION FOR TWO ZONES OF FEF BUS & BOC BEF PROTECTION; | HAWKSIDD | HAWKER SIDDELEY SWITCHGEAR LTD | ECLIPSE | PURCHASE AS REQUIRED
000022836 | CIRCUIT BREAKER | INDOOR METALCLAD SWITCHGEAR & CONTROL GEAR ASSEMBLY;12 KV;1250 AMP;25 KA; SINGLE FEEDER UNIT;WIRING PROVISIONS FOR OC,EF,CBF & FEEDER DIFFERENTIAL | HAWKSIDD | HAWKER SIDDELEY SWITCHGEAR LTD | ECLIPSE | PURCHASE AS REQUIRED
000022847 | TERMINAL,LUG | Mechanical Shear Bolt, Al-Cu, 25-95mm2, 1 x M12 Palm Bolt Hole, suit Al or Cu Conductor & HV ABC Projects | LEGEND | LEGEND POWER SYSTEMS | KSSP-12-1695 | CURRENT
000022847 | TERMINAL,LUG | Mechanical Shear Bolt, Al-Cu, 25-95mm2, 1 x M12 Palm Bolt Hole, suit Al or Cu Conductor & HV ABC Projects | TECONN | TE CONNECTIVITY LTD | BLMT-25/95-13 | CURRENT
000032559 | ADAPTOR | ADAPTOR FEMALE;TEMPERATURE PROBES 3/4" TO 1/2" KILSTROM GAUGE ON AEI TRANSFORMERS;KIT 28;C00004; | SBA | SBA AMALGAMATED PTY LTD | C00004 | MAINTENANCE STOCK
000032560 | BEARING,ROLLER,SEALED | 33 KV GEC JB424 TRIP ROLLER;USE WITH ROLL PIN C00006 (SC32561);CIRCUIT BREAKER C00005; | BSC | BSC MOTION TECHNOLOGY | NSK 634ZZ1MC3 | MAINTENANCE STOCK
000032561 | PIN,ROLL | 33 KV GEC JB424 CB TRIP ROLLER REPLACEMENT;USE WITH ROLLER BEARING C00005 (SC32560);5/32" DIA,25 MM LONG; C00006; | BSC | BSC MOTION TECHNOLOGY | 5/32" DIA, 25 MM LONG; | MAINTENANCE STOCK
000032562 | O-RING | MAGRINI GALILEO CIRCUIT BREAKER;19 MM OD;KIT 19;C00007; | LUDOWICI |  | REB 113 | MAINTENANCE STOCK
000032563 | BRAID,WIRE | 33 KV ENGLISH ELECTRIC FDE OLTC MOVING CONTACT;TRANSITION RESISTOR SHORT - 78 MM LONG;C00008; | ERGON | ERGON ENERGY | C00008 | MAINTENANCE STOCK
000032564 | BRAID,WIRE | 33 KV ENGLISH ELECTRIC FDE OLTC MOVING CONTACT;TRANSITION RESISTOR LONG - 105 MM;C00009 | ERGON | ERGON ENERGY | C00009 | MAINTENANCE STOCK
000022854 | INSULATION SLEEVING,ELECTRICAL | POLYOLEFIN;HEAT SHRINKABLE;RAYCHEM TYPE BBIT-40/16-AU;FOR USE ON SCHNEIDER/ NULEC N15 & N38 ACR BUSHING CABLES; | RAYCHEM | RAYCHEM (AUSTRALIA) PTY LTD | BBIT-40/16-A/U-4(S20) | CURRENT
000022855 | INSULATION SLEEVING,ELECTRICAL | POLOLEFIN;HEAT SHRINKABLE;RAYCHEM TYPE BBIT-25/10-AU;FOR USE ON SCHNEIDER/NULEC N15 & N38 ARC SURGE ARRESTOR LEADS; | RAYCHEM | RAYCHEM (AUSTRALIA) PTY LTD | BBIT-25/10-AU | CURRENT
000032565 | RESISTOR, THERMAL | 1000 OHM;25 WATT;WIRE WOUND WITH MOUNTING CLIPS;EMAIL,GEC,SBV 11 KV SWITCHGEAR;C00011 | ELEMENT | ELEMENT14 PTY LTD | MC 14660 | MAINTENANCE STOCK
000022859 | TESTER | DIGITAL RESIDUAL CURRENT DEVICE (RCD) TESTER;RATED TRIPPING CURRENT 10/20/30/ 200/300/500 MA;230 V + 10% - 15% (195 V - 253 V) 50 HZ;IEC 61557-1,-6;IEC | RTE | RAPID-TECH EQUIPMENT PTY LTD | 5406A | CURRENT
000022859 | TESTER | DIGITAL RESIDUAL CURRENT DEVICE (RCD) TESTER;RATED TRIPPING CURRENT 10/20/30/ 200/300/500 MA;230 V + 10% - 15% (195 V - 253 V) 50 HZ;IEC 61557-1,-6;IEC | REXEL | REXEL PTY LTD | KYORITSU 5406A | CURRENT
000022859 | TESTER | DIGITAL RESIDUAL CURRENT DEVICE (RCD) TESTER;RATED TRIPPING CURRENT 10/20/30/ 200/300/500 MA;230 V + 10% - 15% (195 V - 253 V) 50 HZ;IEC 61557-1,-6;IEC | EATON | EATON ELECTRIC SYSTEMS PTY LTD | KYORITSU 5406A | CURRENT
000022859 | TESTER | DIGITAL RESIDUAL CURRENT DEVICE (RCD) TESTER;RATED TRIPPING CURRENT 10/20/30/ 200/300/500 MA;230 V + 10% - 15% (195 V - 253 V) 50 HZ;IEC 61557-1,-6;IEC | RSCOMP | RADIOSPARES COMPONENT PTY LTD | KYORITSU 5406A | CURRENT
000022859 | TESTER | DIGITAL RESIDUAL CURRENT DEVICE (RCD) TESTER;RATED TRIPPING CURRENT 10/20/30/ 200/300/500 MA;230 V + 10% - 15% (195 V - 253 V) 50 HZ;IEC 61557-1,-6;IEC | TES | TEST EQUIPMENT SOLUTIONS | KYORITSU 5406A | CURRENT
000022858 | CONNECTOR,ELECTRICAL | CONNEX PFISTERER TYPE 3;SEPARABLE CONNECTOR;DIA OVER INSULATION 43.5 - 46 MM;VOLTAGE TAP;PACK OF 3;NOT TO BE USED WITH CABLES ON CURRENT | INTERTEC | INTERTECH ENGINEERING PTY LTD | CONNEX TYPE 3 | STRATEGIC SPARE
000022857 | CONNECTOR,ELECTRICAL | CONNEX PFISTERER TYPE 3;SEPARABLE CONNECTOR TO SUIT ILJIN 33 KV 630 SQ MM XLPE/CCU CABLE;DIA OVER INSULATION 47.5 - 49.5 ;W/O VOLTAGE TAP;PACK OF 3, | INTERTEC | INTERTECH ENGINEERING PTY LTD | 870335630 | PURCHASE AS REQUIRED
000022860 | JOINT,ELECTRICAL POWER CABLE | 33kV, Transition Joint, Heatshrink, 1Ph, 1 Core, suit 1000mm2 Al XLPE/CWS/LAT/ LLDPE/MDPE to 800mm2 XLPE/CWS/LAT/LLDPE/ MDPE c/w Barriered Shear Bolt Connectors | TECONN | TE CONNECTIVITY LTD | MXSU-6181-T9-AU01 | CURRENT
000032591 | COIL,ELECTRICAL | COIL,CLOSING SOLENOID;110 VDC 11 KV; BROWN BOVERI KHB;CIRCUIT BREAKER; C00062;BINDER PART # HAMT301420; | ABB | ABB FAN PTY LTD | C00064 | MAINTENANCE STOCK
000032592 | COIL,ELECTRICAL | COIL,CONTACTOR;240 V AC;25 AMP; ZELLWEGER RELAY;C00067 | NILSEN |  | NL-24 | MAINTENANCE STOCK
000032592 | COIL,ELECTRICAL | COIL,CONTACTOR;240 V AC;25 AMP; ZELLWEGER RELAY;C00067 | AEG | AEG APPLIANCES PTY LTD | NL-24 | MAINTENANCE STOCK
000022861 | RELAY,FEEDER DIFFERENTIAL. | REYROLLE SOLKER RF;1 AMP;PILOT WIRE; MTG FLUSH & RACK; | RMS | RELAY MONITORING SYSTEMS PL | 7PG2111-1DA30-0DB0 | CURRENT
000032598 | ROD,INSULATING SLEEVE: | 1/4" AEI LSA OLTC FIXED CONTACT;C00074 | ERGON | ERGON ENERGY | C00074 | MAINTENANCE STOCK
000032599 | CONTACT,ELECTRICAL | CONTACT;FIXED (DISCONNECTOR);TYPE D8XD; 11 KV OCB;800 A SOUTH WALES;CONTRACT 76/35 A;C00078; | SBA | SBA AMALGAMATED PTY LTD | C00078 | MAINTENANCE STOCK
000032599 | CONTACT,ELECTRICAL | CONTACT;FIXED (DISCONNECTOR);TYPE D8XD; 11 KV OCB;800 A SOUTH WALES;CONTRACT 76/35 A;C00078; | ERGON | ERGON ENERGY | C00078 | MAINTENANCE STOCK
000032600 | CONTACT,ELECTRICAL | AEI BVRP4 (7 CONTACTS TO A CLUSTER,42 CONTACTS PER SWITCH);C00083; | SBA | SBA AMALGAMATED PTY LTD | C00083 | MAINTENANCE STOCK
000032600 | CONTACT,ELECTRICAL | AEI BVRP4 (7 CONTACTS TO A CLUSTER,42 CONTACTS PER SWITCH);C00083; | ERGON | ERGON ENERGY | C00083 | MAINTENANCE STOCK
000032603 | CONTACT,ELECTRICAL | CONTACT;MOVING;INDOOR;11 KV OLX 1600 AMP;C00089; | ERGON | ERGON ENERGY | C00089 | MAINTENANCE STOCK
000032603 | CONTACT,ELECTRICAL | CONTACT;MOVING;INDOOR;11 KV OLX 1600 AMP;C00089; | SBA | SBA AMALGAMATED PTY LTD | C00089 | MAINTENANCE STOCK
000032604 | CONTACT,ELECTRICAL | AEI;BVRP4;FIXED CONTACT SHORT MOUNTING THREAD (6 CLUSTERS PER SWITCH); C00083A; | SBA | SBA AMALGAMATED PTY LTD | C00083A | MAINTENANCE STOCK
000032604 | CONTACT,ELECTRICAL | AEI;BVRP4;FIXED CONTACT SHORT MOUNTING THREAD (6 CLUSTERS PER SWITCH); C00083A; | ERGON | ERGON ENERGY | C00083A | MAINTENANCE STOCK
000032605 | CONTACT,ELECTRICAL | AEI;BVRP4;FIXED CONTACT LONG MOUNTING THREAD (6 CLUSTERS PER SWITCH);C00083B; | SBA | SBA AMALGAMATED PTY LTD | C00083B | MAINTENANCE STOCK
000032605 | CONTACT,ELECTRICAL | AEI;BVRP4;FIXED CONTACT LONG MOUNTING THREAD (6 CLUSTERS PER SWITCH);C00083B; | ERGON | ERGON ENERGY | C00083B | MAINTENANCE STOCK
000032606 | CONTACT,ELECTRICAL | CONTACT;FIXED;11 KV;J18 / S15;800 AMP CLUSTER;WESTINGHOUSE;EMAIL;C00092; | ERGON | ERGON ENERGY | C00092 | MAINTENANCE STOCK
000032606 | CONTACT,ELECTRICAL | CONTACT;FIXED;11 KV;J18 / S15;800 AMP CLUSTER;WESTINGHOUSE;EMAIL;C00092; | SBA | SBA AMALGAMATED PTY LTD | C00092 | MAINTENANCE STOCK
000032607 | O-RING | REINHAUSEN;TYPE M OLTC;C00095; | LUDOWICI |  | C00095 | MAINTENANCE STOCK
000032608 | WHEEL,ABRASIVE | WHEEL;NYLON;BROWN BOVERI RGB12 RMU; C00096; | ERGON | ERGON ENERGY | C00096 | MAINTENANCE STOCK
000022862 | MARKER,TAPE | RED & WHITE;76 MM W X 0.05 MM THK; PRINTED DANGER-NO GO AREA;150 M ROLL; FOR WP1205 WORKSITE ENVIRONMENT; | IDENMARK | IDENTIMARK SOLUTIONS - 310679 | 22862 | CURRENT
000022862 | MARKER,TAPE | RED & WHITE;76 MM W X 0.05 MM THK; PRINTED DANGER-NO GO AREA;150 M ROLL; FOR WP1205 WORKSITE ENVIRONMENT; | CUTLER | CUTLER BRANDS PTY LTD | ENERGE-22862 | CURRENT
000022862 | MARKER,TAPE | RED & WHITE;76 MM W X 0.05 MM THK; PRINTED DANGER-NO GO AREA;150 M ROLL; FOR WP1205 WORKSITE ENVIRONMENT; | SAFESIGN | SAFE SIGN AUATRALIA PTY LTD | DANGER NO GO AREA | CURRENT
000022862 | MARKER,TAPE | RED & WHITE;76 MM W X 0.05 MM THK; PRINTED DANGER-NO GO AREA;150 M ROLL; FOR WP1205 WORKSITE ENVIRONMENT; | ARTCRAFT | ARTCRAFT PTY LTD | DANGER NO GO AREA | CURRENT
000022862 | MARKER,TAPE | RED & WHITE;76 MM W X 0.05 MM THK; PRINTED DANGER-NO GO AREA;150 M ROLL; FOR WP1205 WORKSITE ENVIRONMENT; | RMS | RELAY MONITORING SYSTEMS PL | DANGER NO GO AREA | CURRENT
000032609 | TAG,INSTRUCTION | LOCKING;TAB;SECTORIAL TYPE M; REINHAUSEN OLTC;C00100; | REINHAUS | REINHAUSEN (AUST) PL | C00100 | MAINTENANCE STOCK
000032610 | COVER,ELECTRICAL EQUIPMENT | CAP;SCREEN;TYPE M REINHAUSEN OLTC; C00101; | REINHAUS | REINHAUSEN (AUST) PL | C00101 | MAINTENANCE STOCK
000032611 | TAG,INSTRUCTION | TAB;LOCKING;TYPE M REINHAUSEN OLTC; C00102; | REINHAUS | REINHAUSEN (AUST) PL | 05773 | MAINTENANCE STOCK
000032612 | CONTACT,ELECTRICAL | CONTACT,MOVING;11 KV;EMAIL S15;OIL CIRCUIT BREAKER;WESTINGHOUSE;C00103; | SBA | SBA AMALGAMATED PTY LTD | C00103 | MAINTENANCE STOCK
000032612 | CONTACT,ELECTRICAL | CONTACT,MOVING;11 KV;EMAIL S15;OIL CIRCUIT BREAKER;WESTINGHOUSE;C00103; | ERGON | ERGON ENERGY | C00103 | MAINTENANCE STOCK
000032613 | CONTACT,ELECTRICAL | CONTACT,FIWED;11 KV;EMAIL S15;OIL CIRCUIT BREAKER;400 AMP;WESTINGHOUSE; C00104; | ERGON | ERGON ENERGY | C00104 | MAINTENANCE STOCK
000032613 | CONTACT,ELECTRICAL | CONTACT,FIWED;11 KV;EMAIL S15;OIL CIRCUIT BREAKER;400 AMP;WESTINGHOUSE; C00104; | SBA | SBA AMALGAMATED PTY LTD | C00104 | MAINTENANCE STOCK
000022773 | EARTHING EQUIPMENT | EARTH BAR ALUMINIUM;FOR PORTABLE EARTHING EQUIPMENT AT 11 KV ABC XARM JOINTS;TYPES 11ABCJ1,J2,J3;USE WITH JOINT PLATE SC 22775;SUPPLIED WITH | PENTA | PENTA AUST (TMAC THEW & MCCANN/HYLEC) | PA22019 | CURRENT
000022773 | EARTHING EQUIPMENT | EARTH BAR ALUMINIUM;FOR PORTABLE EARTHING EQUIPMENT AT 11 KV ABC XARM JOINTS;TYPES 11ABCJ1,J2,J3;USE WITH JOINT PLATE SC 22775;SUPPLIED WITH | HYLEC | HYLEC PTY LTD | HVABCEARTHBAR | CURRENT
000032615 | SPRING, HELICAL, COMPRESSION | SPRING,SHORT;11 KV;EMAIL S15;OIL CIRCUIT BREAKER;WESTINGHOUSE; C00105A; | NATSPRI | NATIONAL SPRINGS & WIRE PRODUCTS | C00105A | MAINTENANCE STOCK
000032616 | SPRING, HELICAL, COMPRESSION | SPRING,LONG;11 KV;EMAIL;S15;OIL CIRCUIT BREAKER;WESTINGHOUSE; C00105B; | NATSPRI | NATIONAL SPRINGS & WIRE PRODUCTS | C00105B | MAINTENANCE STOCK
000032617 | PLUG,TIP | TIP,ARCING;33 KV;GEC OD 6/7;OIL CIRCUIT BREAKER;C00107; | ERGON | ERGON ENERGY | C00107 | MAINTENANCE STOCK
000032618 | CONTACT,ELECTRICAL | CONTACT,FIXED;11 KV;GEC/EE OLX 3;OIL CIRCUIT BREAKER;1600 AMP;(SILVERED); C01198;KIT 12; | ERGON | ERGON ENERGY | C01198 | MAINTENANCE STOCK
000032619 | CONTACT,ELECTRICAL | CONTACT,FIXED;11 KV;GEC/EE OLX 3;OIL CIRCUIT BREAKER;1600 AMP;(SILVERED); 3 HOLE MOUNT;C00108; | ALSTOM | ALSTOM GRID AUSTRALIA LIMITED | C00108 | MAINTENANCE STOCK
000032619 | CONTACT,ELECTRICAL | CONTACT,FIXED;11 KV;GEC/EE OLX 3;OIL CIRCUIT BREAKER;1600 AMP;(SILVERED); 3 HOLE MOUNT;C00108; | SCHNEDER | SCHNEIDER PTY LTD | C00108 | MAINTENANCE STOCK
000032620 | CONTACT,ELECTRICAL | CONTACT,FIXED;11 KV;GEC/EE OLX 3;OIL CIRCIUT BREAKER;1200 AMP;3 HOLE MOUNT; C00108A; | ALSTOM | ALSTOM GRID AUSTRALIA LIMITED | C00108A | MAINTENANCE STOCK
000032620 | CONTACT,ELECTRICAL | CONTACT,FIXED;11 KV;GEC/EE OLX 3;OIL CIRCIUT BREAKER;1200 AMP;3 HOLE MOUNT; C00108A; | SCHNEDER | SCHNEIDER PTY LTD | C00108A | MAINTENANCE STOCK
000032621 | CONTACT,ELECTRICAL | CONTACT,FIXED;11 KV;GEC/EE OLX 3;OIL CIRCUIT BREAKER;1600 AMP;(SILVERED) WITH TURBULATOR;4 HOLE MOUNT;C00155; | ALSTOM | ALSTOM GRID AUSTRALIA LIMITED | C00155 | MAINTENANCE STOCK
000032621 | CONTACT,ELECTRICAL | CONTACT,FIXED;11 KV;GEC/EE OLX 3;OIL CIRCUIT BREAKER;1600 AMP;(SILVERED) WITH TURBULATOR;4 HOLE MOUNT;C00155; | SCHNEDER | SCHNEIDER PTY LTD | C00155 | MAINTENANCE STOCK
000032622 | CONTACT,ELECTRICAL | CONTACT,FIXED;11 KV;GEC/EE OLX3;OIL CIRCUIT BREAKER;1600 AMP (SILVERED); 4 HOLE MOUNT;C00155A; | ALSTOM | ALSTOM GRID AUSTRALIA LIMITED | C00155A | MAINTENANCE STOCK
000032622 | CONTACT,ELECTRICAL | CONTACT,FIXED;11 KV;GEC/EE OLX3;OIL CIRCUIT BREAKER;1600 AMP (SILVERED); 4 HOLE MOUNT;C00155A; | SCHNEDER | SCHNEIDER PTY LTD | C00155A | MAINTENANCE STOCK
000032623 | CONTACT,ELECTRICAL | FIXED,CONTACT;TURBULATOR;11 KV;GEC/EE OLX 3;OIL CIRCUIT BREAKER;C00108B; | ALSTOM | ALSTOM GRID AUSTRALIA LIMITED | C00108B | MAINTENANCE STOCK
000032623 | CONTACT,ELECTRICAL | FIXED,CONTACT;TURBULATOR;11 KV;GEC/EE OLX 3;OIL CIRCUIT BREAKER;C00108B; | SCHNEDER | SCHNEIDER PTY LTD | C00108B | MAINTENANCE STOCK
000032624 | CONTACT,ELECTRICAL | CONTACT;11/33 KV;CROMPTON PARKINSON SD/HDS;OLTC/REGULATOR;11/16" SELECTOR FINGER;C00109; | ERGON | ERGON ENERGY | C00109 | MAINTENANCE STOCK
000032625 | CLAMP,ELECTRICAL | CLAMP;11/33 KV;CROMPTON PARKINSON SD/HDS;OLTC/REGULATOR;TWIN SADDLE CLAMP;BRASS;SQUARE SHOULDER;C00110; | SBA | SBA AMALGAMATED PTY LTD | C00110 | MAINTENANCE STOCK
000032626 | CLAMP,ELECTRICAL | CLAMP;11/33 KV;CROMPTON PARKINSON; SD / HDS;OLTC / REGULATOR;TWIN SADDLE CLAMP;STEEL;SQUARE SHOULDER;C00111; | SBA | SBA AMALGAMATED PTY LTD | C00111 | MAINTENANCE STOCK
000032627 | PIN,TIE | PIN,COUPLING;REINHAUSEN TYPE M OLTC; EXTERNAL DRIVE SHAFT;C00112 | REINHAUS | REINHAUSEN (AUST) PL | 051940 01 | MAINTENANCE STOCK
000032628 | CONTACT,ELECTRICAL | CONTACT;11/33 KV;CROMPTON PARKINSON; SD / HDS;OLTC / REGULATOR;1" REACTOR CONTACTS;C00113; | ERGON | ERGON ENERGY | C00113 | MAINTENANCE STOCK
000032629 | CONTACT,ELECTRICAL | CONTACT,SELECTOR;11/33 KV;CROMPTON PARKINSON;SD / HDS;OLTC / REGULATOR; C00115; | ERGON | ERGON ENERGY | C00115 | MAINTENANCE STOCK
000022863 | BOLT,MACHINE | STEEL;GALV;HEX;M20 X 50 MM LG;W/HEX NUT TO BE FITTED;FULL-SIZE SHANK;BAG OF 50;PACK WEIGHT ?? KG; | T&R FAST | T&R FASTENERS 22 CHAPPLE ST GYMPIE 4570 | BOLT HEX GAL M20 X 50 4.6+ NUT | CURRENT
000032630 | CONTACT,ELECTRICAL | CONTACT,FINGER ADJUSTABLE; SPRINGLOADED;11/33 KV;CROMPTON PARKINSON;SD / HDS;OLTC / REGULATOR; COMES WITH 11/16" SELECTOR CONTACT; | SBA | SBA AMALGAMATED PTY LTD | C00117 | MAINTENANCE STOCK
000032631 | CONTACT,ELECTRICAL | CONTACT;FINGER;ADJUSTABLE; SPRINGLOADED;11/33 KV;CROMPTON PARKINSON;SD / HDS;OLTC / REGULATOR; COMES WITH 1" SELECTOR CONTACT; | SBA | SBA AMALGAMATED PTY LTD | C00117A | MAINTENANCE STOCK
000022865 | TOOTH,AUGER | Replacement Tooth, Short Clip, for Rock Augers & New Digga Rock Augers | DIGGA | DIGGA AUSTRALIA PTY LTD | DP-00C3SR | CURRENT
000022866 | TOOTH,AUGER | Replacement Tooth, Long Clip, for Rock Augers & New Digga Rock Augers | DIGGA | DIGGA AUSTRALIA PTY LTD | DP-00C3LR | CURRENT
000022867 | TOOTH,AUGER | Pilot Bit, 1-3/4" Square Drive-Left Hand for Rock Augers & Digga Rock Augers | DIGGA | DIGGA AUSTRALIA PTY LTD | DRP-19-23L | CURRENT
000032632 | CONTACT,ELECTRICAL | CONTACT,FINGER ADJUSTABLE; SPRINGLOADED;11/33 KV;CROMPTON PARKINSON;SD / HDS;OLTC / REGULATOR; COMES WITH 17 MM CONTACT;C00117B; | SBA | SBA AMALGAMATED PTY LTD | C00117B | MAINTENANCE STOCK
000032633 | CLAMP,ELECTRICAL | CLAMP;TWIN SADDLE;FINGER CONTACT; 11/33 KV;CROMPTON PARKINSON;SD / HDS; OLTC / REGULATOR;C00118; | SBA | SBA AMALGAMATED PTY LTD | C00118 | MAINTENANCE STOCK
000032634 | CLAMP,ELECTRICAL | CLAMP;TWIN SADDLE;SELECTOR / DIVERTER CONTACT;11/33 KV;CROMPTON PARKINSON; SD / HDS;OLTC / REGULATOR;C00119; | SBA | SBA AMALGAMATED PTY LTD | C00119 | MAINTENANCE STOCK
000032635 | CLAMP,ELECTRICAL | CLAMP;TWIN SADDLE;SELECTOR / DIVERTER CONTACT FOR SMALL ROD;11/33 KV; CROMPTON PARKINSON;SD / HDS;OLTC / REGULATOR;C00119A; | SBA | SBA AMALGAMATED PTY LTD | C00119A | MAINTENANCE STOCK
000032636 | BRAID,WIRE | BRAID;FLEXIBLE;33 KV ENGLISH ELECTRIC; FDE;OLTC;USE WITH C553;C00120; | ERGON | ERGON ENERGY | C00120 | MAINTENANCE STOCK
000032637 | CLAMP,ELECTRICAL | CLAMP;COPPER;33 KV ENGLISH ELECTRIC; FDE;OLTC;USE WITH C120 FLEXIBLE BRAID; C00553; | ERGON | ERGON ENERGY | C00553 | MAINTENANCE STOCK
000032640 | GASKET | GASKET;GEARBOX;TYPE M;REINHAUSEN; OLTC;C00124; | REINHAUS | REINHAUSEN (AUST) PL | 590021 | MAINTENANCE STOCK
000032614 | CONTACT,ELECTRICAL | CONTACT;FINGER;FIXED (SILVERED);11 KV; EMAIL S15;OIL CIRCUIT BREAKER; WESTINGHOUSE;C00105; | SBA | SBA AMALGAMATED PTY LTD | C00105 | MAINTENANCE STOCK
000032614 | CONTACT,ELECTRICAL | CONTACT;FINGER;FIXED (SILVERED);11 KV; EMAIL S15;OIL CIRCUIT BREAKER; WESTINGHOUSE;C00105; | ERGON | ERGON ENERGY | C00105 | MAINTENANCE STOCK
000032641 | FUSE,CARTRIDGE | FUSE;HRC 50 AMP;BRUSH;600 VA;80 KA; (50K09);C04001; | HAYMANS | HAYMANS ELECTRICAL | EEFTBC50 | MAINTENANCE STOCK
000032644 | SCREW,WOOD | SCREW;COUNTERSUNK;REINHAUSEN;TYPE M; OLTC;6 MM X 20 MM;USE WITH C126 & 136; C00131; | REINHAUS | REINHAUSEN (AUST) PL | 450710 | MAINTENANCE STOCK
000032645 | CONTACT,ELECTRICAL | CONTACT;ARCING;33 KV;WESTINGHOUSE 345 GC;CIRCUIT BREAKER;C00133; | SBA | SBA AMALGAMATED PTY LTD | C00133 | MAINTENANCE STOCK
000032646 | SEAL, PLAIN | SEAL;BUS COVER;WSA SWITCHGEAR; C04002; | SCHNEDER | SCHNEIDER PTY LTD | S06065 | MAINTENANCE STOCK
000032647 | SEAL, PLAIN | ILIS PORT & SEAL;WSA SWITCHGEAR; C04003; | SCHNEDER | SCHNEIDER PTY LTD | ST425-911-125 | MAINTENANCE STOCK
000032647 | SEAL, PLAIN | ILIS PORT & SEAL;WSA SWITCHGEAR; C04003; | SCHNEDER | SCHNEIDER PTY LTD | AGSC27720-01 | MAINTENANCE STOCK
000032648 | BAG,PLASTIC | DESSICANT BAG;WSA SWGR;C04004; | SCHNEDER | SCHNEIDER PTY LTD | AGSC51082-01 | MAINTENANCE STOCK
000032649 | CONTACT,ELECTRICAL | CONTACT;ARCING HORN;11 KV OLX SERIES 3; C00135; | SBA | SBA AMALGAMATED PTY LTD | C00135 | MAINTENANCE STOCK
000032649 | CONTACT,ELECTRICAL | CONTACT;ARCING HORN;11 KV OLX SERIES 3; C00135; | ERGON | ERGON ENERGY | C00135 | MAINTENANCE STOCK
000032650 | NUT,SELF-LOCKING,HEXAGON. | 6 MM;REINHAUSEN;TYPE M;OLTC;USE WITH C00126 & C00131;C00136; | REINHAUS | REINHAUSEN (AUST) PL | 45397701 | MAINTENANCE STOCK
000032651 | TAG,INSTRUCTION | LOCKING;TAB;REINHAUSEN;TYPE M;OLTC; CONTACTS;C00138; | REINHAUS | REINHAUSEN (AUST) PL | 05077301 | MAINTENANCE STOCK
000032653 | GAUGE,PRESSURE | GAUGE;FULLER TYPE M;OLTC;POINT MOVING CONTACT WEAR GAUGE;GAUGE # 5102; KIT 33;C00142; | ERGON | ERGON ENERGY | C00142 | MAINTENANCE STOCK
000032654 | GAUGE,PRESSURE | GAUGE;FULLER TYPE F;33 KV;OLTC;FLAT MOVING CONTACT WEAR GAUGE;GAUGE # 5103;KIT 33;C00146; | ERGON | ERGON ENERGY | C00146 | MAINTENANCE STOCK
000022872 | PROVING UNIT | 220V Meter Tester, 208V-225VAC, 50Hz Nom, -10DegC to 40DegC at Max 90% RH, IP55, uses 8 x AA 1.5V Batteries, for Digital Multimeters & Test Pencils | RTE | RAPID-TECH EQUIPMENT PTY LTD | TES-PU-113 | CURRENT
000022872 | PROVING UNIT | 220V Meter Tester, 208V-225VAC, 50Hz Nom, -10DegC to 40DegC at Max 90% RH, IP55, uses 8 x AA 1.5V Batteries, for Digital Multimeters & Test Pencils | TES | TEST EQUIPMENT SOLUTIONS | TES-PU-113 | CURRENT
000032655 | GAUGE,PRESSURE | GAUGE;FULLER TYPE F;33 KV OLTC;ROLLER CONTACT WEAR GAUGE;GAUGE # 5101;KIT 33;C00147; | ERGON | ERGON ENERGY | C00147 | MAINTENANCE STOCK
000032656 | KIT,SWITCH AUXILIARY | AUXILIARY SWITCH OPERATING ARM;11 KV; BRUSH PMR; HAWKER SIDDELY;C00150; | ERGON | ERGON ENERGY | C00150 | MAINTENANCE STOCK
000032657 | NUT,PLAIN,HEXAGON | NUT;HEX HEAD;NYLON;1/2" WHITWORTH THREAD;C00151; | ERGON | ERGON ENERGY | C00151 | MAINTENANCE STOCK
000032658 | CONTACT,ELECTRICAL | CONTACT;FIXED ARCING;33 KV;GEC OD 6/7; OIL CIRCUIT BREAKER;C00154; | ERGON | ERGON ENERGY | C00154 | MAINTENANCE STOCK
000022873 | SIGN | (LOGO) ENERGEX;(DESIGNATION BLANK); ALUMINIUM;RETROFLECTIVE;180 MM LG X 100 MM W;2 MM THICK;LETTERS & COLOURING AS PER DWG;FOR LOW VOLTAGE DISTRIBUTION | ARTCRAFT | ARTCRAFT PTY LTD | 22873 | CURRENT
000022873 | SIGN | (LOGO) ENERGEX;(DESIGNATION BLANK); ALUMINIUM;RETROFLECTIVE;180 MM LG X 100 MM W;2 MM THICK;LETTERS & COLOURING AS PER DWG;FOR LOW VOLTAGE DISTRIBUTION | UTILENGR | UTILITY ENGRAVING & SIGNS | 22873 | CURRENT
000022874 | FIXTURE,LIGHTING | WALL MTG;DIE CAST ALUMINIUM BODY;GLASS REFRACTOR;C/W INTEGRAL CONTROL GEAR; FOR UNDERPASS LIGHTING;REPLACES SC 15421;USE 150 WATT CLEAR HPS LAMP; | GERARD | GERARD PROFESSIONAL SOLUTIONS PL | TOMKAT | CURRENT
000032659 | CONTACT,ELECTRICAL | CONTACT;FIXED ARCING;33 KV;GEC OD 6/7; OIL CIRCUIT BREAKER;C00154A; | ERGON | ERGON ENERGY | C00154A | MAINTENANCE STOCK
000032660 | COVER,ELECTRICAL CONNECTOR | RESET FOR DS2 TAPCHANGER WITH GASKET; FERRANTI;C00156; | ENGCOM | ENG-COM PTY LTD | P591M780 | MAINTENANCE STOCK
000032660 | COVER,ELECTRICAL CONNECTOR | RESET FOR DS2 TAPCHANGER WITH GASKET; FERRANTI;C00156; | ENGCOM | ENG-COM PTY LTD | E104 161 | MAINTENANCE STOCK
000032660 | COVER,ELECTRICAL CONNECTOR | RESET FOR DS2 TAPCHANGER WITH GASKET; FERRANTI;C00156; | ENGCOM | ENG-COM PTY LTD | E057 055 | MAINTENANCE STOCK
000032661 | GAUGE,PRESSURE | GAUGE,PRESSURE;SF6;110 KV;GEC FGI; CIRCUIT BREAKER;C00157; | SCHNEDER | SCHNEIDER PTY LTD | 82.1.1.1.1 | MAINTENANCE STOCK
000032662 | FUSEHOLDER | FUSE HOLDER;11 KV;GEC HWX;CIRCUIT BREAKER;VT;C04005; | SCHNEDER | SCHNEIDER PTY LTD | FT24 FUSE HOLDER | MAINTENANCE STOCK
000032663 | CONTACT,ELECTRICAL | CONTACT,FIXED ARCING;11 KV;REYROLLE LMT; CIRCUIT BREAKER;C00162; | SBA | SBA AMALGAMATED PTY LTD | C00162 | MAINTENANCE STOCK
000032663 | CONTACT,ELECTRICAL | CONTACT,FIXED ARCING;11 KV;REYROLLE LMT; CIRCUIT BREAKER;C00162; | ERGON | ERGON ENERGY | C00162 | MAINTENANCE STOCK
000032664 | CONTACT,ELECTRICAL | CONTACT,FIXED SPRING;11 KV;REYROLLE LMT; CIRCUIT BREAKER;C00165; | RPS | RPS SWITCHGEAR AUS | C00165 | MAINTENANCE STOCK
000022875 | GUARD,LAMP | WIRE;FOR SYLVANIA SUBURBAN STEET LIGHT; | GERARD | GERARD PROFESSIONAL SOLUTIONS PL | JS00005 | CURRENT
000022871 | PLUG,TEST | MECHANICAL TEST PLUG;ZINC PLATTED PRESSED STEEL TEST PLUG;PLUMBERS PLUG;FOR USE TO SEAL VACANT 125 MM CONDUITS;5PS;5";125 MM;MIN/MAX (MM) | STATEWD | STATEWIDE FSTNERS & ENG SPLS PL | TP902454 | CURRENT
000032668 | COIL,ELECTRICAL | COIL;TRIP;11 KV;EMAIL;S15;110 VDC; 200 TURNS X .425 MM WIRE;C00173; | MAGS | MAGS ELECTRICAL | C00173 | MAINTENANCE STOCK
000022877 | BRACKET,MOUNTING | MK10D Meter Hanging Clip, Plastic, suit Atlas Polyphase Meters | EDMI | EDMI PTY LTD | PLAS21111A | CURRENT
000032669 | FUSE,CARTRIDGE | FUSE,SOLENOID PROTECTION;35 AMP; TIS35A EQUIVALANT TO S1275;C00174; | HAYMANS | HAYMANS ELECTRICAL | EEFTIS35 | MAINTENANCE STOCK
000032671 | GAUGE,PRESSURE | GAUGE;1110 JB424;BUSHING CAP "IMPERIAL";COMPRESSED DISC SPRING GAUGE;C00177; | SBA | SBA AMALGAMATED PTY LTD | C00177 | MAINTENANCE STOCK
000032672 | CONTACT,ELECTRICAL | CONTACT,MOVING;33 KV;AEI / GEC; TYPE L OLTC;C00180; | SBA | SBA AMALGAMATED PTY LTD | C00180 | MAINTENANCE STOCK
000032673 | CONTACT,ELECTRICAL | CONTACT,FIXED;33 KV;AEI / GEC; TYPE L OLTC;WITH MOUNTING SCREWS; C00181; | SBA | SBA AMALGAMATED PTY LTD | C00181 | MAINTENANCE STOCK
000022878 | SIGN | Al, DANGER ELECTRICITY (Size 3), 180 x 100 x 1.6mm, White Class 2 RetroReflective, Dwg 2900-A3 SHT D38, Pack of 10 | ARTCRAFT | ARTCRAFT PTY LTD | 22878 | CURRENT
000022878 | SIGN | Al, DANGER ELECTRICITY (Size 3), 180 x 100 x 1.6mm, White Class 2 RetroReflective, Dwg 2900-A3 SHT D38, Pack of 10 | UTILENGR | UTILITY ENGRAVING & SIGNS | 22878 | CURRENT
000022849 | SWITCH,FUSED | 13kA, 36kV, Air Insulated, HRC Fuse Holder suits Electrical Fuse Links, DWG 11027-A4 | NGK | NGK STANGER PTY LTD | 69800/28SECV | CURRENT
000022850 | FUSE ELEMENT,ELEC | 3.15 AMP;36 KA;AIR INSULATED;HRC CURRENT LIMITING;TO SUIT NGK FUSE HOLDER SC 22849;LGTH 565 MM;DIA 51 MM;BS 2692; PART 1;BS REF;FA3 - ADIHA; | BUSSMANN | BUSSMANN MANUFACTURING | 36ADIHA3.15 | CURRENT
000022851 | FUSE ELEMENT,ELEC | 6.3A, 36kV, Air Insulated, HRC Current Limiting, suits HRC Fuse Holder, 565mm Lg, 51mm Dia, BS2692, Part 1, BS Ref, FA3-ADIHA | BUSSMANN | BUSSMANN MANUFACTURING | 36ADIHA6.3 | CURRENT
000022880 | BREATHER | MTraB DB100-T(T) Dehydrating Breather Self Regenerative, for Transformer Main Tank rated to 40MVA or less ONLY | REINHAUS | REINHAUSEN (AUST) PL | DB100 T-TANK | CURRENT
000022881 | BREATHER | BREATHER;MTRAB-DB100 (OLTC);DEHYDRATING, BREATHER SELF REGENERATIVE FOR OLTC, Incl OVP | REINHAUS | REINHAUSEN (AUST) PL | OLTC/LTC | CURRENT
000022882 | RELAY,ELECTROMAGNETIC | SIEMENS TYPE 0210443;125 V DC COIL; REPLACEMENT INTERLOCK COIL;FOR USE IN SIEMENS 8DA10 36 KV SWGR;TO BE USED WITH SC 22883 PACKING SHIM; | SIEMENS | SIEMENS LTD | 02910443 | CURRENT
000022883 | SHIM | FOR USE WITH SOLENOID TYPE 02910443; 125 V DC COIL FOR USE IN SIEMENS 8DA10 36 KV SWGR;TO BE USED WITH SC 22882 SOLENOID; | SIEMENS | SIEMENS LTD | 73033260 | CURRENT
000022884 | PROBE,LEAD. | LEAD;RED;SILICON;1.5 MM2;DOUBLE INSULATED;200 MM LG;4 MM FEMALE FIXED END & BOOTLACE FERRULE END;CAT III 300 V ;SUITABLE ADAPTOR FOR PM 45 LEADS | PACTEST | PACIFIC TEST EQUIPMENT P/L | PTE-061 | CURRENT
000022884 | PROBE,LEAD. | LEAD;RED;SILICON;1.5 MM2;DOUBLE INSULATED;200 MM LG;4 MM FEMALE FIXED END & BOOTLACE FERRULE END;CAT III 300 V ;SUITABLE ADAPTOR FOR PM 45 LEADS | REXEL | REXEL PTY LTD | PTE-091 RED | CURRENT
000022885 | PROBE,LEAD. | LEAD;BLACK;SILICON;1.5 MM2;DOUBLE INSULATED;200 MM LG;4 MM FEMALE FIXED END & BOOTLACE FERRULE END;CAT III 300 V ;SUITABLE ADAPTOR FOR PM 45 LEADS | PACTEST | PACIFIC TEST EQUIPMENT P/L | PTE-091 | CURRENT
000022885 | PROBE,LEAD. | LEAD;BLACK;SILICON;1.5 MM2;DOUBLE INSULATED;200 MM LG;4 MM FEMALE FIXED END & BOOTLACE FERRULE END;CAT III 300 V ;SUITABLE ADAPTOR FOR PM 45 LEADS | REXEL | REXEL PTY LTD | PTE-091 | CURRENT
000022886 | PROBE,LEAD. | LEAD;BLACK;SILICON;1.5 MM2;DOUBLE INSULATED;400 MM LG;4 MM FEMALE FIXED END & 4 MM MALE RETRACTABLE END;CAT III 300 V;SUITABLE ADAPTOR FOR PM 45 LEADS | PACIFIC | PACIFIC CONTROLS PTY LTD | 2063/2513-40-N | CURRENT
000022886 | PROBE,LEAD. | LEAD;BLACK;SILICON;1.5 MM2;DOUBLE INSULATED;400 MM LG;4 MM FEMALE FIXED END & 4 MM MALE RETRACTABLE END;CAT III 300 V;SUITABLE ADAPTOR FOR PM 45 LEADS | TES | TEST EQUIPMENT SOLUTIONS | 2213/2063-IEC-40-N | CURRENT
000022886 | PROBE,LEAD. | LEAD;BLACK;SILICON;1.5 MM2;DOUBLE INSULATED;400 MM LG;4 MM FEMALE FIXED END & 4 MM MALE RETRACTABLE END;CAT III 300 V;SUITABLE ADAPTOR FOR PM 45 LEADS | REXEL | REXEL PTY LTD | PTE-119 | CURRENT
000022887 | PROBE,LEAD. | LEAD;RED;SILICON;1.5 MM2;DOUBLE INSULATED;400 MM LG;4 MM FEMALE FIXED END & 4 MM MALE RETRACTABLE END;CAT III 300 V;SUITABLE ADAPTOR FOR PM 45 LEADS | PENTA | PENTA AUST (TMAC THEW & MCCANN/HYLEC) | PA22513 | CURRENT
000022887 | PROBE,LEAD. | LEAD;RED;SILICON;1.5 MM2;DOUBLE INSULATED;400 MM LG;4 MM FEMALE FIXED END & 4 MM MALE RETRACTABLE END;CAT III 300 V;SUITABLE ADAPTOR FOR PM 45 LEADS | PACIFIC | PACIFIC CONTROLS PTY LTD | 2063/2513-40-R | CURRENT
000022887 | PROBE,LEAD. | LEAD;RED;SILICON;1.5 MM2;DOUBLE INSULATED;400 MM LG;4 MM FEMALE FIXED END & 4 MM MALE RETRACTABLE END;CAT III 300 V;SUITABLE ADAPTOR FOR PM 45 LEADS | HYLEC | HYLEC PTY LTD | 2063/2513-40-R | CURRENT
000022887 | PROBE,LEAD. | LEAD;RED;SILICON;1.5 MM2;DOUBLE INSULATED;400 MM LG;4 MM FEMALE FIXED END & 4 MM MALE RETRACTABLE END;CAT III 300 V;SUITABLE ADAPTOR FOR PM 45 LEADS | RSCOMP | RADIOSPARES COMPONENT PTY LTD | 2063/2513-IEC-40-R | CURRENT
000022887 | PROBE,LEAD. | LEAD;RED;SILICON;1.5 MM2;DOUBLE INSULATED;400 MM LG;4 MM FEMALE FIXED END & 4 MM MALE RETRACTABLE END;CAT III 300 V;SUITABLE ADAPTOR FOR PM 45 LEADS | TES | TEST EQUIPMENT SOLUTIONS | 2063/2513-IEC-40-R | CURRENT
000032674 | CONTACT,ELECTRICAL | CONTACT,FIXED;33 KV;AEI / GEC;TYPE L; OLTC;C00181A; | SBA | SBA AMALGAMATED PTY LTD | C00181A | MAINTENANCE STOCK
000032675 | CONTACT,ELECTRICAL | CONTACT,FIXED;33 KV;AEI / GEC;TYPE L; OLTC;LONG CONTACT;C00181B; | SBA | SBA AMALGAMATED PTY LTD | C00181B | MAINTENANCE STOCK
000032677 | PIN,COTTER,SPLIT | PIN,COTTER;OPERATING ARM / TANK MECHANISM LINK;11 KV;REYROLLE;LMT;OCB; C00184; | SBA | SBA AMALGAMATED PTY LTD | C00184 | MAINTENANCE STOCK
000032680 | INTERLOCK,MECHANICAL | INTERLOCK,TANK (REPAIRED);ENGLISH ELECTRIC;SERIES 1 & 2;OLX;C00187; | SBA | SBA AMALGAMATED PTY LTD | REPAIR BROKEN UNIT | MAINTENANCE STOCK
000032681 | PLUG,TIP | ARCING TIP,STAINLESS STEEL;33 KV; STANGER DUO ROLL ABS;6" LG X 1" LG 5/16 BSW THREADED SECTION (8 MM ROD); C00188; | SBA | SBA AMALGAMATED PTY LTD | MANUFACTURE AS PER SAMPLE | MAINTENANCE STOCK
000032682 | WRENCH,SPANNER | SPANNER,EXTERNAL;SOUTH WALES CLUSTER;C00189; | SBA | SBA AMALGAMATED PTY LTD | C00189 | MAINTENANCE STOCK
000032683 | POST,VENT | VENT,EXPLOSION;ENGLISH ELECTRIC;SERIES 3;OLX;C00193; | SCHNEDER | SCHNEIDER PTY LTD | REF # 46Q7611 (41/308) | MAINTENANCE STOCK
000032685 | CUBICLE,ELECTRICAL EQUIPMENT. | HOUSING;ALUMINIUM HOUSING FOR SOUTH WALES TURBULATOR;USE WITH C195 (SC 20635);C00196; | SBA | SBA AMALGAMATED PTY LTD | MANUFACTURE AS PER SAMPLE | MAINTENANCE STOCK
000032686 | CONTACT,ELECTRICAL | CONTACT,ASSEMBLY;MOVING SELECTOR SWITCH;AEI;M21AX4T;C00197; | ERGON | ERGON ENERGY | C00197 | MAINTENANCE STOCK
000032686 | CONTACT,ELECTRICAL | CONTACT,ASSEMBLY;MOVING SELECTOR SWITCH;AEI;M21AX4T;C00197; | SBA | SBA AMALGAMATED PTY LTD | C00197 | MAINTENANCE STOCK
000032687 | CONTACT,ELECTRICAL | SPRING,FIXED CONTACT PRESSURE;33 KV; AEI LG1C44;CIRCUIT BREAKER;C00198; | SCHNEDER | SCHNEIDER PTY LTD | C00198 | MAINTENANCE STOCK
000032688 | CONTACT,ELECTRICAL | CONTACT,FIXED;SELECTOR SWITCH;AEI M21AX4T;C00199; | ERGON | ERGON ENERGY | C00199 | MAINTENANCE STOCK
000032688 | CONTACT,ELECTRICAL | CONTACT,FIXED;SELECTOR SWITCH;AEI M21AX4T;C00199; | SBA | SBA AMALGAMATED PTY LTD | C00199 | MAINTENANCE STOCK
000032689 | GAUGE,PRESSURE | GLASS,GAUGE OIL LEVEL;FERRANTI;DS2; OLTC;REGULATOR;C00202; | ERGON | ERGON ENERGY | C00202 | MAINTENANCE STOCK
000032691 | MOTOR,DIRECT CURRENT. | MOTOR,SPRING CHARGE 220 VOLT;GEC;SBV; 11 KV;CB;C00204A; | SCHNEDER | SCHNEIDER PTY LTD | SE204982-114004 | MAINTENANCE STOCK
000032692 | COIL,ELECTRICAL | COIL,TRIP;32 VOLT;11 KV;SBV;SG;CIRCUIT BREAKER;GEC;1.4 OHM;C00206; | MAGS | MAGS ELECTRICAL | C00206 | MAINTENANCE STOCK
000032693 | HANDLE,SWITCH | OPERATING ROD,INSULATED;11 KV;SBV; CIRCUIT BREAKER;GEC;C00207; | SCHNEDER | SCHNEIDER PTY LTD | 102-702 | MAINTENANCE STOCK
000032694 | INSULATOR,STANDOFF | INSULATOR;11 KV;SBV;CIRCUIT BREAKER; GEC;C00207A; | SCHNEDER | SCHNEIDER PTY LTD | 89445-89446 E48 | MAINTENANCE STOCK
000032695 | SPRING, HELICAL, COMPRESSION | SPRING;AEI TYPE LSA OLTC;MAINTAINING SWITCH SPRING FOR OPERATING MECHANISM; C00208; | NATSPRI | NATIONAL SPRINGS & WIRE PRODUCTS | MANUFACTURE AS PER SAMPLE | MAINTENANCE STOCK
000032696 | RECTIFIER, SEMICONDUCTOR DEVICE | MOV (METAL OXIDE VARISTOR);240 V DC; CLOSING SUPPLY RECTIFIER;V250LA40A; C00211; | RSCOMP | RADIOSPARES COMPONENT PTY LTD | 238-946 | MAINTENANCE STOCK
000022888 | TRANSFORMER,VOLTAGE | POLE MOUNTED VOLTAGE TRANSFORMER; TO SUIT 11kV NOJA OSM15 RECLOSER; INCLUDES MOUNTING BRACKETS AND ACCESSORIES; | NOJAPWR | NOJA POWER | VT11/220-04 | PURCHASE AS REQUIRED
000022889 | SWITCHBOARD,POWER | DRIVER UNIT DRV-12-01;12 V OR 24 V AUXILIARY SUPPLY TO SUIT NOJA RECLOSER; | NOJAPWR | NOJA POWER | DRV-12-01 | CURRENT
000022891 | CABLE, CONTROL | CONTROL CABLE;7 M;CC-07-01;TO SUIT NOJA RECLOSER; | NOJAPWR | NOJA POWER | CC-07-01 | CURRENT
000022876 | TERMINAL,LUG | FLAT,PALM;COPPER;BUSBAR CONNECTOR; TINNED;EGX DWG - LOSTD-EC043-03;2 HOLES 14 DIA 50 CRS - 2 HOLES 14 DIA 50 CRS; FOR USE WITH METERING UNITS PURCHASED | ERGON | ERGON ENERGY | DWG - LOSTD-EC043-03 | CURRENT
000022894 | CABLE,POWER,ELECTRICAL | SINGLE CORE;33 KV;630 SQ MM COPPER WATER BLOCKED NON-INSUL MILLIKEN STRANDED CONDUCTOR;TRXLPE INSULATED;WATER BLOCKED COPPER WIRE SCREEN;BONDED | CABLGRID | CABLE GRID AUSTRALIA PL | CGA424A | PHASING
000022894 | CABLE,POWER,ELECTRICAL | SINGLE CORE;33 KV;630 SQ MM COPPER WATER BLOCKED NON-INSUL MILLIKEN STRANDED CONDUCTOR;TRXLPE INSULATED;WATER BLOCKED COPPER WIRE SCREEN;BONDED | NANELECT | NAN ELECTRICAL CABLE AUSTRALIA PL | 1MV630C33LMEX | PHASING
000022894 | CABLE,POWER,ELECTRICAL | SINGLE CORE;33 KV;630 SQ MM COPPER WATER BLOCKED NON-INSUL MILLIKEN STRANDED CONDUCTOR;TRXLPE INSULATED;WATER BLOCKED COPPER WIRE SCREEN;BONDED | MIDMETAL |  | 110615-01S | PHASING
000022895 | CABLE,POWER,ELECTRICAL | SINGLE CORE;33 KV;800 SQ MM COPPER WATER BLOCKED NON-INSUL MILLIKEN STRANDED CONDUCTOR;TRXLPE INSULATED; WATER BLOCKED COPPER WIRE SCREEN;BONDED | CABLGRID | CABLE GRID AUSTRALIA PL | CGA425A | PURCHASE AS REQUIRED
000022895 | CABLE,POWER,ELECTRICAL | SINGLE CORE;33 KV;800 SQ MM COPPER WATER BLOCKED NON-INSUL MILLIKEN STRANDED CONDUCTOR;TRXLPE INSULATED; WATER BLOCKED COPPER WIRE SCREEN;BONDED | CABLGRID | CABLE GRID AUSTRALIA PL | CGA425 | PURCHASE AS REQUIRED
000022895 | CABLE,POWER,ELECTRICAL | SINGLE CORE;33 KV;800 SQ MM COPPER WATER BLOCKED NON-INSUL MILLIKEN STRANDED CONDUCTOR;TRXLPE INSULATED; WATER BLOCKED COPPER WIRE SCREEN;BONDED | NANELECT | NAN ELECTRICAL CABLE AUSTRALIA PL | 1MV800C33LMEX | PURCHASE AS REQUIRED
000022895 | CABLE,POWER,ELECTRICAL | SINGLE CORE;33 KV;800 SQ MM COPPER WATER BLOCKED NON-INSUL MILLIKEN STRANDED CONDUCTOR;TRXLPE INSULATED; WATER BLOCKED COPPER WIRE SCREEN;BONDED | MIDMETAL |  | 110615-02S | PURCHASE AS REQUIRED
000022898 | TRANSFORMER,VOLTAGE | VT;VOLTAGE TRANSFORMER;11 KV / 28 V PH-PH;SUIT SCHNEIDER ADVC; | SCHNEDER | SCHNEIDER PTY LTD | 990000081 | PURCHASE AS REQUIRED
000022899 | CABLE, CONTROL | CONTROL CABLE;7 M;FOR N SERIES AUTOMATIC CIRCUIT RECLOSER; | SCHNEDER | SCHNEIDER PTY LTD | 990001015 | PHASING
000022901 | RESISTOR,VOLTAGE SENSITIVE | Metal Oxide Varistor, CNR-20D681K, for Lightning Protection, suit Nu-Lec CAPM5 PTCC Control Box | SCHNEDER | SCHNEIDER PTY LTD | 997000150 | CURRENT
000022902 | COIL,ELECTRICAL | CIRCUIT BREAKER C16 AMP FOR DC BATTERY CONTROL; SUITS NU-LEC CAPM5 PTCC; | SCHNEDER | SCHNEIDER PTY LTD | 4CB116/6 | CURRENT
000022902 | COIL,ELECTRICAL | CIRCUIT BREAKER C16 AMP FOR DC BATTERY CONTROL; SUITS NU-LEC CAPM5 PTCC; | SCHNEDER | SCHNEIDER PTY LTD | A9F94116 | CURRENT
000022903 | COIL,ELECTRICAL | CIRCUIT BREAKER;AC AUXILLARY SUPPLY; DOUBLE POLE;SUIT NU-LEC CAPM5 PTCC; | SCHNEDER | SCHNEIDER PTY LTD | ACTI9 IC60N | CURRENT
000022903 | COIL,ELECTRICAL | CIRCUIT BREAKER;AC AUXILLARY SUPPLY; DOUBLE POLE;SUIT NU-LEC CAPM5 PTCC; | SCHNEDER | SCHNEIDER PTY LTD | FS.A9F44202 | CURRENT
000022905 | CIRCUIT CARD | SCEM 11A Card, suit N-Series 15/27kV Auto Circuit Recloser | SCHNEDER | SCHNEIDER PTY LTD | 999900050 | CURRENT
000022906 | CIRCUIT CARD | SCEM 11C Rev 5 Card, suit N-Series 38kV Auto Circuit Recloser | SCHNEDER | SCHNEIDER PTY LTD | 99900060 | CURRENT
000022907 | CIRCUIT CARD | SCEM 12 Card, suit RL-Series 15/27kV Load Break Switch | SCHNEDER | SCHNEIDER PTY LTD | 99900070 | CURRENT
000022910 | COIL,ELECTRICAL | CIRCUIT BREAKER;MINITURE;4 AMP;1 POLE; MCBDC 6 KA C CURVE;DIN;PACK OF 1; TERASAKI; | BLKWOOD | J BLACKWOOD & SON LTD | 00637844 | CURRENT
000022910 | COIL,ELECTRICAL | CIRCUIT BREAKER;MINITURE;4 AMP;1 POLE; MCBDC 6 KA C CURVE;DIN;PACK OF 1; TERASAKI; | REXEL | REXEL PTY LTD | TERDTCBDC104C | CURRENT
000022910 | COIL,ELECTRICAL | CIRCUIT BREAKER;MINITURE;4 AMP;1 POLE; MCBDC 6 KA C CURVE;DIN;PACK OF 1; TERASAKI; | NHP | NHP ELECTRICAL ENGINEERING | DTCBDC104C | CURRENT
000022910 | COIL,ELECTRICAL | CIRCUIT BREAKER;MINITURE;4 AMP;1 POLE; MCBDC 6 KA C CURVE;DIN;PACK OF 1; TERASAKI; | LAWRENCE | LAWRENCE & HANSON | DTCBDC104C | CURRENT
000022910 | COIL,ELECTRICAL | CIRCUIT BREAKER;MINITURE;4 AMP;1 POLE; MCBDC 6 KA C CURVE;DIN;PACK OF 1; TERASAKI; | HAYMANS | HAYMANS ELECTRICAL | DTCBDC104C | CURRENT
000022912 | AMMETER | HIGH VOLTAGE AMMETER;SENSORLINK AMPSTIK;MODEL 8-024 PLUS;WIDE JAW HIGH VOLTAGE TRUE RMS AMMETER STORES 4 READINGS;VOLTAGE:0-400 KV;CURRENT: | TEN | THE ENERGY NETWORK | 8-024PLUS | CURRENT
000022912 | AMMETER | HIGH VOLTAGE AMMETER;SENSORLINK AMPSTIK;MODEL 8-024 PLUS;WIDE JAW HIGH VOLTAGE TRUE RMS AMMETER STORES 4 READINGS;VOLTAGE:0-400 KV;CURRENT: | SICAME | SICAME AUSTRALIA PTY LTD | 8-024 PLUS | CURRENT
000032699 | SPRING, HELICAL, COMPRESSION | SPRING;THROW OFF;TYPE D4XD;11 KV OCB; 400 A SOUTH WALES;C00217; | NATSPRI | NATIONAL SPRINGS & WIRE PRODUCTS | C00217 | MAINTENANCE STOCK
000032700 | HOSE,HYDRAULIC | HOSE,CONNECTION;OP6 HYDRAULIC COUPLING;TOFQ;110 KV;OERLIKON CB; C00222; | ENZED | ENZED BRISBANE CENTRAL | C00222 | MAINTENANCE STOCK
000032701 | FUSE,CARTRIDGE | FUSE,MOTOR TYPE;4 AMP CARTRIDGE; 10.3 MM X 38 MM;MAGRINI GALILEO;36GIE25; C00223; | FARNELL | FARNELL DISTRIBUTORS - ELEMENT 14 | 248710 | MAINTENANCE STOCK
000032702 | BOLT,MACHINE | BOLT ASSEMBLY;0BA;MOVING CONTACT;PIVOT TYPE;ENGLISH ELECTRIC;TYPE FDE OLTC; (BOLT,NUT,BEVILLE WASHER,SPRING WASHER);C00226 | ERGON | ERGON ENERGY | C00226 | MAINTENANCE STOCK
000032703 | RESISTOR ASSEMBLY. | RESISTOR,WIREWOUND;20 OHM / 20 WATT WTI CALIBRATION;C00227; | ELEMENT | ELEMENT14 PTY LTD | 7491967 | MAINTENANCE STOCK
000032704 | LINK,TENSION | LINK,FLEXIBLE;33 KV;FULLER TYPE F;OLTC; BUTTON CONTACT FLEXIBLE LINK;C00228; | ERGON | ERGON ENERGY | C00228 | MAINTENANCE STOCK
000032705 | SPRING, HELICAL, COMPRESSION | SPRING,TRIGGER MECHANISM;33 KV; WESTINGHOUSE 345 GC;CIRCUIT BREAKER; C00230; | NATSPRI | NATIONAL SPRINGS & WIRE PRODUCTS | C00230 | MAINTENANCE STOCK
000032706 | GAUGE, THICKNESS | GAUGE,ARCING CONTACT WEAR;FERRANTI; DS2;FOR KIT 56;C00232; | ERGON | ERGON ENERGY | C00232 | MAINTENANCE STOCK
000032707 | MOTOR-GENERATOR | MOTOR;AEI;LSA;OLTC;C00234; | MAGS | MAGS ELECTRICAL | C00234 | MAINTENANCE STOCK
000022913 | BAG,PLASTIC | Bag, SML, Orange PVC, Zipped Top, Tabbed & Clear Front Reinforced Bottom, Suitable Replacement Bags for Polarity Kits & T-Mac RMU Testers | TEN | THE ENERGY NETWORK | TENM417 | CURRENT
000022914 | DETECTOR,VOLTAGE | VDS Type, Replacement Test Point/Phase Out Indicators, 4mm Voltage Indication Sockets, 146 x 30mm, for ABB Safelink RMU | SICAME | SICAME AUSTRALIA PTY LTD | CATU CL-498-00 | CURRENT
000022915 | TEST,POINT | REPLACEMENT;LUCY RMU TEST POINT; PHASING & DE-ENERGISING TEST POINT REPLACEMENT FOR LUCY FRMU RMU'S; SPARE PART;PHASE OUT TEST POINT; | ADAPT | ADAPT AUSTRALIA PTY LTD | 4410015007 | CURRENT
000022916 | BATTERY,STORAGE | 12V, 12Ah, 6mm Terminal, for ADVC2 Control Box, suit Schneider ADVC (Set of 2) | NQBATT | NORTH QLD BATTERIES | ES12-12 | CURRENT
000022916 | BATTERY,STORAGE | 12V, 12Ah, 6mm Terminal, for ADVC2 Control Box, suit Schneider ADVC (Set of 2) | SCHNEDER | SCHNEIDER PTY LTD | 998000055 | CURRENT
000022922 | INSULATOR,PIPE LINE | OIL LINE ISOLATOR;EPOXY OIL LINE ISOLATOR / INSULATOR WITH 1/2" BPS; 60 DEGREE CONE UNION FITTING EITHER END; | INTERTEC | INTERTECH ENGINEERING PTY LTD | 120607-TP-01E | STRATEGIC SPARE
000022923 | SKIN PROTECTIVE COMPOUND | NEAT 3B ACTION CREAM;PREVENTS SKIN RASH & CHAFING BETWEEN THE THIGHS & BETWEEN THE BUTTOCKS; | ATOMSUPP | ATOM SUPPLY | 236506 | CURRENT
000022923 | SKIN PROTECTIVE COMPOUND | NEAT 3B ACTION CREAM;PREVENTS SKIN RASH & CHAFING BETWEEN THE THIGHS & BETWEEN THE BUTTOCKS; | AUSTSAF | AUSTRALIAN SAFETY SUPPLIES | NEAT 3B | CURRENT
000032712 | CIRCUIT BREAKER | TURBULATOR;33 KV;AEI;LG1C44;CIRCUIT BREAKER;C00245; | SCHNEDER | SCHNEIDER PTY LTD | C00245 | MAINTENANCE STOCK
000022925 | TRANSFORMER,POWER | 33 KV/11 KV;7.5 MVA;3 PHASE;GROUND MTG; BSH HV 180 LV CMP;OIL INSULATED;ONAN; DYN 11; | WILSON | WILSON TRANSFORMER CO. PTY LTD | 33 KV/11 KV | STRATEGIC SPARE
000022921 | INDICATOR,VOLTAGE | Old Resistive Type, Replacement Test Point for Safelink Voltage Indication, 4 x Tip Jack Test Points on Metal Plate c/w White Pins, approx 1.8 Meg Ohm | ABB | ABB FAN PTY LTD | 5697889-S | CURRENT
000022921 | INDICATOR,VOLTAGE | Old Resistive Type, Replacement Test Point for Safelink Voltage Indication, 4 x Tip Jack Test Points on Metal Plate c/w White Pins, approx 1.8 Meg Ohm | ABB | ABB FAN PTY LTD | 5811668 | CURRENT
000022921 | INDICATOR,VOLTAGE | Old Resistive Type, Replacement Test Point for Safelink Voltage Indication, 4 x Tip Jack Test Points on Metal Plate c/w White Pins, approx 1.8 Meg Ohm | ABB | ABB FAN PTY LTD | RESISTIVE TYPE TEST POINT | CURRENT
000022924 | INDICATOR,VOLTAGE | VPIS Type, Replacement Test Point for Safelink VPIS, 10 Mega Ohms Voltage Measure, Impedance Multimeter approx 150V between Earth & Phase | ABB | ABB FAN PTY LTD | C3500-08 | CURRENT
000022926 | KIT,RETROFIT. | FOR KRONE;700 MM W VENT SHUTES;ARC DEFLECTORS VENT SHUTES;USED FOR REPAIR OF SAFELINK UNITS; | ABB | ABB FAN PTY LTD | KRONE VENT SHUTES | CURRENT
000022927 | CABLE ASSY,SPEC,ELEC | Control Cable N, Umbilical, 9m Lg, 400 x 200mm, suit ADVC Controller | SCHNEDER | SCHNEIDER PTY LTD | 990001022 | CURRENT
000022928 | CABLE ASSY,SPEC,ELEC | Control Cable U/W/RL, Umbilical, 9m Lg, 400 x 200mm, suit ADVC Controller | SCHNEDER | SCHNEIDER PTY LTD | 992000075 | CURRENT
000022929 | CABLE ASSY,SPEC,ELEC | Control Cable CC-10-03, 10m Lg, RC-10ES-200,400 x 200mm ,suit Noja Recloser | NOJAPWR | NOJA POWER | CC10-03 | CURRENT
000032713 | STOP,BUFFER,NYLON | 33 KV;WESTINGHOUSE;OX36;C00250; | SCHNEDER | SCHNEIDER PTY LTD | C00250 | MAINTENANCE STOCK
000032714 | PIN,LOCATING. | FULLER F;FOR VERNIER ADJUSTMENT;C00252; | ERGON | ERGON ENERGY | C00252 | MAINTENANCE STOCK
000022893 | SIGN | Al, "WARNING, INSUFFICIENT CLEARANCE AS PER AS2067, ACCESS RESTRICTIONS APPLY", Printed Both Sides, 500 x 300 x 1.6mm, Black Text, Yellow Retroreflective Sht | ARTCRAFT | ARTCRAFT PTY LTD | 22893 SIGN-SPECIAL | PURCHASE AS REQUIRED
000022930 | KIT,RETROFIT. | CONSISTING OF THE FOLLOWING STOCK CODES;22172 RADIO SET;CELLNET SERIES III INTERGRATED WANGATERADIO (WR);DC POWERED 900 MHZ MESH RADIO;SUITABLE | RFIND | RF INDUSTRIES | IS-B50LN-C2 | CURRENT
000022930 | KIT,RETROFIT. | CONSISTING OF THE FOLLOWING STOCK CODES;22172 RADIO SET;CELLNET SERIES III INTERGRATED WANGATERADIO (WR);DC POWERED 900 MHZ MESH RADIO;SUITABLE | HUBSUH | HUBER + SUHNER (AUST) PTY LTD | 84108125 | CURRENT
000022930 | KIT,RETROFIT. | CONSISTING OF THE FOLLOWING STOCK CODES;22172 RADIO SET;CELLNET SERIES III INTERGRATED WANGATERADIO (WR);DC POWERED 900 MHZ MESH RADIO;SUITABLE | LANDGYR |  | 26-1309 | CURRENT
000032715 | RESISTOR,ADJUSTABLE | WIRE WOUND;20 OHMS/20 W TUBULAR POWER WIRE WOUND RESISTOR;WTI CALIBRATION;C00253; | ENERGEX | ENERGEX | 20 OHMS/20 W ADJ TUBULAR | MAINTENANCE STOCK
000032716 | CONTACT,ELECTRICAL | MOVING CONTACT;11 KV;AEI BVRP4 CB; C00258; | ERGON | ERGON ENERGY | C258 | MAINTENANCE STOCK
000032717 | CONTACT,ELECTRICAL | CONTACT PLATE;ATL FULLER,HAWKER SIDDELEY;TYPE; HS OLTC;FOR KIT 26;C00259 ; | ERGON | ERGON ENERGY | C259 | MAINTENANCE STOCK
000032718 | SWITCH. | SWITCH MICRO;11 KV;SBV CB;X-10GW2-B; C00261; | SCHNEDER | SCHNEIDER PTY LTD | 102-988 | MAINTENANCE STOCK
000032720 | CONTACT,ELECTRICAL | MOVING CONTACT;WESTINGHOUSE 345;33 KV; CB;C00264; | ERGON | ERGON ENERGY | C00264 | MAINTENANCE STOCK
000032719 | HEATER,ELECTRICAL | 240 V;60 W;306 MM LG;HELIOS PART NO. ST-12;C00266 | ENERGEX | ENERGEX | ST-12 | MAINTENANCE STOCK
000022932 | EARTH LINK BOX | BX:ELEC;304 STAINLESS STL,POLE MTG,DIR B EARTH LINK BOX DIRECT;110 KV CABLE SYSTE M;SHEATH EARTH; DIRECT BONDING WITH 240 SQ MM CONCENTRIC CABLE;POLE MTG;304 GDE | ERGON | ERGON ENERGY | UT1209 A3 | CURRENT
000022933 | BRACKET,POLE | LINK BOX MTD;GALV;STEEL;SUITS LINK BOX UT1209-A3;FOR 110 KV UG POLE TERMINATION ; | ERGON | ERGON ENERGY | UT1190 A4 | PURCHASE AS REQUIRED
000022934 | GUARD,POLE | 110 KV;UG CABLE;GALV;STEEL;SUIT CONCRETE POLE,190 KN;FOR 110 KV TERMS (LGE); | ERGON | ERGON ENERGY | UT1201-A4 LARGE | PURCHASE AS REQUIRED
000022935 | GUARD,POLE | 110 KV;UG CABLE;GALV;STEEL; SUITS CONCRETE POLE 60-80 KN;FOR 110 KV CABLE TERMS (SML); | ERGON | ERGON ENERGY | UT1201 A4 SMALL | PURCHASE AS REQUIRED
000022936 | BRACKET | ANGLED CLEAT BRACKET;GALV;STEEL;TO SUIT ASEPLAS CLEATS;FOR 110 KV UG POLE TERMINATIONS; | ERGON | ERGON ENERGY | UT1192-A4 | PURCHASE AS REQUIRED
000022937 | BRACKET | ANGLED CLEAT BRACKET;GALV;STEEL;TO SUIT ASEPLAS CLEATS;FOR 100 KV UG POLE TERMINATIONS SIDE CLEATS; | ERGON | ERGON ENERGY | UT1218-A4 | PURCHASE AS REQUIRED
000022938 | BRACKET | CLEAT BRACKET;GALV;STEEL;TO SUIT ASEPLAS CLEATS;FOR 110 KV UG POLE TERMINATION; | ERGON | ERGON ENERGY | UT1188-A4 | PURCHASE AS REQUIRED
000022939 | CLAMP,ELEC PWR CABLE,SUPPORT | REINFORCED COMPOSITE CLEAT;RUBBER INSERT;SUIT CABLE OD 96.1 MM X 2 X M12 MTG BOLTS;TO SUIT 110 KV ILJIN 800 SQ MM CABLE;ITEMS TO BE TIED TOGETHER AS PAIRS | INTERTEC | INTERTECH ENGINEERING PTY LTD | ASEPLAS C120/M/M12/96 | PURCHASE AS REQUIRED
000022940 | CLAMP,ELEC PWR CABLE,SUPPORT | CAST ALUMINIUM;SINGLE M10 BOLT;TO SUIT CABLE DIA 40-47 MM;CONCENTRIC WIRE CLEAT ON 110 KV UG POLE TERMINATIONS; | INTERTEC | INTERTECH ENGINEERING PTY LTD | CABUS 5147 | PURCHASE AS REQUIRED
000022941 | BRACKET | CLEAT BRACKET;304 STAINLESS STEEL;TO SUIT 40-47 MM SINGLE BOLT CLEATS;FOR 110 KV UG POLE TERMINATION CONCENTRIC CABLE; | ERGON | ERGON ENERGY | UT1191-A4 | PURCHASE AS REQUIRED
000022942 | FRAME,MOUNTING | POLE TERMINATION FRAME;GALV;STEEL; 110 KV;TO SUIT 1 X PRYSMIAN TES 1170 TERMINATION; | ERGON | ERGON ENERGY | UT1187-A2 | PURCHASE AS REQUIRED
000022943 | CABLE,POWER,ELECTRICAL | 250/440 V;1.5 SQ MM;3 CORE;FLEXIBLE CORD HVY DUTY PVC INSULATED & SHEATHED; 100 M DRUM SIZE; | OLEX | OLEX AUSTRALIA PTY LTD | EBGR04A1003OGAA | PURCHASE AS REQUIRED
000022911 | POWER SUPPLY | 240 V AC TO 48 V DC POWER SUPPLY; 13.5 AMP;650 W;WAVE VENTED POWER SUPPLY ;SHP650 P5S48 13.5 AMP; | WAVE | WAVE COMMUNICATION ENGINEERING | SHP650PS48-EF | CURRENT
000022944 | CLAMP,ELEC PWR CABLE,SUPPORT | REINFORCED COMPOSITE CLEAT;RUBBER INSERT;SUIT CABLE OD 111.7 MM;2 X M12 MTG BOLTS;TO SUIT 110 KV ILJIN 1600 SQ MM CABLE;ITEMS TO BE TIED TOGETER AS | INTERTEC | INTERTECH ENGINEERING PTY LTD | ASEPLAS C120/M12/111 | PURCHASE AS REQUIRED
000022945 | BOLT,MACHINE | STEEL;GALV;HEX HD;M12;180 MM LG;W/HEX NUT;FULL SIZE SHANK; | STATEWD | STATEWIDE FSTNERS & ENG SPLS PL | HBHGM12180 | CURRENT
000022948 | CONNECTOR,BRASS | FOR 11 KV ERGON UG TRIPLEX JOINT CONNECTOR;BRASS;SUIT 16-70 SQ MM COPPER SCREEN WIRES;C/W 2 X SHEAR SCREWS CONNECTORS;USE AS ADDITIONAL | TYCO | TYCO | HEL-4892 | CURRENT
000022949 | CAP, PROTECTIVE | WILDLIFE INSULATING COVER;FOR M20 BOLT HEX HD;UV STABILISED;FOR USE ON 11 KV ABC CONSTRUCTION; | PENTA | PENTA AUST (TMAC THEW & MCCANN/HYLEC) | PA22037 | PURCHASE AS REQUIRED
000022949 | CAP, PROTECTIVE | WILDLIFE INSULATING COVER;FOR M20 BOLT HEX HD;UV STABILISED;FOR USE ON 11 KV ABC CONSTRUCTION; | HYLEC | HYLEC PTY LTD | 10072UVGREY | PURCHASE AS REQUIRED
000022951 | WRENCH,RATCHET | 50 VDE Insulated Adjustable Torque Wrench, Clockwise, Counter Clockwise Operation, Reversible Ratchet, 1/2" Drive, Dual Scale 5-50Nm (5-50 LBF.FT), | CNWPL | CNW PL - SLACKS CREEK | 36 50393 0100 028 ASSY | CURRENT
000022951 | WRENCH,RATCHET | 50 VDE Insulated Adjustable Torque Wrench, Clockwise, Counter Clockwise Operation, Reversible Ratchet, 1/2" Drive, Dual Scale 5-50Nm (5-50 LBF.FT), | CNWPL | CNW PL - SLACKS CREEK | TOR36 50393 0100 028 | CURRENT
000022951 | WRENCH,RATCHET | 50 VDE Insulated Adjustable Torque Wrench, Clockwise, Counter Clockwise Operation, Reversible Ratchet, 1/2" Drive, Dual Scale 5-50Nm (5-50 LBF.FT), | TORQUE | TORQUE TECHNOLOGIES PTY LTD | 36 50393 0100 028 | CURRENT
000032732 | COIL,ELECTRICAL | COIL;TRIP;30 V;11 KV AEI BVRP4 CB;C00297 ; | ENERGEX | ENERGEX | C00297 | MAINTENANCE STOCK
000032731 | COIL,ELECTRICAL | COIL;TRIP;110 V;11 KV REYROLLE LMT CB; C00296; | RPS | RPS SWITCHGEAR AUS | 975P286 | MAINTENANCE STOCK
000032726 | FUSE ELEMENT,ELEC | 4 AMP;33 KV;MAGRINI GALILEO GI-E CB; C00287; | ELEMENT | ELEMENT14 PTY LTD | C10G4 | MAINTENANCE STOCK
000032725 | O-RING | SPRECHER & SCHUH;KIT 90;C00285; | LUDOWICI |  | BS124 | MAINTENANCE STOCK
000032724 | INSULATION HOOD | SHROUD;EARTHING;400 AMP;ENGLISH ELECTRIC OLX;C00283; | SCHNEDER | SCHNEIDER PTY LTD | C00283 | MAINTENANCE STOCK
000032723 | BUSHING | BAKELITE;MOULDED WITH STUDS;AEI TYPE L; OLTC;C00282; | ENERGEX | ENERGEX | C00282 | MAINTENANCE STOCK
000032722 | MOTOR AND GEARBOX | AEI TYPE L;OLTC;C00279; | ENERGEX | ENERGEX | C00279 | MAINTENANCE STOCK
000032733 | COIL,ELECTRICAL | COIL;TRIP;ASSEMBLY;30 V 11 KV;AEI BVRP4 CB;C0297A; | ENERGEX | ENERGEX | C00279A | MAINTENANCE STOCK
000022952 | BUSHING | OUTDOOR 132 KV TRANSFORMER;SUIT 110/33 KV TRANSFORMER;CONTRACT 70/3; SUPPLIED WITH COPPER PALM;PACK SIZE 1500 MM X 400 MM X 400 MM; | HAWKSIDD | HAWKER SIDDELEY SWITCHGEAR LTD | REFER DWG DBTLA3 | PURCHASE AS REQUIRED
000022953 | BAG,KIT | Personal Storage, Blue PVC, Ultrasonic Welded Seams, Zippers on 3 Sides c/w Protection Flaps Attached to Hood, 740 x 360 x 330mm, Unbranded | TEN | THE ENERGY NETWORK | TENM516 | CURRENT
000022390 | BRACKET,MOUNTING | Street Light, Major Road, 1.5m Outreach, Galv Steel, MA1, EQTS 05-02-01, Dwg 875179-01 (scm) | IPOLES | INTERNATIONAL POLES | EQ-059 | CURRENT
000022390 | BRACKET,MOUNTING | Street Light, Major Road, 1.5m Outreach, Galv Steel, MA1, EQTS 05-02-01, Dwg 875179-01 (scm) | GPA | GALVANISED POLES AUSTRALIA | GPA104186 / 22390 | CURRENT
000022390 | BRACKET,MOUNTING | Street Light, Major Road, 1.5m Outreach, Galv Steel, MA1, EQTS 05-02-01, Dwg 875179-01 (scm) | EZYSTRUT | EZYSTRUT CABLE & PIPE SUPPORTS | E0104186 | CURRENT
000022390 | BRACKET,MOUNTING | Street Light, Major Road, 1.5m Outreach, Galv Steel, MA1, EQTS 05-02-01, Dwg 875179-01 (scm) | HAYMAN | HAYMANS INDUSTRIES PTY LTD | 22390 | CURRENT
000022390 | BRACKET,MOUNTING | Street Light, Major Road, 1.5m Outreach, Galv Steel, MA1, EQTS 05-02-01, Dwg 875179-01 (scm) | INGALEPS | INGAL EPS (CONTRACTOR) | GEX22390 | CURRENT
000022390 | BRACKET,MOUNTING | Street Light, Major Road, 1.5m Outreach, Galv Steel, MA1, EQTS 05-02-01, Dwg 875179-01 (scm) | IUPOLE | INTERNATIONAL UTILITY POLES PTY LTD | EX-22390 | CURRENT
000022390 | BRACKET,MOUNTING | Street Light, Major Road, 1.5m Outreach, Galv Steel, MA1, EQTS 05-02-01, Dwg 875179-01 (scm) | GM POLES | GM POLES PTY LTD | SL-WPB-MA1 | CURRENT
000022391 | BOLT ASSEMBLY,FOUNDATION | STEEL;GALV;HOT DIP;M20;ISO M;1200 MM LG; 4 THD LEGS;350 PCD;W/2 NUTS & 2 WASHERS PER THD SECT OF LEGS;MINOR ROAD STREET LIGHTING POLES;4 BOLT;PACK OF 16; | LIVINGST | LIVINGSTONE ENGINEERING | 22391 | CURRENT
000022392 | BOLT ASSEMBLY,FOUNDATION | STEEL;GALV;HOT DIP;M20;ISO M;1500 MM LG; 4 THD LEGS;350 PCD;W/2 NUTS 7 2 WASHERS PER THD SECT OF LEGS;MINOR ROAD STREET LIGHTING POLES;4 BOLT;PACK OF 20; | LIVINGST | LIVINGSTONE ENGINEERING | 22392 | CURRENT
000022392 | BOLT ASSEMBLY,FOUNDATION | STEEL;GALV;HOT DIP;M20;ISO M;1500 MM LG; 4 THD LEGS;350 PCD;W/2 NUTS 7 2 WASHERS PER THD SECT OF LEGS;MINOR ROAD STREET LIGHTING POLES;4 BOLT;PACK OF 20; | SEWELFRG | GREG SEWELL FORGINGS PTY LTD | 22392 | CURRENT
000022393 | POLE,PUBLIC LIGHTING,METAL | Minor Road, 5.5m, Base Plate Mounted, 350 PCD Bolt Spacing, Galv, EQTS 05-02-01, Dwg 05-02-11 (scm) | IPOLES | INTERNATIONAL POLES | EQ-033 | CURRENT
000022393 | POLE,PUBLIC LIGHTING,METAL | Minor Road, 5.5m, Base Plate Mounted, 350 PCD Bolt Spacing, Galv, EQTS 05-02-01, Dwg 05-02-11 (scm) | INGALEPS | INGAL EPS (CONTRACTOR) | GEX22393 | CURRENT
000022393 | POLE,PUBLIC LIGHTING,METAL | Minor Road, 5.5m, Base Plate Mounted, 350 PCD Bolt Spacing, Galv, EQTS 05-02-01, Dwg 05-02-11 (scm) | IUPOLE | INTERNATIONAL UTILITY POLES PTY LTD | EX-22393 | CURRENT
000022393 | POLE,PUBLIC LIGHTING,METAL | Minor Road, 5.5m, Base Plate Mounted, 350 PCD Bolt Spacing, Galv, EQTS 05-02-01, Dwg 05-02-11 (scm) | GM POLES | GM POLES PTY LTD | FBM-5.5-350 | CURRENT
000022394 | POLE,PUBLIC LIGHTING,METAL | Minor Road, 6.5m, Base Plate Mounted, 350 PCD, Galv, Integral 0.5m, 5 Deg Upcast Outreach, EQTS 05-02-01, Dwg 05-02-09 (scm) | IPOLES | INTERNATIONAL POLES | EQ-032 | CURRENT
000022394 | POLE,PUBLIC LIGHTING,METAL | Minor Road, 6.5m, Base Plate Mounted, 350 PCD, Galv, Integral 0.5m, 5 Deg Upcast Outreach, EQTS 05-02-01, Dwg 05-02-09 (scm) | INGALEPS | INGAL EPS (CONTRACTOR) | GEX22394-2017 | CURRENT
000022394 | POLE,PUBLIC LIGHTING,METAL | Minor Road, 6.5m, Base Plate Mounted, 350 PCD, Galv, Integral 0.5m, 5 Deg Upcast Outreach, EQTS 05-02-01, Dwg 05-02-09 (scm) | IUPOLE | INTERNATIONAL UTILITY POLES PTY LTD | EX-22394 | CURRENT
000022394 | POLE,PUBLIC LIGHTING,METAL | Minor Road, 6.5m, Base Plate Mounted, 350 PCD, Galv, Integral 0.5m, 5 Deg Upcast Outreach, EQTS 05-02-01, Dwg 05-02-09 (scm) | GM POLES | GM POLES PTY LTD | FBM-06.5-350 | CURRENT
000022395 | POLE,PUBLIC LIGHTING,METAL | Minor Road Mid Hinged (Right), 5.0m, Base Plate Mounted, 350 PCD Bolt Spacing, Black, Integral 0.5m Outreach, EQTS 05-02-01, Dwg 5HG-A3 (scm) | IPOLES | INTERNATIONAL POLES | EQ-042 | CURRENT
000022395 | POLE,PUBLIC LIGHTING,METAL | Minor Road Mid Hinged (Right), 5.0m, Base Plate Mounted, 350 PCD Bolt Spacing, Black, Integral 0.5m Outreach, EQTS 05-02-01, Dwg 5HG-A3 (scm) | INGALEPS | INGAL EPS (CONTRACTOR) | GEX22395-86PC | CURRENT
000022395 | POLE,PUBLIC LIGHTING,METAL | Minor Road Mid Hinged (Right), 5.0m, Base Plate Mounted, 350 PCD Bolt Spacing, Black, Integral 0.5m Outreach, EQTS 05-02-01, Dwg 5HG-A3 (scm) | IUPOLE | INTERNATIONAL UTILITY POLES PTY LTD | EX-22395 | CURRENT
000022395 | POLE,PUBLIC LIGHTING,METAL | Minor Road Mid Hinged (Right), 5.0m, Base Plate Mounted, 350 PCD Bolt Spacing, Black, Integral 0.5m Outreach, EQTS 05-02-01, Dwg 5HG-A3 (scm) | GM POLES | GM POLES PTY LTD | MH 5E-BK-350 | CURRENT
000022396 | POLE,PUBLIC LIGHTING,METAL | Minor Road Mid Hinged (Right), 5.0m, Base Plate Mounted, 350 PCD Bolt Spacing, Blue/Grey, Integral 0.5m Outrea EQTS 05-02-01, Dwg 5HG-A3 (scm) | IPOLES | INTERNATIONAL POLES | EQ-043 | CURRENT
000022396 | POLE,PUBLIC LIGHTING,METAL | Minor Road Mid Hinged (Right), 5.0m, Base Plate Mounted, 350 PCD Bolt Spacing, Blue/Grey, Integral 0.5m Outrea EQTS 05-02-01, Dwg 5HG-A3 (scm) | INGALEPS | INGAL EPS (CONTRACTOR) | GEX22396-86PC | CURRENT
000022396 | POLE,PUBLIC LIGHTING,METAL | Minor Road Mid Hinged (Right), 5.0m, Base Plate Mounted, 350 PCD Bolt Spacing, Blue/Grey, Integral 0.5m Outrea EQTS 05-02-01, Dwg 5HG-A3 (scm) | IUPOLE | INTERNATIONAL UTILITY POLES PTY LTD | EX-22396 | CURRENT
000022396 | POLE,PUBLIC LIGHTING,METAL | Minor Road Mid Hinged (Right), 5.0m, Base Plate Mounted, 350 PCD Bolt Spacing, Blue/Grey, Integral 0.5m Outrea EQTS 05-02-01, Dwg 5HG-A3 (scm) | GM POLES | GM POLES PTY LTD | MH 5E-BG-350 | CURRENT
000022397 | POLE,PUBLIC LIGHTING,METAL | Minor Road Mid Hinged (Right), 5.0m, Base Plate Mounted, 350 PCD Bolt Spacing, Green, Integral 0.5m Outreach, EQTS 05-02-01, Dwg 5HG-A3 (scm) | IPOLES | INTERNATIONAL POLES | EQ-041 | CURRENT
000022397 | POLE,PUBLIC LIGHTING,METAL | Minor Road Mid Hinged (Right), 5.0m, Base Plate Mounted, 350 PCD Bolt Spacing, Green, Integral 0.5m Outreach, EQTS 05-02-01, Dwg 5HG-A3 (scm) | INGALEPS | INGAL EPS (CONTRACTOR) | GEX22397-86PC | CURRENT
000022397 | POLE,PUBLIC LIGHTING,METAL | Minor Road Mid Hinged (Right), 5.0m, Base Plate Mounted, 350 PCD Bolt Spacing, Green, Integral 0.5m Outreach, EQTS 05-02-01, Dwg 5HG-A3 (scm) | IUPOLE | INTERNATIONAL UTILITY POLES PTY LTD | EX-22397 | CURRENT
000022397 | POLE,PUBLIC LIGHTING,METAL | Minor Road Mid Hinged (Right), 5.0m, Base Plate Mounted, 350 PCD Bolt Spacing, Green, Integral 0.5m Outreach, EQTS 05-02-01, Dwg 5HG-A3 (scm) | GM POLES | GM POLES PTY LTD | MH 5E-GR-350 | CURRENT
000022398 | POLE,PUBLIC LIGHTING,METAL | Minor Road Mid Hinged (Right), 5.0m, Base Plate Mounted, 350 PCD Bolt Spacing, Galv, Integral 0.5m Outreach, EQTS 05-02-01, Dwg 5HG-A3 (scm) | IPOLES | INTERNATIONAL POLES | EQ-039 | CURRENT
000022398 | POLE,PUBLIC LIGHTING,METAL | Minor Road Mid Hinged (Right), 5.0m, Base Plate Mounted, 350 PCD Bolt Spacing, Galv, Integral 0.5m Outreach, EQTS 05-02-01, Dwg 5HG-A3 (scm) | INGALEPS | INGAL EPS (CONTRACTOR) | GEX22398-86 | CURRENT
000022398 | POLE,PUBLIC LIGHTING,METAL | Minor Road Mid Hinged (Right), 5.0m, Base Plate Mounted, 350 PCD Bolt Spacing, Galv, Integral 0.5m Outreach, EQTS 05-02-01, Dwg 5HG-A3 (scm) | IUPOLE | INTERNATIONAL UTILITY POLES PTY LTD | EX-22398 | CURRENT
000022398 | POLE,PUBLIC LIGHTING,METAL | Minor Road Mid Hinged (Right), 5.0m, Base Plate Mounted, 350 PCD Bolt Spacing, Galv, Integral 0.5m Outreach, EQTS 05-02-01, Dwg 5HG-A3 (scm) | GM POLES | GM POLES PTY LTD | MH 5E-350 | CURRENT
000022399 | CONCRETE,PRECAST FOUNDATION | 1200 MM LG;4 BOLT 350 PCD;SUPPORTS MINOR ROAD DECORATIVE POLES WITH NOSTALGIA TYPE 1 & 2 LUMINAIRES;40 MM DIA SOCKET ENTRY;M20 THREADED BOLTS; | AQUARIUS | AQUARIUS PRECAST PL | 540Q120BAF | CURRENT
000022399 | CONCRETE,PRECAST FOUNDATION | 1200 MM LG;4 BOLT 350 PCD;SUPPORTS MINOR ROAD DECORATIVE POLES WITH NOSTALGIA TYPE 1 & 2 LUMINAIRES;40 MM DIA SOCKET ENTRY;M20 THREADED BOLTS; | TRI UGRD | TRI UNDERGROUND AUSTRALIA PTY LTD | TRICRB1.2 | CURRENT
000022400 | CONCRETE,PRECAST FOUNDATION | 1500 MM LG;4 BOLT 350 PCD;SUPPORTS MINOR ROAD DECORATIVE POLES WITH NOSTALGIA TYPE 1 & 2 LUMINAIRES;UPVC CONDUIT;W/-40 MM DIA SOCKET ENTRY;USED | TRI UGRD | TRI UNDERGROUND AUSTRALIA PTY LTD | TRICRB1.5 | CURRENT
000022401 | BRACKET,MOUNTING | Street Light, Major Road, Spigot Adaptor for Wood Poles, EQTS 05-02-01, Dwg 875181-01 (scm) | IPOLES | INTERNATIONAL POLES | EQ-070 | CURRENT
000022401 | BRACKET,MOUNTING | Street Light, Major Road, Spigot Adaptor for Wood Poles, EQTS 05-02-01, Dwg 875181-01 (scm) | EZYSTRUT | EZYSTRUT CABLE & PIPE SUPPORTS | E2406323 | CURRENT
000022401 | BRACKET,MOUNTING | Street Light, Major Road, Spigot Adaptor for Wood Poles, EQTS 05-02-01, Dwg 875181-01 (scm) | HAYMAN | HAYMANS INDUSTRIES PTY LTD | 22401 | CURRENT
000022401 | BRACKET,MOUNTING | Street Light, Major Road, Spigot Adaptor for Wood Poles, EQTS 05-02-01, Dwg 875181-01 (scm) | INGALEPS | INGAL EPS (CONTRACTOR) | GEX22401 | CURRENT
000022401 | BRACKET,MOUNTING | Street Light, Major Road, Spigot Adaptor for Wood Poles, EQTS 05-02-01, Dwg 875181-01 (scm) | GM POLES | GM POLES PTY LTD | SL-WPB-SA | CURRENT
000022402 | BRACKET,MOUNTING | Street Light, Major Road, 3.0m Outreach, 1.0m Uplift, Galv Steel, MA2, EQTS 05-02-01, Dwg 875180-01 (scm) | IPOLES | INTERNATIONAL POLES | EQ-060 | CURRENT
000022402 | BRACKET,MOUNTING | Street Light, Major Road, 3.0m Outreach, 1.0m Uplift, Galv Steel, MA2, EQTS 05-02-01, Dwg 875180-01 (scm) | GPA | GALVANISED POLES AUSTRALIA | GPA104187 / 22402 | CURRENT
000022402 | BRACKET,MOUNTING | Street Light, Major Road, 3.0m Outreach, 1.0m Uplift, Galv Steel, MA2, EQTS 05-02-01, Dwg 875180-01 (scm) | EZYSTRUT | EZYSTRUT CABLE & PIPE SUPPORTS | E0104187 | CURRENT
000022402 | BRACKET,MOUNTING | Street Light, Major Road, 3.0m Outreach, 1.0m Uplift, Galv Steel, MA2, EQTS 05-02-01, Dwg 875180-01 (scm) | HAYMAN | HAYMANS INDUSTRIES PTY LTD | 22402 | CURRENT
000022402 | BRACKET,MOUNTING | Street Light, Major Road, 3.0m Outreach, 1.0m Uplift, Galv Steel, MA2, EQTS 05-02-01, Dwg 875180-01 (scm) | INGALEPS | INGAL EPS (CONTRACTOR) | GEX22402 | CURRENT
000022402 | BRACKET,MOUNTING | Street Light, Major Road, 3.0m Outreach, 1.0m Uplift, Galv Steel, MA2, EQTS 05-02-01, Dwg 875180-01 (scm) | IUPOLE | INTERNATIONAL UTILITY POLES PTY LTD | EX-22402 | CURRENT
000022402 | BRACKET,MOUNTING | Street Light, Major Road, 3.0m Outreach, 1.0m Uplift, Galv Steel, MA2, EQTS 05-02-01, Dwg 875180-01 (scm) | GM POLES | GM POLES PTY LTD | SL-WPB-MA2 | CURRENT
000022403 | BRACKET,MOUNTING | Street Light, Major Road, 4.5m Outreach, 2.5m Uplift, Galv Steel, MA3 c/w Stays & Clamp, EQTS 05-02-01, Dwg 10-3-9-1(scm) | IPOLES | INTERNATIONAL POLES | EQ-061 | CURRENT
000022403 | BRACKET,MOUNTING | Street Light, Major Road, 4.5m Outreach, 2.5m Uplift, Galv Steel, MA3 c/w Stays & Clamp, EQTS 05-02-01, Dwg 10-3-9-1(scm) | GPA | GALVANISED POLES AUSTRALIA | GPA104188 / 22403 | CURRENT
000022403 | BRACKET,MOUNTING | Street Light, Major Road, 4.5m Outreach, 2.5m Uplift, Galv Steel, MA3 c/w Stays & Clamp, EQTS 05-02-01, Dwg 10-3-9-1(scm) | EZYSTRUT | EZYSTRUT CABLE & PIPE SUPPORTS | E0104188 | CURRENT
000022403 | BRACKET,MOUNTING | Street Light, Major Road, 4.5m Outreach, 2.5m Uplift, Galv Steel, MA3 c/w Stays & Clamp, EQTS 05-02-01, Dwg 10-3-9-1(scm) | HAYMAN | HAYMANS INDUSTRIES PTY LTD | 22403 | CURRENT
000022403 | BRACKET,MOUNTING | Street Light, Major Road, 4.5m Outreach, 2.5m Uplift, Galv Steel, MA3 c/w Stays & Clamp, EQTS 05-02-01, Dwg 10-3-9-1(scm) | INGALEPS | INGAL EPS (CONTRACTOR) | GEX22403 | CURRENT
000022403 | BRACKET,MOUNTING | Street Light, Major Road, 4.5m Outreach, 2.5m Uplift, Galv Steel, MA3 c/w Stays & Clamp, EQTS 05-02-01, Dwg 10-3-9-1(scm) | IUPOLE | INTERNATIONAL UTILITY POLES PTY LTD | EX-22403 | CURRENT
000022403 | BRACKET,MOUNTING | Street Light, Major Road, 4.5m Outreach, 2.5m Uplift, Galv Steel, MA3 c/w Stays & Clamp, EQTS 05-02-01, Dwg 10-3-9-1(scm) | GM POLES | GM POLES PTY LTD | SL-WPB-MA3 | CURRENT
000022404 | BRACKET,MOUNTING | Street Light, Major Road, 3.0m Outreach, 4.0m Uplift, Galv Steel, MA4 c/w Stays & Clamp, EQTS 05-02-01, Dwg 10-3-10-1(scm) | IPOLES | INTERNATIONAL POLES | EQ-062 | CURRENT
000022404 | BRACKET,MOUNTING | Street Light, Major Road, 3.0m Outreach, 4.0m Uplift, Galv Steel, MA4 c/w Stays & Clamp, EQTS 05-02-01, Dwg 10-3-10-1(scm) | GPA | GALVANISED POLES AUSTRALIA | GPA104190 / 22404 | CURRENT
000022404 | BRACKET,MOUNTING | Street Light, Major Road, 3.0m Outreach, 4.0m Uplift, Galv Steel, MA4 c/w Stays & Clamp, EQTS 05-02-01, Dwg 10-3-10-1(scm) | EZYSTRUT | EZYSTRUT CABLE & PIPE SUPPORTS | E0104190 | CURRENT
000022404 | BRACKET,MOUNTING | Street Light, Major Road, 3.0m Outreach, 4.0m Uplift, Galv Steel, MA4 c/w Stays & Clamp, EQTS 05-02-01, Dwg 10-3-10-1(scm) | HAYMAN | HAYMANS INDUSTRIES PTY LTD | 22404 | CURRENT
000022404 | BRACKET,MOUNTING | Street Light, Major Road, 3.0m Outreach, 4.0m Uplift, Galv Steel, MA4 c/w Stays & Clamp, EQTS 05-02-01, Dwg 10-3-10-1(scm) | INGALEPS | INGAL EPS (CONTRACTOR) | GEX22404 | CURRENT
000022404 | BRACKET,MOUNTING | Street Light, Major Road, 3.0m Outreach, 4.0m Uplift, Galv Steel, MA4 c/w Stays & Clamp, EQTS 05-02-01, Dwg 10-3-10-1(scm) | IUPOLE | INTERNATIONAL UTILITY POLES PTY LTD | EX-22404 | CURRENT
000022404 | BRACKET,MOUNTING | Street Light, Major Road, 3.0m Outreach, 4.0m Uplift, Galv Steel, MA4 c/w Stays & Clamp, EQTS 05-02-01, Dwg 10-3-10-1(scm) | GM POLES | GM POLES PTY LTD | SL-WPB-MA4 | CURRENT
000022405 | BRACKET,MOUNTING | Street Light, Minor Road, 1.2m Outreach, Galv Steel, MI1, EQTS 05-02-01, Dwg 875174-01 (scm) | IPOLES | INTERNATIONAL POLES | EQ-064 | CURRENT
000022405 | BRACKET,MOUNTING | Street Light, Minor Road, 1.2m Outreach, Galv Steel, MI1, EQTS 05-02-01, Dwg 875174-01 (scm) | GPA | GALVANISED POLES AUSTRALIA | GPA1140638 / 22405 | CURRENT
000022405 | BRACKET,MOUNTING | Street Light, Minor Road, 1.2m Outreach, Galv Steel, MI1, EQTS 05-02-01, Dwg 875174-01 (scm) | EZYSTRUT | EZYSTRUT CABLE & PIPE SUPPORTS | E1140638 | CURRENT
000022405 | BRACKET,MOUNTING | Street Light, Minor Road, 1.2m Outreach, Galv Steel, MI1, EQTS 05-02-01, Dwg 875174-01 (scm) | HAYMAN | HAYMANS INDUSTRIES PTY LTD | 22405 | CURRENT
000022405 | BRACKET,MOUNTING | Street Light, Minor Road, 1.2m Outreach, Galv Steel, MI1, EQTS 05-02-01, Dwg 875174-01 (scm) | IUPOLE | INTERNATIONAL UTILITY POLES PTY LTD | EX-22405 | CURRENT
000022405 | BRACKET,MOUNTING | Street Light, Minor Road, 1.2m Outreach, Galv Steel, MI1, EQTS 05-02-01, Dwg 875174-01 (scm) | INGALEPS | INGAL EPS (CONTRACTOR) | GEX22405 | CURRENT
000022405 | BRACKET,MOUNTING | Street Light, Minor Road, 1.2m Outreach, Galv Steel, MI1, EQTS 05-02-01, Dwg 875174-01 (scm) | GM POLES | GM POLES PTY LTD | SL-WPB-MI1 | CURRENT
000022406 | BRACKET,MOUNTING | Street Light, Minor Road, 3.0m Outreach, 1.0m Uplift, Galv Steel, MI2, EQTS 05-02-01, Dwg 897227-01 (scm) | INGALEPS | INGAL EPS (CONTRACTOR) | GEX22406 | CURRENT
000022406 | BRACKET,MOUNTING | Street Light, Minor Road, 3.0m Outreach, 1.0m Uplift, Galv Steel, MI2, EQTS 05-02-01, Dwg 897227-01 (scm) | IPOLES | INTERNATIONAL POLES | EQ-065 | CURRENT
000022406 | BRACKET,MOUNTING | Street Light, Minor Road, 3.0m Outreach, 1.0m Uplift, Galv Steel, MI2, EQTS 05-02-01, Dwg 897227-01 (scm) | GPA | GALVANISED POLES AUSTRALIA | GPA104692 / 22406 | CURRENT
000022406 | BRACKET,MOUNTING | Street Light, Minor Road, 3.0m Outreach, 1.0m Uplift, Galv Steel, MI2, EQTS 05-02-01, Dwg 897227-01 (scm) | EZYSTRUT | EZYSTRUT CABLE & PIPE SUPPORTS | E0104692 | CURRENT
000022406 | BRACKET,MOUNTING | Street Light, Minor Road, 3.0m Outreach, 1.0m Uplift, Galv Steel, MI2, EQTS 05-02-01, Dwg 897227-01 (scm) | HAYMAN | HAYMANS INDUSTRIES PTY LTD | 22406 | CURRENT
000022406 | BRACKET,MOUNTING | Street Light, Minor Road, 3.0m Outreach, 1.0m Uplift, Galv Steel, MI2, EQTS 05-02-01, Dwg 897227-01 (scm) | IUPOLE | INTERNATIONAL UTILITY POLES PTY LTD | EX-22406 | CURRENT
000022406 | BRACKET,MOUNTING | Street Light, Minor Road, 3.0m Outreach, 1.0m Uplift, Galv Steel, MI2, EQTS 05-02-01, Dwg 897227-01 (scm) | GM POLES | GM POLES PTY LTD | SL-WPB-MI2 | CURRENT
000022956 | RELAY | PEAKSMART;SIGNAL RECEIVER RELAY; (COOL CHANGE); | THEWMCAN | TMAC THEW & MCCANN GROUP | PEAKSMART | CURRENT
000022950 | PLUG. | INSULATING PLUG;FOR U/W SC22772 WHEN SPARE OUTLET HOLE ON WILDLIFE COVER NEEDS TO BE BLANKED OFF;FOR HVABC PROJECTS; | TYCO | TYCO | BLMT-95/240-13EX | CURRENT
000022957 | WRENCH,IMPACT | MILWAUKEE;IPWE 400 RQ;240 V;1/2 IN DRIVE ;405NM;725 W; | CNWPL | CNW PL - SLACKS CREEK | MILIPWE-400RQ | PURCHASE AS REQUIRED
000022957 | WRENCH,IMPACT | MILWAUKEE;IPWE 400 RQ;240 V;1/2 IN DRIVE ;405NM;725 W; | GLENFORD | GLENFORDS TOOL CENTRE | IPWE 400RQ | PURCHASE AS REQUIRED
000022957 | WRENCH,IMPACT | MILWAUKEE;IPWE 400 RQ;240 V;1/2 IN DRIVE ;405NM;725 W; | C&LTOOL | CALTCO T/A C&L TOOL CENTRE | IPWE 400RQ | PURCHASE AS REQUIRED
000032727 | SCREW,MACHINE | STEEL;ALLEN KEY HD;FOR 11 KV GEC OLX3 ORIFICE;C00288; | ERGON | ERGON ENERGY | C00288 | MAINTENANCE STOCK
000032728 | ROD,LIFTING. | MOVING CONTACT LIFTING ROD;FOR 33 KV AEI LGIC44 CB;C00289; | SCHNEDER | SCHNEIDER PTY LTD | C 4121179 | MAINTENANCE STOCK
000022700 | FRAME,MOUNTING | EQUIPMENT HOUSING FRAME;SUIT SEL 351 HORIZONTAL RELAY; 512MM LG X 92 MM W X 2 MM THK;ALUMINIUM; | ERGON | ERGON ENERGY | 504 MM LG X 92 MM W X 2 MM THK | PURCHASE AS REQUIRED
000022701 | CUBICLE,RACK FRAME. | PLINTH SIDE PIECES;700 MM H;FULL HEIGHT; U/W SC21330 (600 MM X 700 MM PANEL);PACK CONSISTS OF LEFT (LH) & RIGHT (RH) HANDED SIDES;USED IN SUBSTNS; | NHP | NHP ELECTRICAL ENGINEERING | PS1070 | PURCHASE AS REQUIRED
000032729 | COIL,ELECTRICAL | COIL;TRIP;110 V DC;33 KV;WESTINGHOUSE 345 GC;CB;C00295; | ENERGEX | ENERGEX | C00295 | MAINTENANCE STOCK
000032730 | COIL,ELECTRICAL | COIL;TRIP ASSEMBLY;WITH PLUNGER;110 V DC ;33 KV;WESTINGHOUSE 345 GC;CB;C00295A; | ENERGEX | ENERGEX | C00295A | MAINTENANCE STOCK
000032734 | WASHER. | DASHPOT;FELT WASHER;11 KV;AEI BVR P4;CB; C00306; | QLDGASKT |  | 34.9 X 13.68 X 3 MM TENSIT | MAINTENANCE STOCK
000032735 | CONTACT,ELECTRICAL | CONTACT BUTTON;MOVING CONTACT;AEI LSA OLTC;C00308; | ERGON | ERGON ENERGY | C308 | MAINTENANCE STOCK
000032736 | CONTACT,ELECTRICAL | MOVING CONTACT;AEI LSA OLTC;C00309; | ERGON | ERGON ENERGY | C309 | MAINTENANCE STOCK
000032737 | COVER,ELECTRICAL EQUIPMENT | COVER MECHANISM;ENGLISH ELECTRIC OLX SERIES 3;11 KV;CB;C00311; | ERGON | ERGON ENERGY | C00311 | MAINTENANCE STOCK
000032738 | SWITCH. | MICRO SWITCH;ATL/FULLER TYPE F OLTC; CRANK HANDLE INTERLOCK;ROLLER TYPE; C00329; | ELEMENT | ELEMENT14 PTY LTD | BZ-2R-A2 | MAINTENANCE STOCK
000032739 | SEAL, PLAIN | BEARING;ATL/FULLER TYPE F OLTC;C00337; | BSC | BSC MOTION TECHNOLOGY | TC25X47X7 | MAINTENANCE STOCK
000032740 | COIL,ELECTRICAL | CLOSING;110 V DC;33 KV;AEI LG1C44;C00338 ; | ENERGEX | ENERGEX | C00338 | MAINTENANCE STOCK
000032741 | SWITCH. | SWITCH MICRO;ATL/FULLER TYPE F OLTC; CRANK HANDLE INTERLOCK;LEAF TYPE; C00339; | RSCOMP | RADIOSPARES COMPONENT PTY LTD | 338-298 | MAINTENANCE STOCK
000032742 | O-RING | FERRANTI DS2 OLTC;MAX/MIN TPI WINDOW; 55 MM X 10 MM X 5 MM;C00340; | LUDOWICI |  | 55 MM X 10 MM X 5 MM | MAINTENANCE STOCK
000032743 | VIEWING WINDOW. | FERRANTI DS2;OLTC;MAX/MIN TPI WINDOW; C00341; | ERGON | ERGON ENERGY | C00341 | MAINTENANCE STOCK
000032744 | CONTACT,ELECTRICAL | MOVING;ATL ASD 110/132 KV;OLTC CHANGE OVER SELECTOR TO MAIN DIVERTER; C00343; | ERGON | ERGON ENERGY | C00343 | MAINTENANCE STOCK
000032745 | CONTACT,ELECTRICAL | FIXED CONTACT;AEI S21AX2T OLTC;C00344; | SBA | SBA AMALGAMATED PTY LTD | S21 AX2T OLTC C347 | MAINTENANCE STOCK
000032746 | CONTACT,ELECTRICAL | CONTACT BLADE;LEFT HAND (LH);SUBSTN AIR BREAK SWITCH;SEAQ TYPE;C00351; | ERGON | ERGON ENERGY | C00351 | MAINTENANCE STOCK
000032747 | CONTACT,ELECTRICAL | CONTACT BLADE;RIGHT HANDED (RH);SUBSTN AIR BREAK SWITCH;SEAQ TYPE;C00353; | ERGON | ERGON ENERGY | C00353 | MAINTENANCE STOCK
000032748 | SWITCH. | SWITCH MICRO;GAS PRESSURE;33 KV;GEC/ ALSTOM;OX36;CB; | SCHNEDER | SCHNEIDER PTY LTD | BURGESS CR1S | MAINTENANCE STOCK
000032749 | PLUG. | BLANKING PLUG;33 KV;MAGRINI GALILEO;CB; C00356; | ENERGEX | ENERGEX | C00356 | MAINTENANCE STOCK
000032750 | CONTACT,ELECTRICAL | PIVOT;HAWKER SIDDELEY BRUSH PMR; CLOSING COIL;C00357; | ERGON | ERGON ENERGY | C00357 | MAINTENANCE STOCK
000032751 | BRAID,WIRE | ENGLISH ELECTRIC;DIAL OLTC;4 1/2 IN (20 MM);C00804; | ERGON | ERGON ENERGY | C00804 | MAINTENANCE STOCK
000032752 | GAUGE,GLASS | FOR 33 KV;JB424 CB;GAUGE 1102;DIMENSION X FOR KIT 30;C00364; | ERGON | ERGON ENERGY | C00364 | MAINTENANCE STOCK
000032753 | COIL,ELECTRICAL | COIL;TRIP;110 KV;FAULT THROW SWITCH;TYPE PU;C00365; | ENERGEX | ENERGEX | C00365 | MAINTENANCE STOCK
000032754 | MOTOR,DIRECT CURRENT. | MOTOR SPRING CHARGE;110 V DC;11 KV; REYROLLE LMVP;CB; | RPS | RPS SWITCHGEAR AUS | 975P6122 | MAINTENANCE STOCK
000032755 | GAUGE,GLASS | GAUGE 1004 WESTINGHOUSE 345;KIT 58; MAIN LATCH ROLLER GAP;C00368; | ERGON | ERGON ENERGY | C00368 | MAINTENANCE STOCK
000022968 | CONDUIT,NONMETALLIC,FLEXIBLE | PVC, 20mm, Med Duty, Grey, Corrugated, 50m Roll, AS/NZS 2053.4 | HAYMANS | HAYMANS ELECTRICAL | APPCC20GR | PURCHASE AS REQUIRED
000022968 | CONDUIT,NONMETALLIC,FLEXIBLE | PVC, 20mm, Med Duty, Grey, Corrugated, 50m Roll, AS/NZS 2053.4 | TRI UGRD | TRI UNDERGROUND AUSTRALIA PTY LTD | CONCMD2050 | PURCHASE AS REQUIRED
000022702 | RELAY,ELECTROMAGNETIC | TRIPPING APPLICATION;110 V DC COIL;250 V AC CONT;10 AMP AC CONTINUOUS;2 NO,2 NC CONTACTS;NON LATCHING;C/W SURFACE MTG; PLUG-IN BASE;SUITABLE FOR FRONT & REAR | RMS | RELAY MONITORING SYSTEMS PL | 3Y701 K20 110 V DC 2 NO,2 NC | CURRENT
000022703 | RELAY,ELECTROMAGNETIC | TRIPPING APPLICATION;48 V DC COIL;250 V AC CONT;10 AMP AC CONTINUOUS;2 NO,2 NC CONTACTS;NON LATCHING;C/W SURFACE MTG; PLUG-IN BASE;SUITABLE FOR FRONT & REAR | RMS | RELAY MONITORING SYSTEMS PL | 3Y701- K20 48 V DC 2 NO,2 NC | CURRENT
000022969 | POST,FENCE,METAL | 8 MM THK STEEL POST;C/W PIG TAIL & PLASTIC CLIP;1.2 M LG;FOR USE ON MEDIUM BARRIER SUPPORT; 20 PER BOX; | AUSTSAF | AUSTRALIAN SAFETY SUPPLIES | 3571150D | CURRENT
000022967 | RIBBON,FLAGGING,SURVEYORS | Tape, Fluro Pink, Biodegradable, 75m x 25mm | RMS | RELAY MONITORING SYSTEMS PL | 22967 | CURRENT
000030109 | LABEL | ALPHA NUMERIC;COMBINATION TO BE ADVISED WITH ORDER;VINYL BLACK LETTERING & NUMBERS ON SILVER REFLECTIVE BASE 190 MM LG X 50 MM W;50 MM H NUMBERS | UES | UTILITY ENGRAVING & SIGNS | 200 MM LG X 60 MM W | PURCHASE AS REQUIRED
000030109 | LABEL | ALPHA NUMERIC;COMBINATION TO BE ADVISED WITH ORDER;VINYL BLACK LETTERING & NUMBERS ON SILVER REFLECTIVE BASE 190 MM LG X 50 MM W;50 MM H NUMBERS | UES | UTILITY ENGRAVING & SIGNS | 190 MM LG X 50 MM W | PURCHASE AS REQUIRED
000022970 | POST,DRIVER. | HEAVY STEEL CONSTRUCTION;WEIGHTED & REINFORCED HEAD;WELDED HANDLES;400 X MM X 800 MM; (40 CM X 80 CM);USE LIFT DRIVER OVER THE PICKET & LET WEIGHT | SHORCO | SHORCO SYKES HIRE BRENDALE QLD | 12201 MISC-TH | PURCHASE AS REQUIRED
000032756 | CONTACT,ELECTRICAL | MOVING ARCING;REINHAUSEN TYPE M OLTC; C00369; | REINHAUS | REINHAUSEN (AUST) PL | MR701189 | MAINTENANCE STOCK
000032757 | WASHER,LOCK | STAR;M6;FOR SETSCREW C373 TYPE;LSA OLTC;C00374; | RSCOMP | RADIOSPARES COMPONENT PTY LTD | 276-881 | MAINTENANCE STOCK
000032758 | GREASE,SPECIAL PURPOSE | FOMBLIN;PRE-FLUORINATED GREASE;TYPE AR555;100 G;KIT 96;C01406; | HALLMARK |  | AR555 | MAINTENANCE STOCK
000022946 | ROD,EARTH | STEEL;COPPERBONDED;1524 MM LG;13 MM DIA; EXTENDABLE; BUNDLE OF 10; PALLET OF 500, PALLET WEIGHT 775KG; MAYBE EITHER HAND OR MACHINE DRIVEN;U/W SC06144 COUPLING; | ERICO | NVENT ERICO PRODUCTS AUSTRALIA P/L | 611350 | CURRENT
000022946 | ROD,EARTH | STEEL;COPPERBONDED;1524 MM LG;13 MM DIA; EXTENDABLE; BUNDLE OF 10; PALLET OF 500, PALLET WEIGHT 775KG; MAYBE EITHER HAND OR MACHINE DRIVEN;U/W SC06144 COUPLING; | FULTON | FULTON INDUSTRIES PL | 08-CPR13144 | CURRENT
000022946 | ROD,EARTH | STEEL;COPPERBONDED;1524 MM LG;13 MM DIA; EXTENDABLE; BUNDLE OF 10; PALLET OF 500, PALLET WEIGHT 775KG; MAYBE EITHER HAND OR MACHINE DRIVEN;U/W SC06144 COUPLING; | BRITECH | BRI-TECH PTY LTD | CER1315S | CURRENT
000022971 | FLUTEBOARD | Corflute, Yellow Board, 150 x 230mm Nom, Plastic, to Highlight Consignment Stock | PROMARK | PROMARK PACKAGING PTY LTD GEEBUNG | MN1023 | CURRENT
000022974 | POWER BOARD. | CREST POWER BOARD;6 PLUG;STANBY POWER BOARD;SURGE PROTECTION; | CREST | CREST ELECTRONICS BRENDALE QLD | HNES6C | PURCHASE AS REQUIRED
000022980 | BUTANE GAS REFILL. | NEWPORT;BUTANE GAS;EXTRA PURIFIED; 300 ML CAN;FOR REFILLABLE BUTANE LIGHTER BURNERS;REFER SC22981 GAS POCKET TORCH | KEYLINE | KEY-LINE DISTRIBUTORS PTY LTD | HDGAS5 | CURRENT
000022981 | GAS POCKET,TORCH | BLACK PLASTIC;WIND PROOF HOT DEVIL H-07 REFILLABLE BURNER;AUTO IGINITION; REFILLABLE LIGHTER;ADJUSTABLE FLAME HEIGHT;MIN 20 MIN BURN TIME BEFORE | KEYLINE | KEY-LINE DISTRIBUTORS PTY LTD | HOT DEVIL H-08CD | CURRENT
000022975 | JOINT,ELECTRICAL POWER CABLE | 33kV, Straight Joint, Heatshrink, 1Ph, 1 Core, suit 800mm2 Cu XLPE/CWS/LAT/ LLDPE/MDPE (Polylam) c/w Shear Bolt Connectors, Insect Protected | TECONN | TE CONNECTIVITY LTD | MXSU-6171-AU02 | CURRENT
000022976 | JOINT,ELECTRICAL POWER CABLE | 33kV, Transition Joint, Heatshrink, 1Ph, 1 Core, suit 630mm2 Cu to 800mm2 Cu XLPE/CWS/LAT/LLDPE/MDPE c/w Barriered Insect Protected | TECONN | TE CONNECTIVITY LTD | MXSU-6171-T8-AU02 | CURRENT
000022977 | JOINT,ELECTRICAL POWER CABLE | 33kV, Transition Joint, Heatshrink, 1Ph, 1 Core, suit 630mm2 Cu to 1000mm2 Al XLPE/CWS/LAT/LLDPE/MDPE c/w Barriered Insect Protected | TECONN | TE CONNECTIVITY LTD | MXSU-6181-T8-AU02 | CURRENT
000022978 | JOINT,ELECTRICAL POWER CABLE | 33kV, Straight Joint, Heatshrink, 1Ph, 1 Core, suit 630mm2 Cu XLPE/CWS/LAT/ LLDPE/MDPE (Polylam) c/w Shear Bolt Connectors, Insect Protected | TECONN | TE CONNECTIVITY LTD | MXSU-6161-AU02 | CURRENT
000022979 | JOINT,ELECTRICAL POWER CABLE | 33kV, Transition Joint, Heatshrink, 1Ph, 1 Core, suit 630mm2 Cu XLPE/LY to 630mm2 Cu XLPE/LAT c/w Shear Bolt Connectors for Cond & Screen Wires, Inc Outer Box | TECONN | TE CONNECTIVITY LTD | MXSU-EX521 | CURRENT
000022985 | DYNAMOMETER,ELECTRONIC | LLX1-5, Tension Load Cell, 5000kg Capacity, 115 x 275mm, LCD Screen, IP65, able to add remote display if required | SPECFORC | SPECIALISED FORCE | LLX1-5 | PHASING
000022986 | DYNAMOMETER. | HIGH STRENGTH ALUMINIUM ALLOY;LCD DISPLAY;AUTOMATIC ZERO WHEN SWITCHED ON;LOW BATTERY INDICATOR;DIGITAL OUTPUT FOR DATA;PROCESSING LOAD INDICATOR | SPECFORC | SPECIALISED FORCE | LLX1-0500 | PHASING
000022987 | SLING,ENDLESS | SYNTHETIC ENDLESS ROUND;2.0 M LG;C/W PROTECTIVE SLEEVE OVER WLL TAG 2 TONNE; GREEN COLOUR TO IDENTIFY (WLL); | AMPLITUD | AMPLITUDE PTY LTD - 396777 | 900220 | CURRENT
000022987 | SLING,ENDLESS | SYNTHETIC ENDLESS ROUND;2.0 M LG;C/W PROTECTIVE SLEEVE OVER WLL TAG 2 TONNE; GREEN COLOUR TO IDENTIFY (WLL); | BULIVANT | BULLIVANTS LIFTING & SAFETY SPECIALISTS | WRS-020-020-E | CURRENT
000022988 | SLING,ENDLESS | Synthetic Endless Round, 700mm Lg, c/w Protective Sleeve Over WLL Tag, 2 Tonne, Green Colour to Identify WLL | BULIVANT | BULLIVANTS LIFTING & SAFETY SPECIALISTS | WRS-020-007-E | CURRENT
000022988 | SLING,ENDLESS | Synthetic Endless Round, 700mm Lg, c/w Protective Sleeve Over WLL Tag, 2 Tonne, Green Colour to Identify WLL | AMPLITUD | AMPLITUDE PTY LTD - 396777 | 900207 | CURRENT
000022983 | SLING,ENDLESS | Synthetic Endless Round, 2m Lg, 6 Tonne, c/w 1.6m Lg Sleeve, 100mm Web Kooper Cover, for Lifter Borer Only | BULIVANT | BULLIVANTS LIFTING & SAFETY SPECIALISTS | WRS-060-020-E | CURRENT
000022983 | SLING,ENDLESS | Synthetic Endless Round, 2m Lg, 6 Tonne, c/w 1.6m Lg Sleeve, 100mm Web Kooper Cover, for Lifter Borer Only | JOHNLROB | JOHN L ROBERTSON PTY LTD | 2 M 6 TONNE | CURRENT
000022983 | SLING,ENDLESS | Synthetic Endless Round, 2m Lg, 6 Tonne, c/w 1.6m Lg Sleeve, 100mm Web Kooper Cover, for Lifter Borer Only | NOBLE |  | 2 M 6 TONNE | CURRENT
000022983 | SLING,ENDLESS | Synthetic Endless Round, 2m Lg, 6 Tonne, c/w 1.6m Lg Sleeve, 100mm Web Kooper Cover, for Lifter Borer Only | BULIVANT | BULLIVANTS LIFTING & SAFETY SPECIALISTS | 2 M 6 TONNE | CURRENT
000022983 | SLING,ENDLESS | Synthetic Endless Round, 2m Lg, 6 Tonne, c/w 1.6m Lg Sleeve, 100mm Web Kooper Cover, for Lifter Borer Only | AMPLITUD | AMPLITUDE PTY LTD - 396777 | 900620 | CURRENT
000022984 | RELAY,PROTECTION,IMPEDENCE | SEL 311 L;5 AMP;150 V AC;125 V DC AUX; 125 V DC LOGIC INPUT;4U HORIZONTAL RACK MTG; | SEL | SCHWEITZER ENGINEERING LABORATORIES INC. | 0311L7JBB425421XX | CURRENT
000022982 | GASKET | NEOPRENE GASKET;TO SUIT LUCY TEST POINTS (POTP'S);C/W SELF-ADHESIVE BACKING; | ADAPT | ADAPT AUSTRALIA PTY LTD | 4417901001 | CURRENT
000022991 | ARC SUPPRESSOR - INTERRUPTER. | ABB SAFELINK INTERNAL ARC FAULT CONTAINMENT (IAC);ARC DUCT COVERS;SUIT CFC,DFD,CCC OR CF ABB SAFELINK CONFIGURATIONS; | ABB | ABB FAN PTY LTD | CFC,DFD,CCC OR CF | CURRENT
000022989 | SETSCREW | STAINLESS STEEL,GDE 304;INTERNAL HEX DRIVE;BUTTON HEAD;SOCKET SCREW;M6 X 16 MM;BOX OF 100; | HOBSON | HOBSON ENGINEERING CO PTY LTD 393904 | SB04PCM060016 | CURRENT
000022989 | SETSCREW | STAINLESS STEEL,GDE 304;INTERNAL HEX DRIVE;BUTTON HEAD;SOCKET SCREW;M6 X 16 MM;BOX OF 100; | STATEWD | STATEWIDE FSTNERS & ENG SPLS PL | SSBS4M616 | CURRENT
000022990 | SETSCREW | STAINLESS STEEL,GDE 304;INTERNAL HEX DRIVE;BUTTON HEAD;SOCKET SCREW;M8 X M20;BOX OF 100; | HOBSON | HOBSON ENGINEERING CO PTY LTD 393904 | SB04PCM080020 | CURRENT
000022990 | SETSCREW | STAINLESS STEEL,GDE 304;INTERNAL HEX DRIVE;BUTTON HEAD;SOCKET SCREW;M8 X M20;BOX OF 100; | STATEWD | STATEWIDE FSTNERS & ENG SPLS PL | SSBS4M820 | CURRENT
000022992 | PIPE,METALLIC | STEEL;GALV;GDE C200;MED;50 MM NB; PLAIN ENDS;ERW;6.5 M LG;AS1074; | BLUESCOP | BLUESCOPE STEEL | 147682 | CURRENT
000022999 | PAD,KNEE | Gel Foam Knee Pad; Gel Comfort With Slip Resistant; Puncture Resistant Soft Cap; Adjustable Velcro Strap; Proflex 350. | ATOMSUPP | ATOM SUPPLY | PROFLEX 350 | CURRENT
000022999 | PAD,KNEE | Gel Foam Knee Pad; Gel Comfort With Slip Resistant; Puncture Resistant Soft Cap; Adjustable Velcro Strap; Proflex 350. | ATOMSUPP | ATOM SUPPLY | 35001384 | CURRENT
000022998 | CLAMP,ELEC PWR CABLE,SUPPORT | CAST ALUMINIUM TREFOIL CLEAT;CABLE OD 40.5 MM-42.5 MM;2 X M10 BOLTS+ HOLE FOR M12 FIXING;SUIT 400 SQ MM TRIPLEX CABLE; ITEMS TO BE PACKAGED IN PLASTIC BAGS; | INTERTEC | INTERTECH ENGINEERING PTY LTD | 5442 | CURRENT
000022706 | FRAME,MOUNTING | EQUIPMENT HOUSING;SUIT SEL 351 VERTICAL RELAY;100 MM PROJECTION;504 MM LG X 196 MM W X 2 MM THK;ALUMINIUM;USED IN SUBSTNS; | ERGON | ERGON ENERGY | 504 MM LG X 196 MM W X 2 MM TK | PURCHASE AS REQUIRED
000022993 | KIT,RETROFIT. | LV TRANSFORMER MONITORING RETROFIT KIT;100 KVA;CONSISTING OF 3 X CT'S,1 X METER,1 X MODEM,1 X ANTENNA;ENCLOSURE & COMPLETE MTG SOLUTION; | WILSON | WILSON TRANSFORMER CO. PTY LTD | 133-7133-60-AA | CURRENT
000022994 | MONITOR. | LV TRANSFORMER MONITORING METERING DEVICE;PROGRAMMED AT FACTORY;W/- 100/5 AMP CT RATIO'S & LV MONITORING TEMPLATE; | EDMI | EDMI PTY LTD | 2000-1A11-1H11-27-F11201030-3P | PURCHASE AS REQUIRED
000022995 | KIT,RETROFIT. | LV TRANSFORMER MONITORING RETROFIT KIT;200-315 KVA;CONSISTING OF 3 X CT'S, 1 X METER,1 X MODEM,1 X ANTENNA; ENCLOSURE & COMPLETE MTG SOLUTION; | WILSON | WILSON TRANSFORMER CO. PTY LTD | 133-7133-60-AB | CURRENT
000022996 | KIT,RETROFIT. | LV TRANSFORMER MONITORING RETROFIT KIT;500 KVA;CONSISTING OF 3 X CT'S, 1 X METER,1 X MODEM,1 X ANTENNA;ENCLOSURE & COMPLETE MTG SOLUTION; | WILSON | WILSON TRANSFORMER CO. PTY LTD | 133-7133-60-AC | CURRENT
000022707 | CORD,ELECTRICAL | 6 SQ MM;LSFLEX125;0.6/1 KV;RUBBER;1 CORE ;RED;FLEXIBLE COPPER;HEAT RESISTANT V125;100 M DRUM,DRIM WEIGHT 6.2 KG; USED IN SUBSTNS; | BAMBACH | BAMBACH WIRES & CABLES PTY LTD | 26703RD | CURRENT
000022707 | CORD,ELECTRICAL | 6 SQ MM;LSFLEX125;0.6/1 KV;RUBBER;1 CORE ;RED;FLEXIBLE COPPER;HEAT RESISTANT V125;100 M DRUM,DRIM WEIGHT 6.2 KG; USED IN SUBSTNS; | TRIANGLE | TRIANGLE CABLES | LS-XXXD/1C6RE RED | CURRENT
000022708 | CORD,ELECTRICAL | 6 SQ MM;LSFLEX125;0.6/1 KV;RUBBER;1 CORE ;BLACK;FLEXIBLE COPPER;HEAT RESISTANT V125;100 M DRUM,DRUM WEIGHT 6.2 KG; USED IN SUBSTNS; | BAMBACH | BAMBACH WIRES & CABLES PTY LTD | 26703BK | CURRENT
000022708 | CORD,ELECTRICAL | 6 SQ MM;LSFLEX125;0.6/1 KV;RUBBER;1 CORE ;BLACK;FLEXIBLE COPPER;HEAT RESISTANT V125;100 M DRUM,DRUM WEIGHT 6.2 KG; USED IN SUBSTNS; | TRIANGLE | TRIANGLE CABLES | LS-XXXD/1C6BK BLACK | CURRENT
000022997 | MONITOR. | Honeywell BW Flex %LEL(IR) O2 H2S CO, Rechargeable Battery, 3-year Warranty for Sensors & Detector, c/w Test Cap & Hose & USB Charging Cable, | REXEL | REXEL PTY LTD | ZZZGDCPD?W5X1H1M1?Y?00# | CURRENT
000022997 | MONITOR. | Honeywell BW Flex %LEL(IR) O2 H2S CO, Rechargeable Battery, 3-year Warranty for Sensors & Detector, c/w Test Cap & Hose & USB Charging Cable, | AEGISAFE | P.O.BOX 1057 BRIGHTON QLD | GDQT-XWHM-A-Y-AU | CURRENT
000023002 | CONTROL BOX | CAPE Control & Protection Enclosure c/w Box Incl PSU-Power Supply Unit, No Batteries, suit Schneider ADVC, Pack Size 750 x 450 x 320mm, | SCHNEDER | SCHNEIDER PTY LTD | 8800163100 | CURRENT
000023001 | STRAP,RETAINING | STEEL;GALV;U/W LV MONITORING CABLE CONDUITS ON CONCRETE POLES; BAG OF 100;PACK WEIGHT 15 KG; | HAYMANS | HAYMANS ELECTRICAL | 23001 | CURRENT
000023001 | STRAP,RETAINING | STEEL;GALV;U/W LV MONITORING CABLE CONDUITS ON CONCRETE POLES; BAG OF 100;PACK WEIGHT 15 KG; | GLOBAL | GLOBAL MANUFACTURING GROUP | SADDLE | CURRENT
000032202 | FERRULE,ELECTRICAL CONDUCTOR | EXTENDED 630 SQ MM FERRULE;210 MM LG; USED FOR REPAIRS;WHERE IT IS POSSIBLE TO DO 1 JOINT REPAIR INSTEAD OF 2, WHERE DAMAGE NEEDED TO BE CUT IS MINIMAL; | TYCO | TYCO | CKB630X01/1 | STRATEGIC SPARE
000022704 | BOX,ELECTRICAL,MULTIAPPLICATION. | STEEL;500 MM H X 400 MM W X 300 MM D; IP66;C/W RELAY,FUSE LINKS & TERMINALS; FOR USE IN C & I SUBSTNS; | ERGON | ERGON ENERGY | 500 X 400 X 300 | PURCHASE AS REQUIRED
000022697 | TRANSFORMER,ISOLATION | 415 V/415 V;100 KVA;STAR/STAR;SECONDARY NEUTRAL CONNECTED EARTHED TO ENCLOSURE;ENCLOSURE RATING (IP) 56; 70 SQ MM BOLT TERMINATED CONNECTIONS; | GAYRAD | JJ ELECTRICAL MANUFACTURING T/A GAYRAD | STAR/STAR 100 KVA | PURCHASE AS REQUIRED
000022709 | BOX,ELECTRICAL,MULTIAPPLICATION. | STEEL; 500 MM LG X 400 MM W X 300 MM D; IP66; C/W INTERNAL EQUIPMENT PLATE; USED IN SUBSTNS; | NHP | NHP ELECTRICAL ENGINEERING | MAS0504030R5 | PURCHASE AS REQUIRED
000022705 | BOX,ELECTRICAL,MULTIAPPLICATION. | POLYCARBONATE;280 MM LG X 190 MM W; C/W IZUMI RH4B 110 V DC RELAY;FOR USE AS BATTERY INTERUPT RELAY IN MODULAR SUBSTNS; | ERGON | ERGON ENERGY | 280 MM LG X 190 MM W | PURCHASE AS REQUIRED
000023004 | WRENCH, TAP AND REAMER | SMALL TAP WENCH;1/4 IN "T" TYPE SKINPAK; | KEYLINE | KEY-LINE DISTRIBUTORS PTY LTD | M9010635 | CURRENT
000032759 | GAUGE. | GAUGE 1106;JB424 CB CLEVIS GAP GAUGE; KIT 30;C00377; | ERGON | ERGON ENERGY | 00377 | MAINTENANCE STOCK
000032760 | GAUGE. | GAUGE, 1104;JB424;2" MAIN SHAFT GAUGE; KIT 30;C00382; | ERGON | ERGON ENERGY | 00382 | MAINTENANCE STOCK
000032761 | GAUGE. | GAUGE;1103;JB424;1.5" MAIN SHAFT GAUGE; KIT 30;C00385; | ERGON | ERGON ENERGY | 00385 | MAINTENANCE STOCK
000032762 | FUSE,CARTRIDGE | FUSE;24 KV;3.15 A;TYPE OBGNA;SUIT 33 KV BRUSH REGULATOR;C00387; | HAWKSIDD | HAWKER SIDDELEY SWITCHGEAR LTD | 24OBGNA3.15 | MAINTENANCE STOCK
000032763 | RELAY | RELAY,BUCHOLTZ;FLOW RATE 50 - 100 CMS/SEC;C00388; | ENERGEX | ENERGEX | C388 | MAINTENANCE STOCK
000032765 | GAUGE. | GAUGE;1101;JB424;SPRING RELEASE PROP GAUGE;KIT 30;C00399; | ERGON | ERGON ENERGY | 00399 | MAINTENANCE STOCK
000032766 | TOOL,APPLICATION | TOOL;1002;WESTINGHOUSE;345;MAIN LATCH TOOL;KIT 58;C00405; | ERGON | ERGON ENERGY | 00405 | MAINTENANCE STOCK
000032767 | TERMINAL,LUG | PALM;4 HOLE;110 KV;TOFQ;OERLIKON CB; C00408; | ENERGEX | ENERGEX | 00408 | MAINTENANCE STOCK
000032768 | TERMINAL,LUG | PALM;4 HOLE;110 KV;TOFQ;OERLIKON CB; C00409; | ENERGEX | ENERGEX | 00409 | MAINTENANCE STOCK
000032769 | GAUGE. | GAUGE;1201;JB424;PDC SOLENIOD TO MAIN LATCH GAUGE;KIT 30;C00411; | ERGON | ERGON ENERGY | 00411 | MAINTENANCE STOCK
000032770 | BUSHING | M21AX4T;OLTC TANK;C00413; | ERGON | ERGON ENERGY | C00413 | MAINTENANCE STOCK
000032771 | COIL,ELECTRICAL | COIL;TRIP;110 V;OLX3;4550 TURNS X 0.224 MM WIRE (195 OHM);C00421; | ENERGEX | ENERGEX | 4500 TURNS X 0.224 MM WIRE | MAINTENANCE STOCK
000032772 | BUSHING | AEI;M21AX4T;DIVERTER TO TAP CHANGER;C00423; | ENERGEX | ENERGEX | M21A X 4T DIVERTER | MAINTENANCE STOCK
000032773 | RING,RETAINING. | RINGS,COLLECTOR;AEI/ENGLISH ELECTRIC; SD528;OLTC;C00432; | ERGON | ERGON ENERGY | C00432 | MAINTENANCE STOCK
000032774 | SPRING, HELICAL, COMPRESSION | SPRING,MECHANISM;AEI;M24AX4T;OLTC; 243MM OVERALL LENGTH X 9MM DIAMETER; C00434; | ENERGEX | ENERGEX | C00434 | MAINTENANCE STOCK
000032775 | SPRING, HELICAL, COMPRESSION | SPRING,OPERATING;AEI;M21AX4T;OLTC; 143MM OVERALL LENGTH X 19MM DIAMETER; C00435; | ENERGEX | ENERGEX | C00435 | MAINTENANCE STOCK
000032764 | SWITCHBOARD,POWER | DRIVER,GENEVA;ATL;TYPE F;OLTC; WILL ALSO SUIT "TYPE AT" IF CAM REMOVED;C00394; | ENGCOM | ENG-COM PTY LTD | C394 | MAINTENANCE STOCK
000023010 | BIT,AUGER | OZZY AUGER DRIVE BAR;HIGH TENSILE STEEL DRIVE BAR;2470MM X 75MM X 75MM; REQUIRED FOR OZZY CRANES; | OZCRANE | OZZY CRANES MANUFACTURING PL | N-959-A | PURCHASE AS REQUIRED
000023011 | BIT,AUGER | AUGER DRIVE BAR;STEEL DRIVE BAR; KELLY BAR 75 MM X 75 MM X 1830MM; FOR AUGERS ON G.P. TRUCKS & LIFTERBORERS REQUIRED TO BORE HOLES FOR POLES; | PROLINE | PREMIER PROLINE PTY LTD | 73888 | CURRENT
000032776 | GAUGE. | GAUGE 1001;WESTINGHOUSE 345 FIXED CONTACT GAP;KIT 58;C00453; | ERGON | ERGON ENERGY | C00453 | MAINTENANCE STOCK
000032777 | GAUGE. | GAUGE 1105;JB424;PROP ROLLER BUFFER GAP;KIT 30;C00454; | ERGON | ERGON ENERGY | C00454 | MAINTENANCE STOCK
000032778 | TOOL,APPLICATION | TOOL 1302;JB424;S17B;ANTI TRIPPING CLAMP;KIT 30;C00455; | ERGON | ERGON ENERGY | C00455 | MAINTENANCE STOCK
000023012 | HEATER,ELECTRICAL | Makita 2000w Heat Gun, Variable 50 - 650 Degrees Settings, 3 Stage Air Volume, LCD Display. | C&LTOOL | CALTCO T/A C&L TOOL CENTRE | MAKTHG6530V | CURRENT
000023012 | HEATER,ELECTRICAL | Makita 2000w Heat Gun, Variable 50 - 650 Degrees Settings, 3 Stage Air Volume, LCD Display. | STATEWD | STATEWIDE FSTNERS & ENG SPLS PL | PHG500-2 | CURRENT
000023013 | EARTHING EQUIPMENT | EARTH SHORTING SET;PORTABLE O/H EARTH SHORTING SET;CONTAINS CLP520S SHOTGUN RING PHASE / EARTH CLAMPS X 3;35 MM SQ COPPER CABLE 2.6 M LENGTHS X 2 & CLAMP | PENTA | PENTA AUST (TMAC THEW & MCCANN/HYLEC) | PA12830 | PURCHASE AS REQUIRED
000023013 | EARTHING EQUIPMENT | EARTH SHORTING SET;PORTABLE O/H EARTH SHORTING SET;CONTAINS CLP520S SHOTGUN RING PHASE / EARTH CLAMPS X 3;35 MM SQ COPPER CABLE 2.6 M LENGTHS X 2 & CLAMP | THEWMCAN | TMAC THEW & MCCANN GROUP | TM12830 | PURCHASE AS REQUIRED
000023013 | EARTHING EQUIPMENT | EARTH SHORTING SET;PORTABLE O/H EARTH SHORTING SET;CONTAINS CLP520S SHOTGUN RING PHASE / EARTH CLAMPS X 3;35 MM SQ COPPER CABLE 2.6 M LENGTHS X 2 & CLAMP | THEWMCAN | TMAC THEW & MCCANN GROUP | 23013 | PURCHASE AS REQUIRED
000032779 | GAUGE. | GAUGE 1003;WESTINGHOUSE 345 CONTACT & MAIN LATCH;KIT 58;C00456; | ERGON | ERGON ENERGY | C00456 | MAINTENANCE STOCK
000032780 | GAUGE. | GAUGE 1109;AEI;JB424;DASHPOT GAP; KIT 30;C00457; | ERGON | ERGON ENERGY | C00457 | MAINTENANCE STOCK
000032781 | COIL,ELECTRICAL | COIL,TRIP;MERLIN GERIN;FLUARC;FG4;SF6; CB;250VDC;350 & 1000 MVA;MERLIN GERIN; FLUARC;FG2;SF6;CB;110VDC;450 OHM; 0.224MM DAIMETER;9200 TURNS;C00460; | SCHNEDER | SCHNEIDER PTY LTD | 887191BD | MAINTENANCE STOCK
000032782 | COIL,ELECTRICAL | COIL,CLOSING;MERLIN GERIN;FLUARC;FG4; SF6;CB;110VDC;184 OHM;0.280MM DIAMETER; 5850 TURNS;C00472; | SCHNEDER | SCHNEIDER PTY LTD | 887191AF | MAINTENANCE STOCK
000023014 | TRANSFORMER,CURRENT | CT 800/5;LV MONITOR CT;HOLE 60 DIA; SIZE 135X135X30;CLASS 1.0S;5 VA BURDERN; EXT RANGE 200%; SUIT 200-315 KVA WILSON & 100KVA ABB TFMR; | WILSONTR | WILSON POWER TRANSFORMER | 884-7249-20 | CURRENT
000023015 | TRANSFORMER,CURRENT | CT 100/5;LV MONITOR CT; HOLE 45 DIA; SIZE 130x130x35; CLASS 1.0S;5 VA BURDEN; EXT RANGE 120%; SUIT 25- 63KVA TFMR; | WILSONTR | WILSON POWER TRANSFORMER | 884-7363-01 | CURRENT
000023016 | TRANSFORMER,CURRENT | CT 800/5;LV MONITOR CT; HOLE 90 DIA; SIZE 140x140x30; CLASS 1.0S;5 VA BURDEN; CLASS 1.0S;5 VA BURDEN;EXT RANGE 200%; SUIT 500KVA TFMR; | WILSONTR | WILSON POWER TRANSFORMER | 884-7251-01 | CURRENT
000022302 | STRIP,METAL | COPPER;38MM X 3MM X 1040MM;HARD DRAWN; DRILLED AS PER DWG - LOSTD-EG005-05; BRIGHT TIN PLATED TO 30 MICRONS;TEST CERTIFICATE TO BE SUPPLIED WITH ITEM; | GEOWEST | GEORGE WESTON & SONS | 38 MM X 3 MM X 1040 MM COPPER | CURRENT
000032783 | COIL,ELECTRICAL | COIL,TRIP,CLOSE;TOSHIBA VK-10P25; 110 VDC;C00476; | IPSOL | I POWER SOLUTIONS HEMMANT QLD 4174 | VK110V | MAINTENANCE STOCK
000032784 | SPRING,CHARGE | SHAFT;SPRING MOUNTED FOR MOVING CONTACTS;ATL;TYPE ASD;OLTC;C00480; | ENGCOM | ENG-COM PTY LTD | 300-889-1 | MAINTENANCE STOCK
000032785 | BEARING,ROLLER,SEALED | BEARING,NEEDLE ROLLER;HITACHI; 11 KV VACUUM CB;SPRING CHARGE RATCHET GEAR;C00488; | HITACHI | HITACHI ENERGY AUSTRALIA LTD | FCB-20 | MAINTENANCE STOCK
000032721 | BOLT,MACHINE | NUT AND BOLT;AEI;SD528;OLTC;MOVING CONTACT;C00267; | ERGON | ERGON ENERGY | C00267 | MAINTENANCE STOCK
000020040 | MODULE | ADVC2/3 Fast Trip Input Module (FTIM), for Schneider Reclosers N15, N27, N38, E27, E38 & RL Series LBS | SCHNEDER | SCHNEIDER PTY LTD | 999900130 | PURCHASE AS REQUIRED
000020040 | MODULE | ADVC2/3 Fast Trip Input Module (FTIM), for Schneider Reclosers N15, N27, N38, E27, E38 & RL Series LBS | SCHNEDER | SCHNEIDER PTY LTD | 998002055 | PURCHASE AS REQUIRED
000020041 | MODULE | ADVC2/3 Input & Output Expander (IOEX), for Schneider Reclosers N15, N27, N38, E27, E38 & RL Series LBS | SCHNEDER | SCHNEIDER PTY LTD | 999900125 | PURCHASE AS REQUIRED
000020041 | MODULE | ADVC2/3 Input & Output Expander (IOEX), for Schneider Reclosers N15, N27, N38, E27, E38 & RL Series LBS | SCHNEDER | SCHNEIDER PTY LTD | 998002070 | PURCHASE AS REQUIRED
000023017 | LUBRICANT | SILICONE LUBRICANT;SPRAY SILICONE ROCOL SL;250 G;SUITABLE FOR USE WITH DIES; ROLLS;PRESSES;SLIDES;SMALL CAMS; | STATEWD | STATEWIDE FSTNERS & ENG SPLS PL | RSLSS250 | PURCHASE AS REQUIRED
000023019 | LUBRICANT | MECHANISM LUBRICANT OIL;MAGNA GC 32; MACHINE TOOL SLIDEWAY LUBRICANT; 20L DRUM; | CASTROL | CASTROL | MAGNA SW32 | CURRENT
000023021 | CORD,ELECTRICAL | 16 SQ MM;X-HF-110;0.6/1KV;RUBBER; 1 WHITE CORE;ORANGE SHEATH;FLEXIBLE COPPER;HEAT RESISTANT V125;100 M DRUM; | BAMBACH | BAMBACH WIRES & CABLES PTY LTD | 26705WE | CURRENT
000023021 | CORD,ELECTRICAL | 16 SQ MM;X-HF-110;0.6/1KV;RUBBER; 1 WHITE CORE;ORANGE SHEATH;FLEXIBLE COPPER;HEAT RESISTANT V125;100 M DRUM; | TRIANGLE | TRIANGLE CABLES | KL-PAAXN/1C16OR | CURRENT
000023020 | LUBRICANT,DRY | Lubricating Powder, Graphite, Puffer Pack with Nossle, Keyholes, Pack of 30, Protects locks against sticking | LARSENS |  | LWLUBE/15/DP | CURRENT
000021250 | CROSSARM,COMPOSITE | FIBREGLASS;3590 MM LG;125 MM X 125 MM; DRILLED;FOR LONG SPAN LVS2 & LVT2 APPLICATIONS; | WAGNERS | WAGNERS PTY LTD TOOWOOMBA QLD | EC003-00034 | CURRENT
000032786 | BRAID,WIRE | BRAID;POTENTIAL EQUALISATION;ATL; SD528 OLTC;C00490; | ERGON | ERGON ENERGY | C490 | MAINTENANCE STOCK
000032787 | SPRING,CHARGE | MOTOR,SPRING CHARGE;MERLIN GERLIN FLUARC FG2,FG4;FLUAIR 400;110 VDC; C00496; | SCHNEDER | SCHNEIDER PTY LTD | 886661 | MAINTENANCE STOCK
000032788 | SPRING, HELICAL, COMPRESSION | SPRING,ENERGY UNIT;REINHAUSEN;MA4 MOTOR DRIVE UNIT;C00512; | ENERGEX | ENERGEX | C00512 | MAINTENANCE STOCK
000032789 | TUBE,METALLIC | TUBE,BAKELISED;AEI;SD528;OLTC;RESISTOR FORMERS;70 MM OD X 50 MM ID X 900 MM LONG;C00514; | ENERGEX | ENERGEX | C00514 | MAINTENANCE STOCK
000032790 | CONTACT,ELECTRICAL | CONTACT,MOVING;AEI;M21AX4T;OLTC; SELECTOR SWITCH;SEE C 197 FOR CONTACT ASSEMBLY;C00515; | ERGON | ERGON ENERGY | C00515 | MAINTENANCE STOCK
000032791 | RESISTOR, THERMAL | RESISTOR,TRANSITION COMPLETE;AEI; M21AX4T;OLTC;C00516 | ENERGEX | ENERGEX | C00516 | MAINTENANCE STOCK
000032792 | RESISTOR, THERMAL | RESISTOR,TRANSITION;AEI;M21AX4T;OLTC; C00516A; | ENERGEX | ENERGEX | C00516A | MAINTENANCE STOCK
000032793 | CONTACT,ELECTRICAL | CONTACT,FIXED;ATL;TYPE ASD;OLTC; SELECTOR SWITCH;C00520; | ERGON | ERGON ENERGY | C00520 | MAINTENANCE STOCK
000032794 | CONTACT,ELECTRICAL | CONTACT,MOVING;ATL;TYPE ASD;OLTC; SELECTOR SWITCH;C00521 | ERGON | ERGON ENERGY | C00521 | MAINTENANCE STOCK
000023000 | BRACKET,MOUNTING | BRACKET,POLE;STEEL;GALV;FOR USE WITH LV MONITORING BOXES;STOCK CODES - 22993,22994,22995,22996;SUIT WOOD & CONCRETE POLES;ITEM TO BE USED ON | GLOBAL | GLOBAL MANUFACTURING GROUP | BKT,POLE LV MONITORING | PHASING
000022754 | BRACKET,MOUNTING | Wall Mount Brackets, S/Steel Gde 304, 700 x 50 x 5mm, EQTS 06-02-05, Set of 2 | NOJAPWR | NOJA POWER | LVC-3001 | CURRENT
000022755 | BRACKET,MOUNTING | Wall Mount Brackets, S/Steel Gde 304, 890 x 50 x 5mm, EQTS 06-02-05, Set of 2 | NOJAPWR | NOJA POWER | LVC-3002 | CURRENT
000022699 | SIGN | WARNING - CB LOCATING PIN IS DISABLED; ABS PLASTISCREEN PRINTED;YELLOW REFLECTIVE SHEETING;WITH BLACK SCREEN PRINT;90 MM LG,50 MM W,3 MM THK; | ARTCRAFT | ARTCRAFT PTY LTD | CB LOCATING PIN DISABLED | PURCHASE AS REQUIRED
000032795 | GAUGE. | E/E GEC DIAL;OLTC GAUGE 5401;KIT # 10; C00527; | ERGON | ERGON ENERGY | C00527 | MAINTENANCE STOCK
000032796 | NUT,PLAIN,HEXAGON | NUT;3/8 BSF BRASS HALF NUT FOR FULLER TYPE F OLTC;KIT 33;C00552; | ENERGEX | ENERGEX | C00552 | MAINTENANCE STOCK
000032797 | SCREWDRIVER,FLAT TIP | TOOL;SCREWDRIVER;RIGHT ANGLE;FLAT; KIT 41;GAUGE BOX;LG1C44;C00568; | TDETOOL | TRADE TOOLS DIRECT P/L BUNDALL | GEDORE VAN 173/1.2X8 | MAINTENANCE STOCK
000032798 | O-RING | NULEC/TOSHIBA;VK 10;11 KV;CB;FOR FIXED CONTACT TO ORIFICE;PD REDUCTION; C00566; | LUDOWICI |  | BS 139 | MAINTENANCE STOCK
000032799 | GAUGE. | AEI;LG1C44;GAUGE 1408;OVERSHOOT STOP GAUGE;SPRING MECHANISM;C00569; | ERGON | ERGON ENERGY | C569 | MAINTENANCE STOCK
000032800 | GAUGE. | AEI;LG1C44;GAUGE 1410;OVERSHOOT STOP GAUGE;SOLENOID MECHANISM;C00570; | ERGON | ERGON ENERGY | C570 | MAINTENANCE STOCK
000023036 | LADDER,EXTENSION | HEAD ROPE;FOR HILLS BAILEY EXTENSION LADDER - REPLACEMENT PART;LADDER SPARE PARTS; | HILLSIND |  | FS22962 | PURCHASE AS REQUIRED
000023035 | LADDER,EXTENSION | LADDER FEET;FOR HILLS BAILEY EXTENSION LADDER - REPLACEMENT PART;LADDER SPARE PARTS; | HILLSIND |  | FS22731 | PURCHASE AS REQUIRED
000023034 | LADDER,EXTENSION | LADDER ROPE;FOR HILLS BAILEY EXTENSION LADDER - REPLACEMENT PART;LADDER SPARE PARTS; | HILLSIND |  | FS22961 | PURCHASE AS REQUIRED
000023033 | LADDER,EXTENSION | LADDER WEAR STRIP KIT;FOR HILLS BAILEY EXTENSION LADDER - REPLACEMENT PART; LADDER SPARE PARTS; | HILLSIND |  | FS23098 | PURCHASE AS REQUIRED
000023032 | LADDER,EXTENSION | PULLEY;FOR HILLS BAILEY EXTENSION LADDER - REPLACEMENT PART;LADDER SPARE PARTS; | HILLSIND |  | FS22984 | PURCHASE AS REQUIRED
000023031 | LADDER,EXTENSION | REPLACEMENT RUNG KIT;FLY SECTION FOR HILLS BAILEY EXTENSION LADDER - REPLACEMENT PART;LADDER SPARE PARTS; | HILLSIND |  | FS22677 | PURCHASE AS REQUIRED
000023030 | LADDER,EXTENSION | REPLACEMENT RUNG KIT;BASE SECTION FOR HILLS BAILEY EXTENSION LADDER - REPLACEMENT PART; LADDER SPARE PARTS; | HILLSIND |  | FSR1108 | PURCHASE AS REQUIRED
000023029 | LADDER,EXTENSION | TOP GUIDE;FOR HILLS BAILEY EXTENSION LADDER - REPLACEMENT PART;LADDER SPARE PARTS; | HILLSIND |  | FS22985 | PURCHASE AS REQUIRED
000023028 | LADDER,EXTENSION | VEE BRACKET;FOR HILLS BAILEY EXTENSION LADDER - REPLACEMENT PART;LADDER SPARE PARTS; | HILLSIND |  | FS23003 | PURCHASE AS REQUIRED
000023027 | LADDER,EXTENSION | WHITE LADDER BOOTS;FOR HILLS EXTENSION LADDER - REPLACEMENT PART;LADDER SPARE PARTS; | HILLSIND |  | FS23096 | PURCHASE AS REQUIRED
000023040 | TAMPER | Hydraulic, Pole, 2.1m Lg, Kidney Shaped Foot 60 x 200mm, Flush Face Couplers, Kevlar Protection Sleeve, Stress Relief on Hoses | TEN | THE ENERGY NETWORK | REL-TMP-85VH-BPS | CURRENT
000023038 | MODEM,COMMUNICATIONS | PSTN + PILOT CABLE (LEASED LINE) MODEM; (10-30 VAC, 10-60 VDC) DIN RAIL MOUNT; RS485/232;INDUSTRIAL TEMP OPERATING RANGE (-25 TO +70C)B103,212,V21,V22,V22B | WESTERMO | WESTERMO DATA COMMUNICATIONS P/L | 3618-0010 | PURCHASE AS REQUIRED
000023041 | STRAP,EARTH | STRAP:GROUNDING;E BAR,200MM,TERMINATION STRAP,EARTH LENGTH 200MM; 5X13MM DIA HOL ES; SADDLE STRAP; 33 KV P/TERM EARTH BAR STRAP (4 SHEATH EARTH);33 KV POLE TERMI | GLOBAL | GLOBAL MANUFACTURING GROUP | 33 KV P/TERM EARTH BAR STRAP | CURRENT
000023041 | STRAP,EARTH | STRAP:GROUNDING;E BAR,200MM,TERMINATION STRAP,EARTH LENGTH 200MM; 5X13MM DIA HOL ES; SADDLE STRAP; 33 KV P/TERM EARTH BAR STRAP (4 SHEATH EARTH);33 KV POLE TERMI | ERGON | ERGON ENERGY | 33 KV P/TERM EARTH BAR STRAP | CURRENT
000032801 | SPILL KIT,OIL | KIT,MERCURY SPILL;KIT 9;C00571; | ENERGEX | ENERGEX | C00571 | MAINTENANCE STOCK
000032802 | TOOL,APPLICATION | TOOL, REGULATOR TAP POSITION INDICATOR; DOOR REMOVAL TOOL FOR QUALITROL SVR'S; C00591; | ERGON | ERGON ENERGY | C00591 | MAINTENANCE STOCK
000032803 | SWITCH ASSEMBLY | Spacer, Divertor Switch, AEI, SD528, KIT 48, C00611 | ERGON | ERGON ENERGY | C00611 | MAINTENANCE STOCK
000023039 | RADIO SET | SET CONSISTING OF 1 X SC21172 RADIO SET CELLNET SERIES III INTERGRATED WANGATE (IWR);DC POWERED 900 MHZ MESH RADIO;1 X 21708 SURGE ARRESTER | ENERGEX | ENERGEX | SC21172,SC21708,SC21825 | CURRENT
000023043 | BOLT,EYE | M20 x 1100mm, 200mm Thd, 40mm ID Eye, Galv Steel, ISO-M, 120kN Rating c/w M20 Class 8.8, 2 x Nuts & Washer, AS1448 or equiv, use on Tx Poles, Pack of 5 | DULHUNTY | DULHUNTY INDUSTRIES PTY LTD | EB20-1100-F-200 | PURCHASE AS REQUIRED
000023044 | BOLT,EYE | M20 x 1200mm, 200mm Thd, 40mm ID Eye, Galv Steel, ISO-M, 120kN Rating c/w M20 Class 8.8, 2 x Nuts & Washer, AS1448 or equiv, use on Tx Poles | DULHUNTY | DULHUNTY INDUSTRIES PTY LTD | EB20-1200-F-200 | PURCHASE AS REQUIRED
000023045 | BOLT,EYE | M20 x 1300mm, 200mm Thd, 40mm ID Eye, Galv Steel, ISO-M, 120kN Rating c/w M20 Class 8.8, 2 x Nuts & Washer, AS1448 or equiv, use on Tx Poles | DULHUNTY | DULHUNTY INDUSTRIES PTY LTD | EB20-1300-F-200 | PURCHASE AS REQUIRED
000023046 | GRIP,CABLE,WOVEN | SINGLE END EYE PULL;55 - 75 MM DIA CABLE;900 MM GRIP LG;53 KN UTS;17 KN WLL; | SPECFORC | SPECIALISED FORCE | C8055 | CURRENT
000023046 | GRIP,CABLE,WOVEN | SINGLE END EYE PULL;55 - 75 MM DIA CABLE;900 MM GRIP LG;53 KN UTS;17 KN WLL; | TEN | THE ENERGY NETWORK | C8055 | CURRENT
000023047 | GRIP,CABLE,WOVEN | SINGLE END EYE PULL;75 - 95 MM DIA CABLE;1000 MM GRIP LG;70 KN UTS; 23 KN WLL; | SPECFORC | SPECIALISED FORCE | C8075 | CURRENT
000023047 | GRIP,CABLE,WOVEN | SINGLE END EYE PULL;75 - 95 MM DIA CABLE;1000 MM GRIP LG;70 KN UTS; 23 KN WLL; | TEN | THE ENERGY NETWORK | C8075 | CURRENT
000023048 | TESTER,INDICATOR | SMARTHUB KIT TYPE;CONTAINING PCB ON A PLATE;SHORT BLACK CABLE;1 M PINK CAT 5E CABLE;4 SCREWS;INSTALLATION INSTR; MODBUS REGISTER LIST;U/W SC23049; | EAQ | ELECTRONICS ASSEMBLY QUEENSLAND PTY LTD | SMARTHUB | PHASING
000023050 | COUPLING,NONMETALLIC RIGID CONDUIT | UPVC;WHITE;100 MM NOM DIA;SLIP COUPLING COMMUNICATIONS;PACK OF 24; | VINIDEX |  | 31243 | CURRENT
000023051 | COUPLING,NONMETALLIC RIGID CONDUIT | BELL MOUTH;UPVC;WHITE;100 MM NOM DIA; COMMUNICATIONS;PACK OF 24; | VINIDEX |  | 31355 | CURRENT
000032804 | FUSE,CARTRIDGE | FUSE;HRC CARTRIDGE,OLX 2;TIS63 AMP; (S1275);eNGLISH eLECTRIC;C00619; | HAYMANS | HAYMANS ELECTRICAL | TIS 63A | MAINTENANCE STOCK
000032809 | CONTACT,ELECTRICAL | ROLLER CONTACT ASSEMBLY;ALT;TYPE ASD;OLTC;LEFT;COO635; | ENGCOM | ENG-COM PTY LTD | 300-355B | MAINTENANCE STOCK
000032805 | GAUGE. | GAUGE 3001; REYROLLE LMT; SLOTTED LINK GAUGE; COO625; | ERGON | ERGON ENERGY | C00625 | MAINTENANCE STOCK
000032806 | GAUGE. | GAUGE; 3002; REYROLLE; 11 KV LMT CONTACT PENETRATION GAUGE; C00629; | ERGON | ERGON ENERGY | C00629 | MAINTENANCE STOCK
000032807 | GAUGE. | GAUGE 1111; JB424; BUSHING CLAMP; METRIC DISC SPRING; C00630 | ERGON | ERGON ENERGY | C00630 | MAINTENANCE STOCK
000032808 | CONTACT,ELECTRICAL | ROLLER CONTACT ASSEMBLY; ATL TYPE; ASD OLTC; RIGHT; C00634; | ENGCOM | ENG-COM PTY LTD | 300-355-A | MAINTENANCE STOCK
000032810 | CABLE,POWER,ELECTRICAL | SELECTOR ARM CONDUCTOR; COPPER; ALT TYPE ASD OLTC; C00645 | ERGON | ERGON ENERGY | C00571 | MAINTENANCE STOCK
000032811 | RELAY | FOR DILO GAS TRAILER; KIT # SS028; C00641 | NHP | NHP ELECTRICAL ENGINEERING | SYRELEC 415 V 50HZ | MAINTENANCE STOCK
000032813 | TOOL,APPLICATION | TOOL;3003;DASHPOT ADJUSTING;LMT; SEMM-CB 3003;REYROLLE;C00647; | ERGON | ERGON ENERGY | C00647 | MAINTENANCE STOCK
000032812 | CONTACT,ELECTRICAL | ALT TYPE ASD C00646 | ERGON | ERGON ENERGY | C00646 | MAINTENANCE STOCK
000032814 | CONTACT,ELECTRICAL | BRASS; ALT TYPE ASD; C00649 | ERGON | ERGON ENERGY | C00649 | MAINTENANCE STOCK
000032816 | SPRING,CHARGE | SPRING,MECHANISM RETURN;OLX OCB; KIT 12;EE / GEC;CC00678; | ENERGEX | ENERGEX | C00678 | MAINTENANCE STOCK
000032815 | FUSE,CARTRIDGE | GEC. LIST # VTF 11/3 C02023 | ENERGEX | ENERGEX | C02023 | MAINTENANCE STOCK
000032817 | CONTACT,ELECTRICAL | BAR;SECONDARY CONTACT;LMT;11 KV OCB; KIT # 14; REYROLLE;C00684; | ENERGEX | ENERGEX | C00684 | MAINTENANCE STOCK
000032818 | TOOL,APPLICATION | REYROLLE; LMT CB; ANTI CLOSING CLAMP; KIT 14; C00670 | ERGON | ERGON ENERGY | C670 | MAINTENANCE STOCK
000032820 | COIL,ELECTRICAL | ENGLISH ELECTRIC S17B OLX; 32 VOLT; C00673 | ERGON | ERGON ENERGY | C670 | MAINTENANCE STOCK
000032821 | LOCKOUT DEVICE | Tab, Locking for Bolts, 'D' 2 Hole, JB424 CB, AEI | ENERGEX | ENERGEX | C00689 | MAINTENANCE STOCK
000032822 | LOCKOUT DEVICE | JB424 CB, AEI | ENERGEX | ENERGEX | C00690 | MAINTENANCE STOCK
000032823 | BRACKET | BRACKET; LIFTING; 11 KV SBV S/GEAR; GEC; C00694 | ENERGEX | ENERGEX | C00694 | MAINTENANCE STOCK
000032824 | GAUGE. | GAUGE;1409;COMPRESSED SPRING; LG1C44;33 KV;CB;KIT # 41;AEI;C00695; | ENERGEX | ENERGEX | C00695 | MAINTENANCE STOCK
000032825 | GAUGE. | GAUGE; 1403; CROSS BAR HEIGHT; LGIC44 33 KV CB; KIT #41; AE1; C00696 | ENERGEX | ENERGEX | C00696 | MAINTENANCE STOCK
000032826 | GAUGE. | GAUGE;3005;SOLENOID CLEARANCE;LMT; SEMM;CB;3005;REYROLLE;C00700; | ENERGEX | ENERGEX | C00700 | MAINTENANCE STOCK
000032827 | CONTACTOR | COIL; CONTACTOR; 240 V AC M21AX 4T TAP CHANGER AE1; C00702 | ENERGEX | ENERGEX | C00702 | MAINTENANCE STOCK
000032829 | BOLT,MACHINE | BOLT; 1 1/2" X 1/4" SAE OR AF FOR "E" FIG 33 MOVING CONTACT. REFER BOOK 33/1 JB424; AE1; C00705 | ENERGEX | ENERGEX | C00705 | MAINTENANCE STOCK
000032828 | SCREW,MACHINE | SCREW, MACHINE; C/SUNK HEAD. 'O' BA X 20MM FOR FIXED CONTACT STOP PLATE 'F' FIG A2-1; JB424; C/B; AE1; C00704; | ENERGEX | ENERGEX | C00704 | MAINTENANCE STOCK
000032830 | BOLT,MACHINE | BOLT; 1 1/2" X 5/16" SAE OR A/F FOR 'D' FIG 33 (REFER BOOK 33/1) MOVING CONTACT JB424 C/B; AEI; C00706 | ENERGEX | ENERGEX | C00706 | MAINTENANCE STOCK
000032831 | BRACKET,MOUNTING | BRACKET; CYCLO MOUNTING; REYROLLE LMT; C00708 | ENERGEX | ENERGEX | C00708 | MAINTENANCE STOCK
000032832 | COUNTER,ELECTRICAL | COUNTER ELECTRICAL; 120 V; CYCLO COUNTER; VEEDER ROOT; C00711 | ENERGEX | ENERGEX | C00711 | MAINTENANCE STOCK
000032833 | LABEL | TPI DRIVE MODIFIED, McGRAW EDISON REGULATOR;C00712 | ENERGEX | ENERGEX | C00712 | MAINTENANCE STOCK
000032834 | SPRING,CHARGE | SPRING; CYCLO OPERATING; ASEA BUF; OLTC DRIVES; C00713 | ENERGEX | ENERGEX | C00713 | MAINTENANCE STOCK
000032835 | BRAKE SHOE | FORMER; TYPE "F"; OLTC;C00714 FULLER | ERGON | ERGON ENERGY | C00714 | MAINTENANCE STOCK
000032836 | COIL,ELECTRICAL | COIL, ELECTRIACL; COIL; CLOSING; 11 KV; CB 110V; C00720 MITSUBISHIS TYPE; | ENERGEX | ENERGEX | C00720 | MAINTENANCE STOCK
000032837 | CONTACT,ELECTRICAL | CONTACT, ELECTRICAL; CONTACT MOVING; SIVERED; 250 MVA; SOUTH WALES; C/B 25MM CENTRE HOLES; 350 MVA; C00721A TOOWONG | ENERGEX | ENERGEX | C00721A | MAINTENANCE STOCK
000032838 | CONNECTOR,BUSBAR | BUSBAR; CONNECTORS; COPPER; SUIT LONG; & CRAWFORD RMU; C00724 | ENERGEX | ENERGEX | C00724 | MAINTENANCE STOCK
000032839 | GASKET | GASKET; TANK JB424; 33 KV; OCB; C00732 | ENERGEX | ENERGEX | C00732 | MAINTENANCE STOCK
000032840 | VACUUM | VACUUM INTERRUPTER; TYPE V812-20; 11 KV SBV; C00733 | ENERGEX | ENERGEX | C00733 | MAINTENANCE STOCK
000032841 | SEAL, PLAIN | SEAL; MAIN OIL; GEC FGI; 110 KV S/G; C00734; | SCHNEDER | SCHNEIDER PTY LTD | Z4MD52535/07 | MAINTENANCE STOCK
000032842 | STUD,ADAPTER | STUDS;OLTC;LSA;C00735 | ENERGEX | ENERGEX | C00735 | MAINTENANCE STOCK
000032843 | REGULATOR,CONTROLLER | REGULATOR GEAR; MCGRAW EDISON; POLE MOUNTED; C00737 | ENERGEX | ENERGEX | C00737 | MAINTENANCE STOCK
000032844 | CONTROL MODULE. | CONTROL BOX;MOUNTING RUBBERS; M110-40;C00740; | ENERGEX | ENERGEX | M110-40 | MAINTENANCE STOCK
000032845 | SEAL, PLAIN | SEAL; DOOR; RUBBER INSERT; 27MM WIDE; 8MM BEAD; C00741; | ENERGEX | ENERGEX | C00741 | MAINTENANCE STOCK
000032847 | BUSHING | SEAL; BUSHING; HAEFLEY 110 KV; C00748; | ENERGEX | ENERGEX | C00743 | MAINTENANCE STOCK
000032846 | CONTACT,ELECTRICAL | BOLT;STEPPED;FOR MOVING CONTACT; RMU;GEC;DDFC;DDFD;C00742; | ENERGEX | ENERGEX | C00742 | MAINTENANCE STOCK
000032848 | SWITCH. | SWITCH CAM TYPE SUIT AEI LSA OLTC; C00755 | ENERGEX | ENERGEX | C00755 | MAINTENANCE STOCK
000032849 | BEARING,ROLLER,SEALED | BEARING;BRASS;TYPE L;OLTC;AEI;22.2 MM; C00756; | ERGON | ERGON ENERGY | C00756 | MAINTENANCE STOCK
000032850 | BEARING,ROLLER,SEALED | BEARING; BRASS; TYPE L; OLTC; AEI; 22.4MM; C00756A; | ERGON | ERGON ENERGY | C0756A | MAINTENANCE STOCK
000032853 | COUPLING | AEI; LSA; OLTC; INSULATED DRIVE COUPLING BOARD; C00757 | ENERGEX | ENERGEX | C00753 | MAINTENANCE STOCK
000032851 | BEARING,ROLLER,SEALED | BEARING;BRASS;TYPE L;OLTC;AEI;22.6 MM; C00756B; | ERGON | ERGON ENERGY | C00756B | MAINTENANCE STOCK
000032852 | BEARING,ROLLER,SEALED | BEARING;BRASS;TYPE L;OLTC;AEI;22.8 MM; C00756C; | ERGON | ERGON ENERGY | C00756C | MAINTENANCE STOCK
000032854 | COUPLING | AEI; LSA; OLTC; INSULATED DRIVE COUPLING BOARD; C00758 SPECIFICATION: | ENERGEX | ENERGEX | C00758 | MAINTENANCE STOCK
000032855 | COIL,ELECTRICAL | AEI;TYPE L;OLTC;OPERATING SPRING;C00759; | ENERGEX | ENERGEX | C00759 | MAINTENANCE STOCK
000032856 | CAPACITOR. | AEI; TYPE L; OLTC; MOTOR CAPACITOR; 3 MICRO; 400V 50HZ; C00760; | ENERGEX | ENERGEX | C00760 | MAINTENANCE STOCK
000032857 | MOTOR-GENERATOR | MOTOR;220/250 V - 380/440 V;SUIT FULLER TYPE F;OLTC;C00763; | ENERGEX | ENERGEX | C00763 | MAINTENANCE STOCK
000032858 | SEAL, PLAIN | SEAL; E/E; TRANSFORMER; OLTC; C00765; | ENERGEX | ENERGEX | C00765 | MAINTENANCE STOCK
000032859 | CLIP, SPRING TENSION | AEI;M21A2XT;OLTC;33/11 KV;RAISE AND LOWER SPRING;C00766; | ENERGEX | ENERGEX | C00766 | MAINTENANCE STOCK
000032860 | PIN,TIE | FULLER;TYPE F;OLTC;67 CM X 5.09 CM DIA; TIMBER DRIVE SHAFT;C00767; | ENERGEX | ENERGEX | C00767 | MAINTENANCE STOCK
000032861 | FILTER | FILTER; FAF; SM 250E(M3/ES); SUIT REINHAUSEN OLTC; C00769 | ENERGEX | ENERGEX | C00769 | MAINTENANCE STOCK
000032862 | CONTACT,ELECTRICAL | CONTACT,FIXED;FULLER;TYPE F;OLTC;MK 1 MODEL;C00770; | ERGON | ERGON ENERGY | C00770 | MAINTENANCE STOCK
000032863 | TIMBER DRIVE YOKE | AEI; M21 A2XT; M21 A4XT OLTC; TIMBER DRIVE YOKES; C00771; | ENERGEX | ENERGEX | C00771 | MAINTENANCE STOCK
000032864 | SEAL, PLAIN | SEAL; MCGRAW EDISON; SINGLE PHASE; C00772 | ENERGEX | ENERGEX | C00772 | MAINTENANCE STOCK
000032868 | CONTACT,ELECTRICAL | CONTACTS; CURRENT REDUCING; REINHAUSEN; LENGTH 29.25MM; C0776A; | ENERGEX | ENERGEX | C00776A | MAINTENANCE STOCK
000032865 | CONTACTOR | CROMPTON,PARKINSON;OLTC;MOTOR UNIT CONTACTOR;MECHANICAL INTERLOCK; C00774; | ENERGEX | ENERGEX | C00774 | MAINTENANCE STOCK
000032866 | CONTACTOR | CROMPTON,PARKINSON;OLTC;MOTOR UNIT CONTACTOR;ELECTRICAL INTERLOCK; C00775; | ENERGEX | ENERGEX | C00775 | MAINTENANCE STOCK
000032867 | CONTACT,ELECTRICAL | CURRENT REDUCING CONTACT; L25.5MM; REINHAUSEN; OLTC; C00776; | ENERGEX | ENERGEX | C00776 | MAINTENANCE STOCK
000032869 | ACCUMULATOR | ENEGY;OLTC;REINHAUSEN;C00778; | ENERGEX | ENERGEX | C00778 | MAINTENANCE STOCK
000032870 | CONTACT,ELECTRICAL | CONTACT, ELECTRICAL; HIGHDOME; MOVING; TYPE F; OLTC; FULLER; C00785; | ENERGEX | ENERGEX | C00785 | MAINTENANCE STOCK
000032871 | GAUGE. | MOUNTING RUBBERS; TEMPERATURE GAUGE FOR TRANSFORMERS: C00786; | ENERGEX | ENERGEX | SILENTRUBA M163 | MAINTENANCE STOCK
000032872 | SPRING,CHARGE | SPRING; PARALLEL; TYPE F. MOVING CONTACT; OLTC; FULLER; C00787B | ENERGEX | ENERGEX | C00787B | MAINTENANCE STOCK
000032874 | NIPPLE BLEED | NIPPLE BLEED; SUIT TRANSFORMER 3/4"; THREAD; C00790; | ENERGEX | ENERGEX | C00790 | MAINTENANCE STOCK
000032873 | KIT,RETROFIT. | CAM;STEEL MECHANISM;FULLER;TYPE F; OLTC;C00789; | ENERGEX | ENERGEX | C00789 | MAINTENANCE STOCK
000032876 | KIT,RETROFIT. | SHUTTERS;OPERATING MECHANISM;GEC; S63;33 KV;CB;C00798; | ENERGEX | ENERGEX | C00798 | MAINTENANCE STOCK
000032877 | KIT,RETROFIT. | MECHANISM LINK;GEC;JB424;240 MM;33 KV; CB;C00799A; | ENERGEX | ENERGEX | C00799A | MAINTENANCE STOCK
000032878 | KIT,RETROFIT. | MECHANISM COUPLER;AEI;JB424;33 KV;CB; C00799C; | ENERGEX | ENERGEX | C00799C | MAINTENANCE STOCK
000032879 | BRAID,WIRE | BRAID;OLTC;4 1/2";12 MM WIDE;SUIT E/E; DIAL AND DRUM;C00803; | ERGON | ERGON ENERGY | C00803 | MAINTENANCE STOCK
000032880 | BUSHING | BUSHING FOOT;EMAIL;S15;11 KV;CB;400 AMP; C00805; | ENERGEX | ENERGEX | C00805 | MAINTENANCE STOCK
000032875 | CONTACT,ELECTRICAL | CONTACT, ELECTRICAL; CONTACT; FIXED; 54MM WIDE; OLTC; FULLER; TYPE F; C00792; | ERGON | ERGON ENERGY | C00792 | MAINTENANCE STOCK
000032881 | CONTACT,ELECTRICAL | CONTACT;M21AX4T;OLTC;AEI;C00806; | ERGON | ERGON ENERGY | C00806 | MAINTENANCE STOCK
000032883 | CONTACT,ELECTRICAL | CONTACT ELECTRICAL; CONTACT; MOVING; AEI; TYPE HLGIC44; C00808; | ERGON | ERGON ENERGY | AEI HLG1C44 | MAINTENANCE STOCK
000032883 | CONTACT,ELECTRICAL | CONTACT ELECTRICAL; CONTACT; MOVING; AEI; TYPE HLGIC44; C00808; | ERGON | ERGON ENERGY | C00808 | MAINTENANCE STOCK
000032884 | ACTUATOR,MECHANICAL,MANUAL: | "O" RING ACTUATOR ELBOW SEAL; GEC; FG1; 110KV S/GEAR; C00812; | ENERGEX | ENERGEX | GEC R508065/126 | MAINTENANCE STOCK
000032886 | CONTACT,ELECTRICAL | CONTACT ELECTRICAL; CONTACT; LSA; OLTC AUXILLARY SWITCH; AEI; C00816; | ENERGEX | ENERGEX | C00816 | MAINTENANCE STOCK
000032885 | CONTACT,ELECTRICAL | CONTACT;FIXED;AEI;HLG1C 44;C00814; | ERGON | ERGON ENERGY | C00814 | MAINTENANCE STOCK
000032887 | PIN, MECHANISMS | PIN; MECHANISM; GEC; JB424; 33 KV CB; C00817A; | ENERGEX | ENERGEX | C00817A | MAINTENANCE STOCK
000032888 | PIN,FIXED CONTACT | PIN;MECHANISM;GEC;JB424;33 KV;CB; MICRO SWITCH;COO817B; | ENERGEX | ENERGEX | C00817B | MAINTENANCE STOCK
000032889 | PIN,FIXED CONTACT | PIN;MECHANISM;GEC;JB424;33 KV;CB; C00817C; | ENERGEX | ENERGEX | C00817C | MAINTENANCE STOCK
000032890 | SEAL, PLAIN | SEAL & SPACER; MAIN SHAFT BEARING; OLTC; FULLER TYPE F; C00818; | ENERGEX | ENERGEX | NGK TC25-47-8 | MAINTENANCE STOCK
000032891 | BRAID,WIRE | BRAID;COPPER;SELECTOR TANK;E/E;DRUM; OLTC;C00819; | ENERGEX | ENERGEX | C00819 | MAINTENANCE STOCK
000032892 | GEARBOX | DRIVE SHAFT; GEAR BOX; AEI; JB424; 33KV; CB; C00820; | ENERGEX | ENERGEX | C00820 | MAINTENANCE STOCK
000032893 | BRAID,WIRE | BRAID;FLEXIBLE;METRO VICKERS;GPC; 11 KV;CB;C00822; | ENERGEX | ENERGEX | C00822 | MAINTENANCE STOCK
000032894 | SEAL, PLAIN | SEAL;BONDED; GEC; FGI; 110KV ; S/GEAR; PART # R508003/021; C00823; | ENERGEX | ENERGEX | C00823 | MAINTENANCE STOCK
000032896 | CONTROL MODULE. | CONTROL CUBICLE; MOUNTING RUBBERS; C00825; | ENERGEX | ENERGEX | C00825 | MAINTENANCE STOCK
000032895 | SEAL, PLAIN | SEAL;RUBBER;REINHAUSEN CONTROL CABINET DOOR;C00824; | ENERGEX | ENERGEX | C00824 | MAINTENANCE STOCK
000032897 | CONTACT,ELECTRICAL | CONTACT; AUXILLARY; PLUG; FEMALE D4X1; C00826; | ENERGEX | ENERGEX | C00826 | MAINTENANCE STOCK
000032898 | CONTACT,ELECTRICAL | REYROLLE; LMT; CLUSTER; FIXED; 11 KV; OCB; C00828; | ERGON | ERGON ENERGY | C00828 | MAINTENANCE STOCK
000032901 | CONTACT,ELECTRICAL | CONTACT ELECTRICAL; BLOCK VENT; TURBULATOR; REYROLLE; LMT; 11KV; CB; C00829A; | ENERGEX | ENERGEX | C00829A | MAINTENANCE STOCK
000032899 | CONTACT,ELECTRICAL | PLATE;END PLASTIC;FOR FIXED CONTACT RETAINER;REYROLLE;LMT;11 KV;S/G; C00828A; | ERGON | ERGON ENERGY | C00828A | MAINTENANCE STOCK
000032900 | CIRCUIT BREAKER | TURBULATOR;LMT;REYROLLE;800/1200 AMP CB 11 KV;C00829; | ENERGEX | ENERGEX | C00829 | MAINTENANCE STOCK
000032903 | CONTACT,ELECTRICAL | CONTACT;MOVING;SUIT LMT REYROLLE;11 KV; OCB;83204/2;MACHINED GROOVE OPPOSITE ARCING TIP;C00830A; INC ARCING TIP; C00837 WITH 2 MOUNTING SCREWS | ERGON | ERGON ENERGY | C00830A | MAINTENANCE STOCK
000023052 | INSULATION SLEEVING,ELECTRICAL | INSULATION SLEEVING;ELECTRICAL;2438 MM LG;GREY;LINE-DUC (HENDRIX);FOR USE WITH HENDRIX SPACER SYSTEM;REQUIRED FOR CBT-MFD 33 KV FEEDER PROJECT; | BRITECH | BRI-TECH PTY LTD | HENDRIX LINE-DUC | PURCHASE AS REQUIRED
000023053 | WIRE,NONELECTRICAL | COVERED TIE WIRE;ANNEALED ALUMINIUM WITH TPR COVER;TO SUIT HENDRIX CONDUCTOR;FOR USE WITH HENDRIX SPACER SYSTEM;REQUIRED FOR CBT-MFD | BRITECH | BRI-TECH PTY LTD | HENDRIX TIE04ALSOL | PURCHASE AS REQUIRED
000023054 | CABLE,POWER,ELECTRICAL | AERIAL;HENDRIX CONDUCTOR;320 MM SQ; COMPACT ACC1350;SEMICON POLYETHYLENE; LLDPE;HDPE;FOR USE WITH HENDRIX SPACER SYSTEM;REQUIRED FOR CBT-MFD | BRITECH | BRI-TECH PTY LTD | HENDRIX S0636PA35G3-00 | PURCHASE AS REQUIRED
000023056 | INSULATOR,SPREADER | 46 KV SPACER BKT;GREY;POLYETHYLENE;TO SUIT HENDRIX SPACER CABLE;WITH INTEGRAL CLAMPS;REQUIRED FOR CBT-MFD 33 KV FEEDER CABLE; | BRITECH | BRI-TECH PTY LTD | HENDRIX RTL-46 | CURRENT
000023057 | BRACKET,MOUNTING | ANTI SWAY BAR (HENDRIX);WITH PLASTIC BOLT;FOR USE WITH HENDRIX SPACER SYSTEM;REQUIRED FOR CBT-MFD 33 KV FEEDER PROJECT; | BRITECH | BRI-TECH PTY LTD | HENDRIX BAS24-F | CURRENT
000023058 | BRACKET,MOUNTING | 0 - 6 DEGREE TANGENT BKT (HENDRIX);WITH STIRRUP AND MC2 MESSENGER CLAMP;TO SUIT M20 MOUNTING BOLTS;FOR USE WITH HENDRIX SPACER SYSTEM;REQUIRED FOR | BRITECH | BRI-TECH PTY LTD | HENDRIX BM-24 | CURRENT
000023059 | BRACKET,MOUNTING | 6 - 45 DEGREE ANGLE BKT (HENDRIX); GALVANISED STEEL;WITH WELDED GUSSET; TO SUIT M20 MOUNTING BOLTS;FOR USE WITH HENDRIX SPACER SYSTEM;REQUIRED | BRITECH | BRI-TECH PTY LTD | HENDRIX BA3-35 | PURCHASE AS REQUIRED
000023060 | CLAMP,ELECTRICAL | HENDRIX MESSENGER ANGLE CLAMP;DUCTILE IRON;MAX LINE ANGLE 60 DEG;FOR USE WITH M20 EYEBOLTS;FOR USE WITH HENDRIX SPACER SYSTEM;REQUIRED FOR CBT-MFD | BRITECH | BRI-TECH PTY LTD | HENDRIX CMA-1 | CURRENT
000023061 | PLATE, MOUNTING | HENDRIX DOUBLE INSULATOR PLATE; GALVANISED DUCTILE IRON;FOR MTG 2 X HPI INSULATORS;FOR USE WITH BA3-35 ANGLE BKT;FOR USE WITH HENDRIX SPACER SYSTEM | BRITECH | BRI-TECH PTY LTD | HENDRIX 2IP | PURCHASE AS REQUIRED
000023062 | BRACKET,MOUNTING | HENDRIX TERMINATION BKT;GALVANISED STEEL;MTG HOLES SUITABLE FOR M20 BOLTS; FOR USE WITH HENDRIX SPACER SYSTEM; REQUIRED FOR CBT-MFD 33 KV FEEDER | BRITECH | BRI-TECH PTY LTD | HENDRIX BD-35 | PURCHASE AS REQUIRED
000023063 | INSULATOR,PIN | INSULATOR PIN;GALV STEEL;FOR MTG HENDRIX POLYETHYLENE INSULATORS TO BKT;FOR USE WITH HENDRIX SPACER SYSTEM; REQUIRED FOR CBT-MFD 33 KV FEEDER | BRITECH | BRI-TECH PTY LTD | HENDRIX SSP-2 | CURRENT
000032902 | CONTACT,ELECTRICAL | CONTACT; MOVING; SUIT LMT REYROLLE; 11KV OCB 83204/2; MACHINED GROOVE ARCING TIP C00830; INCLUDES ARCING TIP;C00837 WITH 2 MOUNTING SCREWS | ERGON | ERGON ENERGY | C00830 | MAINTENANCE STOCK
000032904 | CONTACT,ELECTRICAL | CONTACT; FIXED; TYPE 345 GC; 33 KV 1600AMP OCB EMAIL; C00831; | ENERGEX | ENERGEX | C00831 | MAINTENANCE STOCK
000023064 | INSULATOR,STANDOFF | HENDRIX PIN INSULATOR;35 KV;CLAMP TOP; MOUNT WITH HENDRIX SSP PIN;FOR USE WITH HENDRIX SPACER SYSTEM;REQUIRED FOR CBT-MFD 33 KV FEEDER PROJECT; | BRITECH | BRI-TECH PTY LTD | HENDRIX HPI-35VTP | PURCHASE AS REQUIRED
000032905 | LUBRICANT | Maxi-Lube Silicone Compound Grease, 500g | STATEWD | STATEWIDE FSTNERS & ENG SPLS PL | WO504 | CURRENT
000032905 | LUBRICANT | Maxi-Lube Silicone Compound Grease, 500g | ENERGEX | ENERGEX | C00834 | CURRENT
000032906 | COIL,ELECTRICAL | COIL; TRIP; 30 V; 11KV OCB S/WALES; C00835; | ENERGEX | ENERGEX | C00835 | MAINTENANCE STOCK
000032907 | SEAL, PLAIN | SEAL; GEC; FG1 110 KV S/GEAR; PART#Z4M05537/02; FLARED COUPLING SEAL; C00836; | ENERGEX | ENERGEX | C00836 | MAINTENANCE STOCK
000032908 | CONTACT,ELECTRICAL | CONTACT ELECTRICAL; CONTACT; MOVING; ARCING TIP; REYROLLE LMT; C00837; | SBA | SBA AMALGAMATED PTY LTD | C00837 | MAINTENANCE STOCK
000032909 | SCREW,MACHINE | SCREW; SAOCKET CAP FOR ARCING TIP; CONTACT; 2BA X 5/16' LONG; LMT MOVING CONTACT; C00838; | ENERGEX | ENERGEX | C00838; | MAINTENANCE STOCK
000032910 | CONTACT,ELECTRICAL | CONTACT; MOVING; OLTC; FOR ENGLISH ELECTRIC DRUM TYPE; C00844; | ERGON | ERGON ENERGY | C00844 | MAINTENANCE STOCK
000032911 | CONTACT,ELECTRICAL | CONTACT; DIVERTER; 7.5MVA; SUITS ENGLISH ELECTRIC TYPE DIAL; SUITS E/E MID POINT REACTOR OLTC; C00846; | ENERGEX | ENERGEX | C00846 | MAINTENANCE STOCK
000023065 | CLAMP,STRAIN | HELICAL DAED END;NEOPRENE COATED; PREFORMED;TO SUIT HENDRIX 35 KV 636 KCMIL CONDUCTOR;FOR USE WITH HENDRIX SPACER SYSTEM;REQUIRED FOR CBT-MFD | BRITECH | BRI-TECH PTY LTD | HENDRIX CG-0128 | CURRENT
000032912 | CONTACT,ELECTRICAL | CONTACT; MOVING; WESTINGHOUSE J18; EMAIL. 6 PER CB; C00847; | ERGON | ERGON ENERGY | C00847 | MAINTENANCE STOCK
000023066 | CLAMP,STRAIN | HELICAL DEAD END;PREFORMED;TO SUIT HENDRIX 7 NO.6 AW MESSENGER WIRE;FOR USE WITH HENDRIX SPACER SYSTEM; REQUIRED FOR CBT-MFD 33 KV FEEDER | BRITECH | BRI-TECH PTY LTD | HENDRIX MG-4128 | CURRENT
000032913 | CONTACT,ELECTRICAL | CONTACT; MOVING; DIVERTED; FOR AEI SD 528; OLTC; C00848; | ERGON | ERGON ENERGY | C00848 | MAINTENANCE STOCK
000023067 | CLEVIS,THIMBLE | GALV STEEL;20000 LB ULTIMATE LOAD;FOR USE WITH HENDRIX DEAD END INSULATORS; FOR USE WITH HENDRIX SPACER SYSTEM; REQUIRED FOR CBT-MFD 33 KV FEEDER | BRITECH | BRI-TECH PTY LTD | HENDRIX SC | CURRENT
000032914 | CONTACT,ELECTRICAL | CONTACT; DIVERTER; FIXED SMALL; FOR AEI SD 528; OLTC; 6 PER OLTC; C00849; | ERGON | ERGON ENERGY | C00849 | MAINTENANCE STOCK
000032915 | CONTACT,ELECTRICAL | CONTACT; DIVERTER; LARGE FIXED; FOR AEI SD528 OLTC; 6 PER OLTC; C00849A; | ERGON | ERGON ENERGY | C00849A | MAINTENANCE STOCK
000032916 | CONTACT,ELECTRICAL | CONTACT; MAIN FINGER; FIXED UNIT; 11 KV OCB; REYROLLE; C00855; | ERGON | ERGON ENERGY | C00855 | MAINTENANCE STOCK
000032917 | SPRING,CHARGE | SPRING; RELEASE (MODIFICATION) SUPPLIED BY REINHAUSEN AUSTRALIA BRSIBANE; C00856; | ENERGEX | ENERGEX | C00856 | MAINTENANCE STOCK
000023068 | SUPPORT | STIRRUP BRACKET;GALV DUCTILE IRON;FOR USE WITH BM24 BRACKET;FOR MOUNTING HENDRIX SPACERS;FOR USE WITH HENDRIX SPACER SYSTEM;REQUIRED FOR CBT-MFD | BRITECH | BRI-TECH PTY LTD | HENDRIX TS-1 | PURCHASE AS REQUIRED
000032918 | SPRING,CHARGE | SPRING; TORSION; TRIPLATCH. LMT; SUPPLIED BY REYEOLLE; C00859; | ENERGEX | ENERGEX | C00859 | MAINTENANCE STOCK
000023069 | CLEVIS,THIMBLE | GALV STEEL;11000 LB ULTIMATE LOAD;FOR USE WITH PREFORMED CONDUCTOR GRIPS; FOR USE WITH HENDRIX SPACER SYSTEM; REQUIRED FOR 33 KV CBT-MFD 33 KV FEEDER | BRITECH | BRI-TECH PTY LTD | HENDRIX TC | CURRENT
000032919 | TANK | STOP; TANK; LMT 11 KV CB; SUPPLIED BY REYROLLE; C00860; | ENERGEX | ENERGEX | C00860 | MAINTENANCE STOCK
000032920 | CONTACT,ELECTRICAL | CONTACT; CLUSTER; STALK; LMT; 11 KV OCB; SUPPLIED BY REYROLLE; C00861; | ENERGEX | ENERGEX | C00861 | MAINTENANCE STOCK
000023070 | CLEVIS,THIMBLE | GALV STEEL;40000 LB ULTIMATE LOAD;FOR USE WITH HENDRIX PREFORMED MESSENGER GRIPS;FOR USE WITH HENDRIX SPACER SYSTEM;REQUIRED FOR CBT-MFD 33 KV | BRITECH | BRI-TECH PTY LTD | HENDRIX HDTC | CURRENT
000032921 | TANK | TANK; DASH POT; JB 424 AEI; C00862; | ENERGEX | ENERGEX | C00862 | MAINTENANCE STOCK
000032922 | SPRING,CHARGE | SPRING; 27MM LONG; 12MM WIDE; 7 1/2 TURNS; REYROLLE LMT; C00845; | ENERGEX | ENERGEX | C00865 | MAINTENANCE STOCK
000023071 | TAPE,INSULATION,ELECTRICAL | BLACK;250 M LG;GELWRAP TW-BR-50-250;FOR USE WITH HENDRIX COVERED CONDUCTOR; FOR USE WITH HENDRIX SPACER SYSTEM; REQUIRED FOR CBT-MFD 33 KV FEEDER | BRITECH | BRI-TECH PTY LTD | GELWRAP TW-BR-50-250 | PURCHASE AS REQUIRED
000032923 | SEPERATOR | SEPERATOR; PLASTIC; REYROLLE; LMT; C00866; | ENERGEX | ENERGEX | C00866 | MAINTENANCE STOCK
000032924 | RESISTOR | RESISTOR; TRANSITION; 19.9 OHMS; AEI; TYPE L; OLTC; C00867; | ENERGEX | ENERGEX | C00867 | MAINTENANCE STOCK
000032925 | RESISTOR | RESISTOR; TRANSITION; 31 OHMS; AEI; TYPE L; OLTC; C00868; | ENERGEX | ENERGEX | C00868 | MAINTENANCE STOCK
000023072 | SPLICE,CONDUCTOR | SPLICE KIT FOR HENDRIX 35 KV 636KCMIL CONDUCTOR;C/W COMPRESSION SLEEVE; COLD SHRINK TUBE;RUBBER MASTIC TAPE; SEMICON TAPE;MASTIC;FOR USE WITH | BRITECH | BRI-TECH PTY LTD | HENDRIX KM6-636 | CURRENT
000032926 | RESISTOR | RESISTOR; TRANSITION; 16.3 OHMS; AEI; TYPE L; OLTC; C00785 | ENERGEX | ENERGEX | C00869 | MAINTENANCE STOCK
000032927 | REMOTE CONTROL | LEVER; OPERATING FOR C4X1; SOUTH WALES; CIRCUIT BREAKER MECHANISM; 11 KV; C00870; | ENERGEX | ENERGEX | C00870 | MAINTENANCE STOCK
000023055 | WIRE,ELECTRICAL | AERIAL;HENDRIX MESSENGER WIRE;7 NO.6 AW; 7 X 4.11 MM STRANDED ALUMOWELD WIRES; FOR USE WITH HENDRIX SPACER SYSTEM; REQUIRED FOR CBT-MFD 33 KV FEEDER | BRITECH | BRI-TECH PTY LTD | HENDRIX 7 NO.6 AW | PURCHASE AS REQUIRED
000032928 | CONTACT,ELECTRICAL | CONTACT; ISOLATING CLUSTER; 1200 AMP/ 1600AMP; ENGLISH ELECTRIC OLX SERIES 3; C00871; | ENERGEX | ENERGEX | C00871 | MAINTENANCE STOCK
000032929 | REGULATOR,CONTROLLER | REGULATOR; SINGLE PHASE CONTROLLER PANEL; MCGRAW EDISON; TYPE CL-2; 11 KV; C00875; | ENERGEX | ENERGEX | C00875 | MAINTENANCE STOCK
000032930 | REGULATOR,CONTROLLER | REGULATOR; SINGLE PHASE; MCGRAW EDISON; CIRCUIT BOARD TO SUIT CONTROL PANEL; TYPE CL-2; C00876; | ENERGEX | ENERGEX | C00876 | MAINTENANCE STOCK
000032933 | CIRCUIT BREAKER SUBASSEMBLY | HWX 800A BUS SPOUT; 11KV; HWX 800A; CB; BUS SPOUT; 3 PHASE; SINGLE MOULDING; | SCHNEDER | SCHNEIDER PTY LTD | CR313 | MAINTENANCE STOCK
000032931 | CONTACT,ELECTRICAL | CONTACT;FEMALE;AUXILARY BOARD;11 KV; SERIES 3;OLX;SUPPLIED BY E/E;C00877; AREVA PART # 106-736 AND 106-737 (CIRCLIP); | ENERGEX | ENERGEX | C00877 | MAINTENANCE STOCK
000030203 | CIRCUIT BREAKER | CIRCUIT BREAKER MECHANISM; 132 KV ASES MODEL - BLG 202; | ASEA |  | N/A | MAINTENANCE STOCK
000030204 | BUSBAR | BUSBAR JOGGLE CHAMBER; END PANEL TO CABLE JOGGLE CHAMBER; 12 KV ALSTOM MODEL - OLX3; | ALSTOM | ALSTOM GRID AUSTRALIA LIMITED | NA | MAINTENANCE STOCK
000023090 | RELAY,ELECTROMAGNETIC | 110V DC TRIP OR CLOSE COIL; SIEMENS TYPE 3AX1510-3E; FOR USE IN SIEMENS 8DA10 36KV SWGR: CAN BE USED FOR EITHER AS TRIP OR CLOSE COIL; | SIEMENS | SIEMENS LTD | 3AX1510-3E | STRATEGIC SPARE
000023091 | RELAY,ELECTROMAGNETIC | RELAY ELECTROMAGNETIC; 110V DC CLOSE COIL; SIEMENS TYPE 3AX1510-3E; FOR USE IN SIEMENS 8DAIO 36KV S/GEAR; | SIEMENS | SIEMENS LTD | 3AX1510-3E | STRATEGIC SPARE
000023042 | CIRCUIT BREAKER | CAPACITOR BANK SWITCHING; FIXED NON WITH DRAWABLE; 12 KV; 630 AMP; 25KA; 3 POLE; 50HZ; 32V SPRING MECHANISM; CB; | IPSOL | I POWER SOLUTIONS HEMMANT QLD 4174 | VEP12T0625DO3P15F | CURRENT
000023143 | INSTRUMENT BAGS | EQUIPMENT BAG MED; PVC ORANGE; FOLD OVER FLAP; HANDLE REINFORCED; (L)460MM X (W)130MM X(H)290MM; 3 EXTERNAL & 3 INTERNAL POCKETS; | TEN | THE ENERGY NETWORK | TENMXXX | CURRENT
000023143 | INSTRUMENT BAGS | EQUIPMENT BAG MED; PVC ORANGE; FOLD OVER FLAP; HANDLE REINFORCED; (L)460MM X (W)130MM X(H)290MM; 3 EXTERNAL & 3 INTERNAL POCKETS; | TEN | THE ENERGY NETWORK | TENM511 | CURRENT
000030205 | CIRCUIT BREAKER | CIRCUIT BREAKER MECHANISM; 132KV SPRECHER & SCHUB. MODEL -HGF 112/1; MECHANISM TYPE:2-6; | SCHNEDER | SCHNEIDER PTY LTD | NA | MAINTENANCE STOCK
000030206 | CIRCUIT BREAKER | CIRCUIT BREAKER MECHANISM 36KV MAGRINI GALILEO; MODEL - 36GI-E25; TYPE -2 & 3; 32V DC CONTROL & 240V AC MOTOR SPRING CHARGE MOTOR; | SIEMENS | SIEMENS LTD | 36GI-E25 | MAINTENANCE STOCK
000030207 | CIRCUIT BREAKER | CIRCUIT BREAKER MECHANISM; 36KV MAGRINI GALILEO; MODEL 36GI-E25; TYPE -2-3 100V DC CONTROL & MOTOR SPRING CHARGE MOTOR; | SIEMENS | SIEMENS LTD | 36GI-E25 | MAINTENANCE STOCK
000030208 | CIRCUIT BREAKER | 12KV OUTDOOR CIRCUIT BREAKER CUBICLE BUSHING + BASE; HITACHI CVG-15F-25FA; MAKE - ZEP; MODEL - FHD3; | ENERGEX | ENERGEX | CVG-15F-25FA | MAINTENANCE STOCK
000030209 | CIRCUIT BREAKER | CIRCUIT BREAKER MECHANISM; 36KV INOUE DENKI; MODEL - 30TEO-150R-S; 110V DC CONTROL AND MOTOR SPRING CHARGE MOTOR; | ENERGEX | ENERGEX | 30TEO-150R-S | MAINTENANCE STOCK
000030210 | CIRCUIT BREAKER | CIRCUIT BREAKER MECHANISM; 36KV HITACHI; MODEL - FPTM-30T-31; 100V DC CONTROL & M OTOR SPRING CHARGE MOTOR; | HITACHI | HITACHI ENERGY AUSTRALIA LTD | FPTM-30T-31 | MAINTENANCE STOCK
000030211 | CIRCUIT BREAKER | 12KV HITACHI; MODEL - CVG-15F-25; 32V DC CONTROL & MOTOR SPRING CHARGE MOTOR; | HITACHI | HITACHI ENERGY AUSTRALIA LTD | CVG-15F-25 | MAINTENANCE STOCK
000030212 | TRANSFORMER,VOLTAGE | TRANSFORMER; BUSHING TRANSFORMER; 36KV GEC/ALSTOM; | HITACHI | HITACHI ENERGY AUSTRALIA LTD | 36KV GEC/ALSTOM | STRATEGIC SPARE
000030213 | CIRCUIT BREAKER | CIRCUIT BREAKER; 12KV MEIDENSHA VCB; | MEDENSHA |  | NA | MAINTENANCE STOCK
000030214 | CIRCUIT BREAKER | 12KV VLX3 VCB; 1250A; 95KV BIL; 25KA FOR 3 SEC'S; 110V DC CONTROL AND MOTOR, TOOL + WIRING PARTS; CAN BE USED AS A RETROFI T FOR A OLX3 CIRCUIT BREAKER; | AREVA | AREVA T&D AUSTRALIA LIMITED | 12KV VLX3 VCB | STRATEGIC SPARE
000030215 | CONTACT,ELECTRICAL | DICERTER SWITCH; 110KV OLTC REINHAUSEN DIVERTER SWITCH ASSEMBLY; MODEL - M111 500Y; TAPS - 27; | REINHAUS | REINHAUSEN (AUST) PL | M111 500Y | MAINTENANCE STOCK
000030216 | ACTUATOR,MECHANICAL,MANUAL: | REMOTE CONTROL ACTUATOR; 12 KV LUCY RIGHT HAND SIDE SINGLE MOTOR; SPECIFICATION: PART#THM0001588; | ADAPT | ADAPT AUSTRALIA PTY LTD | THM0001588 | MAINTENANCE STOCK
000030217 | EXTENSION SHAFT | OLTC MECHANISM; 33KV CROMPTON PARKINSON LONG SHAFT; | CROMPARK | CROMPARK | NA | MAINTENANCE STOCK
000030218 | EXTENSION SHAFT | OLTC MECHANISM; 33KV CROMPTON PARKINSON SHORT SHAFT; | CROMPARK | CROMPARK | N/A | MAINTENANCE STOCK
000030219 | CIRCUIT BREAKER | CIRCUIT BREAKER ARC CHUTE; LOW VOLTAGE; MANUFACTURER - NILSEN; TYPE - NAB; 3150 AMPS; | NILSEN |  | ARC CHUTES-NILSEN NAB 1-3150A | MAINTENANCE STOCK
000030220 | CIRCUIT BREAKER | CIRCUIT BREAKER ARC CHUTE; LOW VOLTAGE; MANUFACTURER - NILSEN; TYPE - NAB; 1600/2500 AMPS; | NILSEN |  | ARC CHUTES-NILSEN- 1600/2500A | MAINTENANCE STOCK
000030221 | CIRCUIT BREAKER | LOW VOLTAGE; MANUFACTURER - FPE AUSTRALIA PL; TYPE - 50.H.2.B; 32 VOLT DC CONTROL AND TRIP; 1600 AMP; | ENERGEX | ENERGEX | N/A | MAINTENANCE STOCK
000030222 | CIRCUIT BREAKER | CIRCUIT BREAKER POLES - COMPLETE; 11OKV ASEA; MODEL - HLG 1200; | ASEA |  | HLG 1200 | MAINTENANCE STOCK
000030223 | CIRCUIT BREAKER | CIRCUIT BREAKER MECHANISM; 110KV ASEA; MODEL HLG 1200; 110 V DC CONTROL AND MOTOR; | ASEA |  | HLG - 1200 | MAINTENANCE STOCK
000030224 | TRANSFORMER,VOLTAGE | TRANSFORMER; TRANSFORMER BUSHING; 110KV EX SSCCY; MANUFACTURER - NGK; CONTRACT - H720/87; | NGK | NGK STANGER PTY LTD | N/A | MAINTENANCE STOCK
000023144 | SIGN | F8601 CONSTRUCTION SITE SIGN; 100 OFF 450MM (H) X 300MM (W) ON 3.3 WHITE CORFLUTE; | UTILENGR | UTILITY ENGRAVING & SIGNS | N/A | PURCHASE AS REQUIRED
000023145 | SIGN | F8600 NO GO AREA SIGN; 100 OFF 450MM (H) X 300MM (W) ON 3.3MM CORFLUTE (DANGER NO GO AREA); | UTILENGR | UTILITY ENGRAVING & SIGNS | F8600 | PHASING
000032979 | CONTACT,ELECTRICAL | CONTACT ELECTRICAL; CAM; TRIP; LATCH; TYPE 1; W/HOUSE 33KV 345 GC; C00988; | ENERGEX | ENERGEX | C00988 | MAINTENANCE STOCK
000023146 | MONITOR. | TRANSFORMER MONITOR - METERING DEVICE; EDMI ATLAS MK10A METER; PROGRAMMED WITHID; 10A-E3-NM-100-5-R1:CT RATIO 100/5 AMP; IP COMMS & COMMISIONING | ENERGEX | ENERGEX | EDMI-1A11-1H11-27-F11-201030-3 | PURCHASE AS REQUIRED
000023148 | SHOE,SAFETY,LADDER | Step Ladder Feet Kit, c/w 4 Yellow Feet, Associated Washers & Rivets, suits Bailley Double Sided Step Ladder | BAILEY | BAILEY ALUMINIUM PRODUCTS PTY LTD | FS22775 | PURCHASE AS REQUIRED
000023148 | SHOE,SAFETY,LADDER | Step Ladder Feet Kit, c/w 4 Yellow Feet, Associated Washers & Rivets, suits Bailley Double Sided Step Ladder | CNWPL | CNW PL - SLACKS CREEK | FS22775 | PURCHASE AS REQUIRED
000023008 | KIT,PC-SACS | BASE UNIT WITHOUT CPU CARD & NO SSD EQUIVALENT TO SC22608 WHEN CPU CARD SC19714 & SSD SC23979 ADDED; REFER TO TECHNICAL INSTRUCTION TSD0123; | ADVANTEC | ADVANTECH AUSTRALIA PTY LTD | PCA-6114P10-0B2E | CURRENT
000032981 | CONTACT,ELECTRICAL | CAM;TRIP;LATCH;TYPE3; W/HOUSE 33KV 345 GC; C00988B; | ENERGEX | ENERGEX | C00988B | MAINTENANCE STOCK
000032980 | CONTACT,ELECTRICAL | CAM;TRIP;LATCH;TYPE 2; WHOUSE 33KV 345 GC; C00988A; | ENERGEX | ENERGEX | C00988A | MAINTENANCE STOCK
000032978 | ADAPTOR | PLATE; ADAPTOR; 1" FEMALE UNION; DRYCOL BREATHER ROUND 120MM; C00987; | ENERGEX | ENERGEX | C00987 | MAINTENANCE STOCK
000032977 | ADAPTOR | PLATE; ADAPTOR; OVAL; FOR DRYCOL; BREATHER; (LARGE); WITH 1" MALE PIPE; C00986; | ENERGEX | ENERGEX | C00986 | MAINTENANCE STOCK
000032976 | PANEL,BLANK | PLATES; BLANKING; LARGE; FOR DRYCOL BREATHER; C00985; | ENERGEX | ENERGEX | C00985 | MAINTENANCE STOCK
000032975 | CONTACT,ELECTRICAL | CONTACT ASSEMBLY; MOVING; EMAIL S15; C00983; | ENERGEX | ENERGEX | C00983 | MAINTENANCE STOCK
000032974 | SPRING,CHARGE | POINTS; SPRING MOUNTING; SPRING CLOSE MECHANISM; GEC; JB424; C00981; | ENERGEX | ENERGEX | C00981 | MAINTENANCE STOCK
000032973 | CONTACT,ELECTRICAL | CONTACT; MOUNT; CENTRE PHASE; MOVING; GEC JB424; C00980; | ENERGEX | ENERGEX | C00980 | MAINTENANCE STOCK
000032972 | SPRING,CHARGE | CLAMP; DOG DRIVE; SPRING CLOSING MECHANISM; AEI; JB424; C00979; | ENERGEX | ENERGEX | C00979 | MAINTENANCE STOCK
000032971 | BAFFLE, FLUID COOLER, INDUSTRIAL | BAFFLE STACK; AEI; JB424; C00978; | ERGON | ERGON ENERGY | C00971 | MAINTENANCE STOCK
000032970 | CONTROL MODULE. | SHROUD;ARC CONTROL; FIBREGLASS; AEI JB424; C00977; | ENERGEX | ENERGEX | C00977 | MAINTENANCE STOCK
000032969 | LABEL | TANK WARNING; LSA OLTC; C00975; | ENERGEX | ENERGEX | C00975 | MAINTENANCE STOCK
000032968 | CONTACT,ELECTRICAL | CONTACT; OLTC; FOR E/E TYPE DIAL;` ELCONITE ON TOE OF CONTACT; FOR SSNGE AND SSSFD; C00974; | ERGON | ERGON ENERGY | C00974 | MAINTENANCE STOCK
000032967 | CONTACT,ELECTRICAL | CONTACT OLTC; FOR E/E TYPE DIAL; ELCONITE ON HEEL OF CONTACT; FOR SSSFD AND SSNGE; C00973; | ERGON | ERGON ENERGY | C00973 | MAINTENANCE STOCK
000032965 | CONTACT,ELECTRICAL | SPRING; FIXED CONTACT; JB424 YELLOW; SUPPLIED BY GEC: C00968; | ENERGEX | ENERGEX | C00968 | MAINTENANCE STOCK
000032964 | COVER,ELECTRICAL EQUIPMENT | GLASS; STATUS INDICATION WINDOW; FUSE ACCESS COVER; LUCY 11KV RMU; C00966; | ENERGEX | ENERGEX | C00966 | MAINTENANCE STOCK
000032963 | SPRING,CHARGE | SPRING; RELATCHING; ITEM 43; 33 KV OCB; LG1C44; AEI; C00962; | ENERGEX | ENERGEX | C00962 | MAINTENANCE STOCK
000032962 | PIN,FIXED CONTACT | PIN; SHEAR; FULLER "F" OLTC MECHANISM; ANI OXIDE COATING; C00961; | ENERGEX | ENERGEX | C00961 | MAINTENANCE STOCK
000032961 | SPRING,CHARGE | SPRING; FIXED CONTACT; LMT; C00960; REYROLLE; | ENERGEX | ENERGEX | C00960 | MAINTENANCE STOCK
000032960 | DETECTOR SOLUTION | SNOOP; DETECTOR SOLUTION; LIQUID REFILL; NUPRO COMPANY; C00959; | ENERGEX | ENERGEX | C00959 | MAINTENANCE STOCK
000032959 | BARRIER, ELECTRICAL | BARRIER; ARC SHUTE (SMALL); TYPE M; REINHAUSEN; C00956; MANUFACTURED BY POWERLINK; | ENERGEX | ENERGEX | C00956 | MAINTENANCE STOCK
000032958 | CONTACT,ELECTRICAL | CONTACT ELECTRICAL; TOOL #1202; PDC MECHANISM; MAIN LATCH TOOL; JB424; USED IN KITS 30A,B,C,D; C00955; | ENERGEX | ENERGEX | C00995 | MAINTENANCE STOCK
000032957 | RESISTOR | RESISTOR; MINIMUM TRIP; FOR KFE RECLOSERS; 280 AMP; C00950; MCGRAW EDISON; | ENERGEX | ENERGEX | C00950 | MAINTENANCE STOCK
000032956 | INTERLOCK,MECHANICAL | PIN; INTERLOCK; FOR J18; 11 KV CB; C00946; EMAIL/WESTINGHOUSE; | ENERGEX | ENERGEX | C00946 | MAINTENANCE STOCK
000032955 | BARRIER, ELECTRICAL | BARRIER; ARC SHUTE;(LARGE); TYPE M REINHAUSEN; C00944; MANUFACTURED BY POWERLINK; | ENERGEX | ENERGEX | C00944 | MAINTENANCE STOCK
000032954 | GAUGE. | GAUGE; #1112; MOVING CONTACT PROFILE; JB424; KIT 30; GEC/AEI; C00940; | ENERGEX | ENERGEX | C00940 | MAINTENANCE STOCK
000032953 | RESISTOR | RESISTOR; 50 RJ; 50 OHM; 25W WIREWOUND; IRH; C00929; | ENERGEX | ENERGEX | C00929 | MAINTENANCE STOCK
000032952 | CHARGER,BATTERY | GEAR; CHARGING; 1KV CB TYPE VK; NULEC/ TOSHIBA; C00928; | ENERGEX | ENERGEX | C00928 | MAINTENANCE STOCK
000032951 | SEAL, PLAIN | SEAL; FLA; KOK-TC12463; AEI; SD 528 OLTC; FOR MOTOR DRIVE HANDLE; KIT 48; C00920; | ENERGEX | ENERGEX | C00920 | MAINTENANCE STOCK
000032950 | CLUTCH | GEAR; CLUTCH; FOR 11 KV CB; TYPE VK; C00916; NULEC/ TOSHIBA; | ENERGEX | ENERGEX | C00916 | CURRENT
000032949 | CONTACT,ELECTRICAL | FOR FIXED CONTACT; TOOL #1113; SPRING COMPRESSION; JB 424; CB AEI; C00914; | ENERGEX | ENERGEX | C00914 | MAINTENANCE STOCK
000032948 | SEAL, PLAIN | GEC; FGI; SEAL; TOP COVER; 110 KV; PART # R508065/338; C00907; | ENERGEX | ENERGEX | C00907 | MAINTENANCE STOCK
000032947 | CONTACT,ELECTRICAL | CONTACT; MOVING; TYPE D4 XD; 11 KV OCB; SUPPLIED BY S/WALES; C00898; | ENERGEX | ENERGEX | C00898 | MAINTENANCE STOCK
000032946 | RING,RETAINING. | RING; BACK UP; GEC; FGI; 110 KV; S/GEAR; PART # R508075/131; C00897; | ENERGEX | ENERGEX | C00897 | MAINTENANCE STOCK
000032945 | CONTACT,ELECTRICAL | CONTACT; MOVING; BRASS; S/WALES; 11 KV WITH THREADED HOLE IN BASE; C00896; | ENERGEX | ENERGEX | C00896 | MAINTENANCE STOCK
000032944 | CONTACT,ELECTRICAL | CONTACT; ASSEMBLY; COMPLETE; MOVING; S/WALES; 11 KV; C00895; | ENERGEX | ENERGEX | C00895 | MAINTENANCE STOCK
000032943 | NUT,SELF-LOCKING,HEXAGON. | LOCKNUT; SQUARE DRIVE; FOR S/WALES; 11KV FIXED CONTACT; TYPE C79; C00894; | ERGON | ERGON ENERGY | C00894 | MAINTENANCE STOCK
000032942 | RING,RETAINING. | RING; SECURING; FOR S/WALES; 11 KV FIXED CONTACT CLUSTER; TYPE CARD C79; TYPE CL-2; C00893; | ENERGEX | ENERGEX | C00893 | MAINTENANCE STOCK
000032941 | O-RING | O-RING; GEC 110 KV S/GEAR; FGI; PART # R508065/131; C00891; | ENERGEX | ENERGEX | C00891 | MAINTENANCE STOCK
000032990 | TRANSFORMER,VOLTAGE | POCKET, EARTHING TRANSFORMER; TEMPERATURE PROBE; C00889; | ERGON | ERGON ENERGY | C00889 | MAINTENANCE STOCK
000032989 | CONTACT,ELECTRICAL | CONTACT; DASH POT; 4 HOLE; WESTINGHOUSE; 345 GC; C00888B | ENERGEX | ENERGEX | C00888B | MAINTENANCE STOCK
000032988 | CONTACT,ELECTRICAL | CASTING; FOR FIXED CONTACTS; ALIMINIMUM HOUSING; JB424; 33 KV CB; SUPPLIED BY GEC; C00887; | ENERGEX | ENERGEX | C00887 | MAINTENANCE STOCK
000032987 | CONTACT,ELECTRICAL | CONTACT; AUXILLARY; D4X1 ETC; 11 KV CB; C00885; S/WALES; | ENERGEX | ENERGEX | C00885 | MAINTENANCE STOCK
000032985 | BUSHING | BUSHING; ALUMINIUM; CAP; AEI; JB424; C00883; | ENERGEX | ENERGEX | C00883 | MAINTENANCE STOCK
000032984 | O-RING | O RING; ACTUATOR COLUMN; GEC FGI 110 KV S/GEAR; PART # R508065/312; C00882; | ENERGEX | ENERGEX | C00882 | MAINTENANCE STOCK
000032983 | CONTACT,ELECTRICAL | CONTACT; CIRCLIP; FOR MALE AND FEMALE CONTACTS; 11 KV SERIES 3 OLX AUXILLARY BOARD; D4X-D8X; AS WELL AS S/WALES; C00879; | ENERGEX | ENERGEX | C00879; | MAINTENANCE STOCK
000032982 | CONTACT,ELECTRICAL | CONTACT; MALE; AUXILLARY BOARD; 11KV SERIES 3 OLX; SUPPLIED BY E/E; C00878; AREVA PART # 422-484 AND 106-737 CIRCLIP | ENERGEX | ENERGEX | C00878 | MAINTENANCE STOCK
000032966 | BREATHER | BREATHER; HAWKE; SPARE TUBE; 385MMX OD 200MM X 190 MM X 4MM THICK; C00972; | ENERGEX | ENERGEX | C00972 | MAINTENANCE STOCK
000032986 | CONTACT,ELECTRICAL | CONTACT; BUNG; FOR FINS/ TRANSFORMER; C00884; | ENERGEX | ENERGEX | C00884 | MAINTENANCE STOCK
000023149 | SPLICE,CONDUCTOR | SPLICE FULL TENSION; TO SUIT HENDRIX; 7 NO.6 AW MESSENGER WIRE; REQUIRED FOR CBT-MFD 33KV FEEDER PROJECT; | BRITECH | BRI-TECH PTY LTD | HENDRIX MS-4128 | CURRENT
000030225 | CABINET,ELEC EQUIP | CABINET OLTC MECHANISM; MODEL ED100S; USED FOR OLTC TYPE - V111 350D; 23 TAP; | REINHAUS | REINHAUSEN (AUST) PL | V111 350D | MAINTENANCE STOCK
000030226 | CABINET,ELEC EQUIP | MODEL ED100S; USED FOR OLTC TYPE - M111 600Y; 21 TAP; OLTC MECHANISM; | REINHAUS | REINHAUSEN (AUST) PL | M111 600Y | MAINTENANCE STOCK
000030228 | BUSHING | MODEL - OTXF 146/650/630; CONTRACT - C118/80; 132KV BUSHING FOR TRANSFORMER AT SSNVL &SSCLD; | ABB | ABB FAN PTY LTD | OTXF 146/650/630 | MAINTENANCE STOCK
000030227 | BUSHING | GAS INSULATED SWITCHGEAR; 100V OVERHEAD BUSHING; TYPE - BAK212LL; CONTRACT C52/80; | FUJI |  | TYPE - BAK212LL | MAINTENANCE STOCK
000030229 | OLTC MECHANISM | MODEL - DIAL; | ENERGEX | ENERGEX | N/A | MAINTENANCE STOCK
000030230 | OLTC MECHANISM | MODEL - AT315,44/300 CF3; 15 TAPS; | ENERGEX | ENERGEX | N/A | MAINTENANCE STOCK
000030231 | OLTC MECHANISM | MODEL - AT321.44/300 CF3; 21 TAPS; | ENERGEX | ENERGEX | N/A | MAINTENANCE STOCK
000030232 | OLTC MECHANISM | MODEL - S21AX2T; 15 TAPS; AEI; | ENERGEX | ENERGEX | N/A | MAINTENANCE STOCK
000020043 | CIRCUIT BREAKER | MCB, 240V AC, 63A, 1P, 10kA, D-Curve, Rail Mount, Special Purpose, Pack of 1 | NHP | NHP ELECTRICAL ENGINEERING | DTM10163D | CURRENT
000020043 | CIRCUIT BREAKER | MCB, 240V AC, 63A, 1P, 10kA, D-Curve, Rail Mount, Special Purpose, Pack of 1 | NHP | NHP ELECTRICAL ENGINEERING | DTCB10163D | CURRENT
000020039 | TRANSFORMER,CURRENT | POST TYPE; OUTDOOR; 36KV;3000 AMP;31.5KA CORES1-2, 1000/1 AMP 0.1PX350 R3.5;CORE3 1500/1AMP15VACLASS0.2 EXT 200%;CORE 4-5; 2000/1600/1AMP0.1PX1280R6.4 ON1600/1AMP; | SCHNEDER | SCHNEIDER PTY LTD | TYPE GIF 36-68 | PURCHASE AS REQUIRED
000033130 | BOLT,MACHINE | BOLT; PIVOT ; BRASS; CB MECHANISM RESET; SOUTH WALES; C4 X 1; 11 KV CB; C01278; | ENERGEX | ENERGEX | C01278 | MAINTENANCE STOCK
000033120 | PIN,TIE | PIN; MAIN SHAFT TO OPERATING MECHANISM; FOR USE WITH CIRCLIP #C1290A; JB424; 33KV; CB C01271; | ENERGEX | ENERGEX | C01271 | MAINTENANCE STOCK
000033037 | SPRING,CHARGE | SPRING; CAM SWITCH; FOR FULLER 'F'; OLTC; C00964; | ENERGEX | ENERGEX | C00964 | MAINTENANCE STOCK
000033078 | O-RING | O RING; 3/16" MATERIALS; C01163; | ENERGEX | ENERGEX | C01163 | MAINTENANCE STOCK
000033079 | O-RING | O RING; 1/4" MATERIAL; C01164; | ENERGEX | ENERGEX | C01164 | MAINTENANCE STOCK
000033080 | O-RING | O RING; 5/16" MATERIAL; C01165; | ENERGEX | ENERGEX | C01165 | MAINTENANCE STOCK
000033081 | O-RING | O RING; 3/8" MATERIAL; C01166; | ENERGEX | ENERGEX | C0116 | MAINTENANCE STOCK
000033082 | BREATHER | 33 KV ; CONSISTS OF BREATHER FITTING; TOP PIPE FITTING; C01181; | ERGON | ERGON ENERGY | C01181 | MAINTENANCE STOCK
000033083 | COIL,ELECTRICAL | TYPE: ELECTRICAL RATING: SPECIAL FEATURES: MANUFACTURERS DATA: | ENERGEX | ENERGEX | C01186 | MAINTENANCE STOCK
000033084 | EXTENSION SHAFT | SHAFT; IDLER GEAR; FOR ATL SD528; STANDARD SIZE 19MM; C01187; | ERGON | ERGON ENERGY | C01187 | MAINTENANCE STOCK
000033085 | EXTENSION SHAFT | SHAFT; IDLER; GEAR; FOR ATL SD528; OLTC; OVERSIZE 20MM; C01188; | ERGON | ERGON ENERGY | C01188 | MAINTENANCE STOCK
000033086 | LOCKOUT DEVICE | Lock, Packing, Garlock, Non Asbestos, for Gate Valves, 6.5mm, Style PM2 | ENERGEX | ENERGEX | C01189 | MAINTENANCE STOCK
000033087 | GAUGE. | GAUGE CLASS; FERRANTI; OLTC; C01190; | ERGON | ERGON ENERGY | C01190 | MAINTENANCE STOCK
000033088 | BREATHER | TUBE; BREATHER; TO SUIT 33 KV CTY; C1181; ID 69MM X OD 75MM X 3MM THICK; 292MM LONG; C01191; | ENERGEX | ENERGEX | C01191 | MAINTENANCE STOCK
000033089 | CONTACT,ELECTRICAL | CONTACT; FIXED; FDE; OLTC; ENGLISH SLECTRIC; 51 PER OLTC; KIT 71; C01192; | ERGON | ERGON ENERGY | C01192 | MAINTENANCE STOCK
000033090 | CONTACT,ELECTRICAL | CONTACT; MOVING; 130MM LONG; FOR ENGLISH ELECTRIC FDE OLTC; 6 PER OLTC; C01193; | ERGON | ERGON ENERGY | C01193 | MAINTENANCE STOCK
000033091 | CONTACT,ELECTRICAL | CONTACT; MOVING; 110MM LONG; FOR ENGLISH ELECTRIC; FDE; OLTC; 6 PER OLTC; C01194; | ERGON | ERGON ENERGY | C01194 | MAINTENANCE STOCK
000033092 | COIL,ELECTRICAL | COIL; TRIP; 30V; 33KV; CB; 1100T 20 SWG; FOR GEC OD6; C01195; | ENERGEX | ENERGEX | C01195 | MAINTENANCE STOCK
000033093 | CONTACT,ELECTRICAL | ROLLER; CROMPTON PARKINSON; OLTC; C01196; | ENERGEX | ENERGEX | C01196 | MAINTENANCE STOCK
000033094 | OLTC MECHANISM | BRAID; DIAL ; OLTC; ENGLISH ELECTRIC; C01197; | ENERGEX | ENERGEX | C01197 | MAINTENANCE STOCK
000033095 | CONTACT,ELECTRICAL | CONTACT; MOVING TIPS; GEC; OD 6/ OD 7 33 KV CB; C01204; | ERGON | ERGON ENERGY | C01204 | MAINTENANCE STOCK
000033096 | CONTACT,ELECTRICAL | BLOCK; CLAMPING; MOVING CONTACT; AEI; LGIC 44; 33 KV CB; C01208; | ENERGEX | ENERGEX | C01208 | MAINTENANCE STOCK
000033097 | PIN,TIE | PIN; FOR TRIP BAR ASSEMBLY; AEI; JB 424; 33KV; C01209; | ENERGEX | ENERGEX | C01209 | MAINTENANCE STOCK
000033098 | SPRING,CHARGE | SPRING MECHANISM MODIFICATION; MA4; CONSISTING OF 3 BEARINGS; 2 SPRINGS; 1 PIN; SEE C512 ENERGY UNIT; C01210; | ENERGEX | ENERGEX | C01210 | MAINTENANCE STOCK
000033099 | RELAY,ELECTROMAGNETIC | RELAY; CHANGEOVER; REINHAUSENTYPEMA2/4: MOTOR DRIVE (REPLACES MERCURY TIPPERS); C01212; | ENERGEX | ENERGEX | C01212 | MAINTENANCE STOCK
000033100 | SPRING,CHARGE | COIL; SPRING RELEASE; 110V DC; 33KV CB; AEI; LGIC 44; C01213; | ENERGEX | ENERGEX | C01213 | MAINTENANCE STOCK
000033101 | SPRING,CHARGE | COIL; SPRING RELEASE; 30V DC; AEI; LGIC 44; 750T; 0.71MM GAUGE; C01214; | ENERGEX | ENERGEX | C01214 | MAINTENANCE STOCK
000033102 | COIL,ELECTRICAL | COIL; CLOSING CONTACTOR; 33 KV OCB; 30V DC; AEI; LGIC 44; C01215; | ENERGEX | ENERGEX | C001215 | MAINTENANCE STOCK
000033103 | COIL,ELECTRICAL | COIL; CLOSING CONTACTOR; 33KV; OCB; 110V DC; AEI; LGIC 44; C01216; | ENERGEX | ENERGEX | C01216 | MAINTENANCE STOCK
000033104 | BOLT,MACHINE | BOLT; FOR CONTACT COVER; 33 KV; OCB/CB; 345 GC; WESTINGHOUSE; C01228; | ENERGEX | ENERGEX | C01228 | MAINTENANCE STOCK
000033105 | RESISTOR | RESISTOR; TRANSITION; 25 OHMS; AEI; TYPE L; OLTC; C01229; | ENERGEX | ENERGEX | C01229 | MAINTENANCE STOCK
000033106 | RESISTOR | RESISTOR; TRANSITION; 21 OHMS; AEI; TYPE L; OLTC; C01230; | ENERGEX | ENERGEX | C01230 | MAINTENANCE STOCK
000033107 | RELAY,ELECTROMAGNETIC | RELAY; 24V; ANTI PUMPING; EMAIL OS15; C01234; | ENERGEX | ENERGEX | C01234 | MAINTENANCE STOCK
000033108 | BEARING,ROLLER,SEALED | BEARING; LATCH CLOSING; AEI; LGIC 44; 33 KV CB; C01239: | ENERGEX | ENERGEX | C01239 | MAINTENANCE STOCK
000033109 | COIL,ELECTRICAL | COIL; CONTACTOR CLOSING; 110V DC; AEI; BVRP4; 11 KV CB; 9230T OF.07: C01242; | ENERGEX | ENERGEX | C01242 | MAINTENANCE STOCK
000033110 | COIL,ELECTRICAL | COIL; TRIP ASSEMBLY; AEI; 11KV; BVRP 4; 30V DC; C01243; | ENERGEX | ENERGEX | C01243 | MAINTENANCE STOCK
000033111 | SCREW,MACHINE | CSREW; COUNTER SUNK; FIXED CONTACT; SUIT FULLER; TYPE F; OLTC; 1 1/2" X 5/16";BSF; A/KEY HEAD; C01258; | ENERGEX | ENERGEX | C01258 | MAINTENANCE STOCK
000033112 | SCREW,MACHINE | SCREW; CHEESE HEAD; FIXED CONTACT; FULLER TYPE F; OLTC; C01259; | ENERGEX | ENERGEX | C01259 | MAINTENANCE STOCK
000033113 | CONTACT,ELECTRICAL | NUT; 5/16" BSF NYLOCK; FULLER TYPE F ; OLTC; FOR FIXED CONTACT; C01259A; | ENERGEX | ENERGEX | C01259A | MAINTENANCE STOCK
000033114 | SCREW,MACHINE | SCREW; CHEESE HEAD; 2BA; FULLER TYPE F; OLTC; MOVING CONTACT; C01260; | ENERGEX | ENERGEX | C01260 | MAINTENANCE STOCK
000033115 | CAPACITOR. | CAPACITOR; MOTOR START; GEC JB424; 33 KV CB; CAPACITOR 55 MICRO FARADS; C01263; | ENERGEX | ENERGEX | C01263 | MAINTENANCE STOCK
000033116 | GAUGE,GLASS | GLASS; GAUGE; OIL LEVEL; LUCY 11KV RMU; HEX SHAPED; (THREADED); C01265; | ENERGEX | ENERGEX | C01265 | MAINTENANCE STOCK
000033117 | SEAL, PLAIN | SEAL; CT; BUSHING; FOR ENGLISH ELECTRIC; 8MM HOLE; NITRILE CONE SEAL (TYPE 1); C01266; | ENERGEX | ENERGEX | C01266 | MAINTENANCE STOCK
000033118 | SEAL, PLAIN | SEAL; CT; BUSHING; 8MM HOLE; TYPE 3; FOR ENGLISH ELECTRIC; C01267; | ENERGEX | ENERGEX | C01267 | MAINTENANCE STOCK
000033119 | OLTC MECHANISM | BELT; DRIVE; RUBBER; FOR SEQUENCING SWITCH MOTOR DRIVE CABINET; FDE OLTC MECHANISM; PART# 160XL037; C01270; | ENERGEX | ENERGEX | C01270 | MAINTENANCE STOCK
000033121 | PIN,TIE | PIN; MAIN SHAFT TO OPEARTING MECHANISM; (LARGE); FOR USE WITH CIRCLIP #C1290A; JB 424 33 KV CB; C01271A; | ERGON | ERGON ENERGY | C01271A | MAINTENANCE STOCK
000033122 | CONTACT,ELECTRICAL | CONTACT; SPACER FOR PALLET SWITCH; BAKELITE; 18MM LONG X 19MM WIDE; WESTINGHOUSE J18; 11KV CB; C01272; | ENERGEX | ENERGEX | C01272 | MAINTENANCE STOCK
000033123 | ROD,EARTH | ROD; THREADED NYLON; 5/16" WW X 2" LONG; CO1273; | ENERGEX | ENERGEX | C01273 | MAINTENANCE STOCK
000033124 | NUT, PLAIN, CASTELLATED, HEXAGON | NUT; NYLON; 5/16"; WW; 4 PER OLTC; C01274; | ENERGEX | ENERGEX | C01274 | MAINTENANCE STOCK
000033125 | SEAL, PLAIN | SEAL; DOOR; RUBBER INSERT; 25MM WIDE X 7MM BEAD; C01275; | ENERGEX | ENERGEX | C01275 | MAINTENANCE STOCK
000033126 | CONTACT,ELECTRICAL | CONTACT; PALLET SWITCH; 25MM WIDE (SMALL); AEI; LGIC 44; C01276; | ENERGEX | ENERGEX | C01276 | MAINTENANCE STOCK
000033127 | CONTACT,ELECTRICAL | CONTACTL PALLET SWITCH; 25MM WIDE; (LARGE); AEI; LGIC 44; C01276A; | ENERGEX | ENERGEX | C01276A | MAINTENANCE STOCK
000033128 | CONTACT,ELECTRICAL | CONTACT; PALLET SWITCH; 25MM WIDE; (NARROW; AEI; LGIC 44; C01276B; | ENERGEX | ENERGEX | C01276B | MAINTENANCE STOCK
000033129 | CONTACT,ELECTRICAL | CONTACT; CLUSTER STALK; 25MM; REUROLLE 400 AMP; C01277; | ENERGEX | ENERGEX | C01277 | MAINTENANCE STOCK
000032206 | JOINT,ELECTRICAL POWER CABLE | JOINT ELECTRICAL POWER CABLE; 110KV; 500MM2; SINGLE CORE; OIL FILLED; STRAIGHT JOINT; PIRELLI; EX NON STOCK 6756 OLD F781; | ENERGEX | ENERGEX | N/A | STRATEGIC SPARE
000032203 | JOINT,ELECTRICAL POWER CABLE | JOINT ELECTRICAL POWER CABLE; 33KV; UP TO 185MM2; 3 CORE; OIL FILLED; STRAIGHT JOINT; POSSIBLY SUIT 300MM2; | ENERGEX | ENERGEX | N/A | STRATEGIC SPARE
000032204 | JOINT,ELECTRICAL POWER CABLE | 33KV; TRANSITION JOINT; 3CORE; OILFILLED STOP JOINT TO PLY STRAIGHT JOINT; C.U. TO C.U. 3 CRATES MAKES COMPLETE KIT | ENERGEX | ENERGEX | N/A | STRATEGIC SPARE
000032205 | JOINT,ELECTRICAL POWER CABLE | 110KV; 500MM2; SINGLE CORE; OIL FILLED; STOP JOINT; PIRELLI EX NON STOCK 6753; OLD F781; | ENERGEX | ENERGEX | N/A | STRATEGIC SPARE
000033146 | CLAMP,ELECTRICAL | CLAMP; PAIRS; PLASTIC; NULEC; 11KV/ S/GEAR; C01304; | ENERGEX | ENERGEX | C01304 | MAINTENANCE STOCK
000033145 | CLAMP,ELECTRICAL | CLAMP; FULL; PLASTIC; NULEC; 11KV SWITCH GEAR; C01303; | ENERGEX | ENERGEX | C01303 | MAINTENANCE STOCK
000033142 | WASHER,FLAT | WASHER; PACKING; FOR MECHANISM SOLENOID; LGIC 44; AEI; 33KV CB; C01301; | ENERGEX | ENERGEX | C01301 | MAINTENANCE STOCK
000033143 | PIN,TIE | PIN; ROLL; SPRING RELEASE MECHANISM; SOUTH WALES; 11KV CB; FOR LOCATING ITEM 13; C01300; | ENERGEX | ENERGEX | C01300 | MAINTENANCE STOCK
000033144 | SPRING,CHARGE | SWITCH; MICRO; SPRING RELEASE MECHANISM; SOUTH WALES; 11KV CB; PART # CT2Q-A2; C01299; | ENERGEX | ENERGEX | C01299 | MAINTENANCE STOCK
000033141 | SPRING,CHARGE | SPRING; TRIP BAR RETURN; GEC JB 424 33KV CB; C01297; | ENERGEX | ENERGEX | C01297 | MAINTENANCE STOCK
000033140 | SWITCHGEAR,TRANSFORMER | ORIFACE; SWITCHGEAR; REYROLLE; LMT; C01293; | ENERGEX | ENERGEX | C01293 | MAINTENANCE STOCK
000033139 | GAUGE,GLASS | GAUGE; GLASS; WESTINGHOUSE 345 GC; 33KV CB; C01292; | ENERGEX | ENERGEX | C01292 | MAINTENANCE STOCK
000033138 | FUSE,CARTRIDGE | LINK; FUSE; 25 LET; 240V AC; SEMI CONDUCTOR PROTECTION; C01291; | ENERGEX | ENERGEX | C01291 | MAINTENANCE STOCK
000033136 | CONTACT,ELECTRICAL | CIRCLIP; FOR PIN MAIN SHAFT TO OPERATING MECHANISM; JB424; PIN # C01271; GEC/AEI; C01290; | ENERGEX | ENERGEX | C01290 | MAINTENANCE STOCK
000033137 | CONTACT,ELECTRICAL | CIRCLIP; FOR PIN; MAIN SHAFT TO OPERATING MECHANISM; FOR USE WITH PIN # C0127A; C01290A; | ENERGEX | ENERGEX | C01290A | MAINTENANCE STOCK
000033149 | CONTACT,ELECTRICAL | FOOT; BUSHING; WITH FIXED CONTACTS; CENTRE PHASE; AEI; JB424; 33KV CB; C01310; | ENERGEX | ENERGEX | C01310 | MAINTENANCE STOCK
000033150 | CONTACT,ELECTRICAL | BAR; LIFTING; MOVING CONTACTS; (TIMBER); AEI; JB 424; 33KV CB; C01311; | ENERGEX | ENERGEX | C01311 | MAINTENANCE STOCK
000033151 | CONTACT,ELECTRICAL | FOOT; BUSHING; MOVING CONTACTS; BRASS; AEI; JB 424; 33KV CB; OUTER PHASE; C01312; | ENERGEX | ENERGEX | C01312 | MAINTENANCE STOCK
000033152 | RELAY,ELECTROMAGNETIC | RELAY; PHASE SEQUENCE; FOR VACUUM PUMPS; WITH B3 PHASE ENGINES; 440V; C01313; | ENERGEX | ENERGEX | C01313 | MAINTENANCE STOCK
000033153 | SPRING,CHARGE | SPRING; HINGE; JB 424; 33KV; CB; AEI; C01314; | ENERGEX | ENERGEX | C01314 | MAINTENANCE STOCK
000033157 | NUT, PLAIN, CASTELLATED, HEXAGON | NUT; FOR HINGE SPRING; AEI; JB 424; 33KV CB; C01315; | ENERGEX | ENERGEX | C01315 | MAINTENANCE STOCK
000033158 | SCREW,MACHINE | GRUB SCREW; 5/16" X 1" LONG; FOR KIT 18A; 18B; C01333; | ENERGEX | ENERGEX | C01333 | MAINTENANCE STOCK
000033159 | COIL,ELECTRICAL | LINK; REVERSE TRIP; AEI; LGIC 44; OCB; C01336; | ENERGEX | ENERGEX | C01336 | MAINTENANCE STOCK
000033154 | COIL,ELECTRICAL | COIL; CLOSING; 30 VOLT; REYROLLE LMVP SWITCHGEAR; C04007; | REYROLLE |  | 86693046 | MAINTENANCE STOCK
000033155 | COIL,ELECTRICAL | COIL; TRIP; 30 VOLT; REYROLLE LMVP SWITCHGEAR; C04008; | REYROLLE |  | C04008 | MAINTENANCE STOCK
000033156 | MOTOR AND GEARBOX | MOTOR; 30 VOLT; REYROLLE LMVP SWITCHGEAR; C04009; | REYROLLE |  | 866P869 | MAINTENANCE STOCK
000032991 | COVER,ACCESS | COVER; INDICATOR GLASS; W/HOUSE 345GC; 33 KV CB; C00991; | ENERGEX | ENERGEX | C00991 | MAINTENANCE STOCK
000023150 | BACKING BOARD,METER | Type 'X' Meter Panel, 200 x 250 x 6mm, Insulation Panel, for Network Meter Installation & Replacement | INSULECT | INSULECT AUSTRALIA PL | 613060 200 X 250 X 6MM | CURRENT
000023150 | BACKING BOARD,METER | Type 'X' Meter Panel, 200 x 250 x 6mm, Insulation Panel, for Network Meter Installation & Replacement | APPROD | AUSTRALIAN PANEL PRODUCTS | N/A | CURRENT
000033148 | CLAMP,ELECTRICAL | CLAMP; CABLE GLAND; BRASS; NULEC; 11 KV S/GEAR; C01305; | ENERGEX | ENERGEX | C01305 | MAINTENANCE STOCK
000033054 | SWITCH,PUSH | BUTTON; PUSH; 11OV DC; PANEL MONUTED; C01121; | ENERGEX | ENERGEX | C01121 | MAINTENANCE STOCK
000033048 | CONTACT,ELECTRICAL | CONTACT; MOVING ROLLER; FERRANTI OLTC DS2; C01113; | ENERGEX | ENERGEX | C01113 | MAINTENANCE STOCK
000033049 | CONTACT,ELECTRICAL | CONTACT; MOVING MAIN; FERRANTI DS2; C01114; | ENERGEX | ENERGEX | C01114 | MAINTENANCE STOCK
000033049 | CONTACT,ELECTRICAL | CONTACT; MOVING MAIN; FERRANTI DS2; C01114; | SBA | SBA AMALGAMATED PTY LTD | C01114 | MAINTENANCE STOCK
000033051 | CONTACT,ELECTRICAL | CONTACT; FIXED; COMPLETE WITH ROLLER; FERRANTI; DS2; C01116; | ENERGEX | ENERGEX | C01116 | MAINTENANCE STOCK
000033052 | GASKET | GASKET; FIXED; MAIN; BARRIER BOARD; FERRANTI; DS2; C01117; | ENERGEX | ENERGEX | C01117 | MAINTENANCE STOCK
000033053 | HEATER,ELECTRICAL | HEATER; 240V; 25 WATT; HELIOS; ST8; C01119; | ENERGEX | ENERGEX | C01119 | MAINTENANCE STOCK
000033055 | CONTACT,ELECTRICAL | CONTACT; STALK CLUSTER; WESTINGHOUSE J18 OCB; C01122; | ENERGEX | ENERGEX | C01122 | MAINTENANCE STOCK
000033056 | CONTACT,ELECTRICAL | CONTACT; TRUNKING; WESTINGHOUSE; J18 OCB; C01123; | ENERGEX | ENERGEX | C01123 | MAINTENANCE STOCK
000033057 | HEATER,ELECTRICAL | HEATER; HELIOS 25778; 240V; 120W; C01125; | ENERGEX | ENERGEX | C01125 | MAINTENANCE STOCK
000033058 | CONTACT,ELECTRICAL | CONTACT; MOVING; LEFT; 11 KV ABS; C01126; | ERGON | ERGON ENERGY | C01126 | MAINTENANCE STOCK
000033059 | CONTACT,ELECTRICAL | CONTACT; MOVING; RIGHT; 1KV ABS; C01129; | ERGON | ERGON ENERGY | C01129 | MAINTENANCE STOCK
000033071 | BOLT-NUT | BOLT AND NUT; M5; REINHAUSEN TYPE B; PART # 45003(BOLT); PART # 451237(NUT); C01144; | ENERGEX | ENERGEX | C01144 | MAINTENANCE STOCK
000033070 | WASHER,FLAT | WASHER; FLAT; REINHAUSEN TYPE B; PART # 452358; C01143; | ENERGEX | ENERGEX | C01143 | MAINTENANCE STOCK
000033069 | STRIP,METAL | STRIP; SECURING; REINHAUSEN TYPE B; PART # 021613; C01142; | ENERGEX | ENERGEX | C01142 | MAINTENANCE STOCK
000033068 | STRIP,METAL | STRIP; SECURING; REINHAUSEN TYPE B; PART # 022019; C01140; | ENERGEX | ENERGEX | C01140 | MAINTENANCE STOCK
000033067 | STRIP,METAL | STRIP; SECURING; REINHAUSEN TYPE B; PART # 022018; C01139; | ENERGEX | ENERGEX | C01139 | MAINTENANCE STOCK
000033066 | SPACER,STRAIGHT | SPACER; BAR; STEEL; REINHAUSEN; TYPE B; PART # 021979; C01138; | ENERGEX | ENERGEX | C01138 | MAINTENANCE STOCK
000033065 | SPACER,STRAIGHT | SPACER; TUBE; STEEL; REINHAUSEN TYPE B; PART # 021980; C01137; | ENERGEX | ENERGEX | C01137 | MAINTENANCE STOCK
000033064 | SPACER,STRAIGHT | SPACER; TUBE; STEEL; REINHAUSEN TYPE B; PART # 021984; C01136; | ENERGEX | ENERGEX | C01136 | MAINTENANCE STOCK
000033063 | SPACER,STRAIGHT | SPACER; TUBE; STEEL; REINHAUSEN TYPE B; PART # 021976; C01135; | ENERGEX | ENERGEX | C01135 | MAINTENANCE STOCK
000033062 | SPACER,STRAIGHT | SPACER; TUBE; STEEL; REINHAUSEN TYPE B; PART # 021605; C01134; | ENERGEX | ENERGEX | C01134 | MAINTENANCE STOCK
000033061 | NUT,PLAIN,HEXAGON | NUT; BRASS; FOR SPECIAL TOOL; REINHAUSEN TYPE B; PART # 420685; C01133; | ENERGEX | ENERGEX | C01133 | MAINTENANCE STOCK
000033060 | CONTACT,ELECTRICAL | CONTACT; FIXED; 11KV; ABS; C01130; | ERGON | ERGON ENERGY | C01130 | MAINTENANCE STOCK
000033072 | LINK,TENSION | LINKAGE; OPERATING TIMBER; GEC DDFC-DDFD RMU; C01146; | ENERGEX | ENERGEX | C01146 | MAINTENANCE STOCK
000033073 | OIL PUMP | IMPELLER; JABSCO OIL PUMP; C01148; PART # 17956-0003; | ENERGEX | ENERGEX | C01148 | MAINTENANCE STOCK
000033074 | GEAR, SPUR | GEAR; STEEL; WITH BEVEL GEAR MACHINED ON ONE SIDE; FOEAEI M21A X 4T OLTC; C01149; | ENERGEX | ENERGEX | C01149 | MAINTENANCE STOCK
000033075 | GEAR, SPUR | GEAR; STEEL; BEVEL; AEI; M21A X 4T; OLTC; C01150; | ENERGEX | ENERGEX | C01150 | MAINTENANCE STOCK
000033076 | GEAR, SPUR | GEAR; STEEL; WITH GENEVA WHEEL; AEI M21A X AT OLTC; C01151; | ENERGEX | ENERGEX | C01151 | MAINTENANCE STOCK
000033077 | O-RING | O RING; 1/8" MATERIAL; C01161; | ENERGEX | ENERGEX | C01161 | MAINTENANCE STOCK
000033131 | COIL,ELECTRICAL | COIL; CONTACTOR; GEC; OLX 3; MC 45; 110V DC; C01279; | ENERGEX | ENERGEX | C01279 | MAINTENANCE STOCK
000033132 | PIN,TIE | PIN; FIXING; MICRO SWITCH; OPERATING ROD; JB424; 33 KV CB; C01283; | ENERGEX | ENERGEX | C01283 | MAINTENANCE STOCK
000033133 | SCREW,MACHINE | SCREW; BUCKHOLZ; LOW OIL TRIP DEFEAT; 3/16" WIDE X 1/4" LONG; C01284; | ENERGEX | ENERGEX | C01284 | MAINTENANCE STOCK
000033134 | GAUGE,GLASS | GLASS; TAP POSITION INDICATOR; (PERSPLEX); SD528; C01285; | ENERGEX | ENERGEX | C01285 | MAINTENANCE STOCK
000033135 | BRAID,WIRE | BRAID; 115MM X 5MM; C01286; | ENERGEX | ENERGEX | C01286 | MAINTENANCE STOCK
000033027 | CONTACT,ELECTRICAL | CONTACTOR; 32V DC; BROWN BOVERI; C01079; | ENERGEX | ENERGEX | C01079 | MAINTENANCE STOCK
000033026 | CONTACT,ELECTRICAL | CONTACTOR; MOTOR; ENGLISH ELECTRIC; C01078; | ENERGEX | ENERGEX | C01078 | MAINTENANCE STOCK
000033025 | EXTENSION SHAFT | SHAFT; SOLENOID OPERATING; MAKE FROM BROKEN SAMPLE IF REQUIRED; C01076; | ERGON | ERGON ENERGY | C01076 | MAINTENANCE STOCK
000033024 | CONTACT,ELECTRICAL | CONTACT; DIVERTER; NARROW DIAL; SUIT RG'S AT POSTMANS RIDGE; OLTC; ENGLISH ELECTRIC; C01072; | ERGON | ERGON ENERGY | C01072 | MAINTENANCE STOCK
000033023 | GEAR, SPUR | GEAR; INTERMEDIATE; FOR MA2 MOTOR DRIVE; REINHAUSEN; OLTC; C01069; | ENERGEX | ENERGEX | C01069 | MAINTENANCE STOCK
000033035 | CONTACT,ELECTRICAL | CONTACTOR; 415V; 22 AMP; BROWN BOVERI; CAT # B9; C01093; | ENERGEX | ENERGEX | C01093 | MAINTENANCE STOCK
000033036 | BUSHING | BUSHING; CT; TERMINAL BOX; 33/11 TRANSFORMER; C01095; | ENERGEX | ENERGEX | C01095 | MAINTENANCE STOCK
000033038 | SWITCH, PRESSURE | SWITCH; QUALITROL; PRESSURE RELIEF VALVE; C01100; | INSULECT | INSULECT AUSTRALIA PL | Q415-P73E | MAINTENANCE STOCK
000033039 | PIN,TIE | PIN; RETAINING; FUSE CLIP; LENGTH 50MM; LONG AND CRAWFORD RMU; C01101; | ENERGEX | ENERGEX | C01101 | MAINTENANCE STOCK
000033040 | STRIP,METAL | STRAP; COPPER; FLAT 16MM; FOR SD 528; OLTC; C01102; | ENERGEX | ENERGEX | C01102 | MAINTENANCE STOCK
000033041 | CONTACT,ELECTRICAL | BAR; CONTACT STRIP; WITH MAIN CONTACT POLE; SUPPLIED BY REINHAUSEN; C01103; | ENERGEX | ENERGEX | C01103 | MAINTENANCE STOCK
000033042 | PLATE,IDENTIFICATION | GUIDE; PLATE; REINHAUSEN BIll 100; C01104; | ENERGEX | ENERGEX | C01104 | MAINTENANCE STOCK
000033043 | PLATE,IDENTIFICATION | GUIDE; PLATE; REINHAUSEN; TYPE B lll 100; C01105; | ENERGEX | ENERGEX | C01105 | MAINTENANCE STOCK
000033044 | CONTACT,ELECTRICAL | CONTACT; ASSEMBLY; COMPLETE; REINHAUSEN TYPE B; B 111 100; C01106; | ENERGEX | ENERGEX | C01106 | MAINTENANCE STOCK
000033045 | CONTACT,ELECTRICAL | TRIP LATCH; MECHANISM; GEC DDFD-DDFC RMU; C01108; | ENERGEX | ENERGEX | C01108 | MAINTENANCE STOCK
000033046 | BOLT,MACHINE | BOLT; SPRING CLOSE; HANDLE PIVOT; SOUTH WALES 11KV CB; C01111; | ENERGEX | ENERGEX | C01111 | MAINTENANCE STOCK
000033047 | FUSEHOLDER,BASE & CARRIER | FUSE; SOLENOID PROTECTION; TIS 50; 50 AMP; SUIT WESTINGHOUSE 346; SOUTH WALES; LGIC 44; C01112; | ENERGEX | ENERGEX | C01112 | MAINTENANCE STOCK
000033034 | PIN,TIE | PIN; INDICATOR; QUALITROL; PRESSURE RELIEF VALVE; C01092; | ENERGEX | ENERGEX | C01092 | MAINTENANCE STOCK
000033033 | STRIP,METAL | STRAP; COPPER FOR DIVERTER SWITCH; FIXED CONTACTS; CROMPTON PARKINSON; C01090; | ENERGEX | ENERGEX | C01090 | MAINTENANCE STOCK
000033032 | WASHER,FLAT | WASHER; BRASS; FOR LSA OLTC; MERCURY SEAL; C01089; | ENERGEX | ENERGEX | C01089 | MAINTENANCE STOCK
000033031 | RELAY,ELECTROMAGNETIC | BAKELITE RELAY; MOUNITING; BOARD; CROMPTON PARKINSON; MOTOR UNIT; C01083; | ENERGEX | ENERGEX | C01083 | MAINTENANCE STOCK
000033030 | SPRING,CHARGE | ABSORBER; SPRING ENERGY; FOR LGIC 44; SPRING CLOSE MECHANISM; 33 KV OCB; C01082; | ENERGEX | ENERGEX | C01082 | MAINTENANCE STOCK
000033029 | COIL,ELECTRICAL | COL; TRIP; 11KV CB; 110V DC; SOUTH WALES; C01081; | ENERGEX | ENERGEX | C01081 | MAINTENANCE STOCK
000033028 | SWITCH. | SWITCH; MAINTAINED RELEASE; MAGRININ GALILEO; CB; TYPE GI-E; C30/90; 33 KV; C01080; | ENERGEX | ENERGEX | C01080 | MAINTENANCE STOCK
000032992 | CONTACT,ELECTRICAL | CONTACT ELECTRICAL; TAB LOCKING; REINHAUSEN; B111; PART # 021934; C00995; | ENERGEX | ENERGEX | C00995 | MAINTENANCE STOCK
000032993 | CONTACT,ELECTRICAL | FOR REDUCING CONTACTS; TAB; LOCKING; REINHAUSEN; C00997; | ENERGEX | ENERGEX | C00997 | MAINTENANCE STOCK
000032994 | PIN,TIE | PIN; SHEAR; REINHAUSEN; MA4 MECHANISM; C00998; | ENERGEX | ENERGEX | C00998 | MAINTENANCE STOCK
000032995 | BOLT,MACHINE | BOLT; REINHAUSEN; PART # 450358 B111; C01000; | ENERGEX | ENERGEX | C01000 | MAINTENANCE STOCK
000032996 | BOLT,MACHINE | BOLTL REINHAUSEN; B111; PART # 450355; C01001; | ENERGEX | ENERGEX | C01001 | MAINTENANCE STOCK
000032997 | CONTACT,ELECTRICAL | CONTACTOR; TYPE BBCSLA16; 415V COIL; 240V RAISE; LOWER REINHAUSEN; C01002; | ENERGEX | ENERGEX | C01002 | MAINTENANCE STOCK
000032998 | SPRING,CHARGE | SPRING CHARGE; MOTOR; 240V; 33KV CB; C01004; TOSHIBA; INNOUE-DENKI; | ENERGEX | ENERGEX | C01004 | MAINTENANCE STOCK
000033010 | BRACKET,MOUNTING | BRACKET; BARRIER BOARD; TYPE A; OLTC; FDE; C01037; | ENERGEX | ENERGEX | C01037 | MAINTENANCE STOCK
000033009 | JOINT,ELECTRICAL POWER CABLE | CLAMP; 2 BOLT; STRAIGHT JOINT; OLTC; FDE; C01034; | ENERGEX | ENERGEX | C01034 | MAINTENANCE STOCK
000033008 | SPACER,STRAIGHT | SPACER; BARRIER BOARD; OLTC FDE; C01032; | ENERGEX | ENERGEX | C01032 | MAINTENANCE STOCK
000033007 | TRANSFORMER,CURRENT | TRANSFORMER CURRENT; TYPE WI1-W2; MAKE MESSWANDLER; SUITABLE FOR 500KVA TRANSFORMER; C01030; | ENERGEX | ENERGEX | C01030 | MAINTENANCE STOCK
000033006 | RESISTOR | TRANSITION RESISTOR; FORMER; TYPE AT; TAPCHANGER; MAKE AEI; (SAMPLE ONLY); C01029; | ENERGEX | ENERGEX | C01029 | MAINTENANCE STOCK
000033005 | BRUSH, WIRE, ROTARY WHEEL | WHEEL; DRIVE; TAP CHANGER; AEI; TYPE AT; C01028; | ENERGEX | ENERGEX | C01028 | MAINTENANCE STOCK
000033004 | O-RING | O RING; OD 25MM; MANIFOLD FOR MAGRINI GALILEO; USED IN KIT 96; C01019; | ENERGEX | ENERGEX | C01019 | MAINTENANCE STOCK
000033003 | CONTACT,ELECTRICAL | CONTACT; FIXED (L SHAPED); FULLER; TYPE HS317; OLTC; C01013; | ERGON | ERGON ENERGY | C01013 | MAINTENANCE STOCK
000023151 | TERMINATION,ELECTRICAL POWER CABLE | 36 KV; OUTDOOR; NO VOLTAGE TAP; TO SUIT; TYPE 3 SOCKET; FOR 33 KV 400 SQMM CU; XLPE/LY/HDPE; OLEX PART NO. XNQP28RP001; 3PH SET; | INTERTEC | INTERTECH ENGINEERING PTY LTD | CONNEX 870 330 400 | CURRENT
000033002 | CONTACT,ELECTRICAL | REYROLLE; LMT; VT HIGH VOLTAGE CONTACTS; C01012; | ENERGEX | ENERGEX | C01012 | MAINTENANCE STOCK
000033001 | COIL,ELECTRICAL | COIL; TRIP; SPRING RELEASE; 110V DC; 0.4 X 1400T; INOUE-DENKI; C01007; | ENERGEX | ENERGEX | C01007 | MAINTENANCE STOCK
000033000 | COIL,ELECTRICAL | COIL; TRIP; SPRING RELEASE; 110V DC; 0.4 X 1400T; INOUE-DENKI; C01006; | ENERGEX | ENERGEX | C01006 | MAINTENANCE STOCK
000032999 | COIL,ELECTRICAL | COIL; TRIP; SPRING RELEASE; 32V DC; 0.89 X 780T; INOUE-DENKI; C01005; | ENERGEX | ENERGEX | C01005 | MAINTENANCE STOCK
000033011 | BRACKET,MOUNTING | BRACKET; BARRIER BOARD; TYPE B; OLTC; FDE; C01038; | ENERGEX | ENERGEX | C01038 | MAINTENANCE STOCK
000033012 | BRACKET,MOUNTING | BRACKET; BARRIER BOARD; TYPE C; OLTC; FDE; C01039; | ENERGEX | ENERGEX | C01039 | MAINTENANCE STOCK
000033013 | CONTACT,ELECTRICAL | BLOCK; FIXED CONTACT MOUNTING; OLTC; FDE; C01040; | ENERGEX | ENERGEX | C01040 | MAINTENANCE STOCK
000033014 | CIRCUIT BREAKER | CIRCUIT BREAKER; 1.6 - 2.4 SELECTABLE AMPS; TRIPPING; FOR MA7 MOTOR DRIVE; PART # 3VU1300-1MH00; C01041; | ENERGEX | ENERGEX | C01041 | MAINTENANCE STOCK
000033015 | OLTC MECHANISM | OLTC FDE; BLOCK; MOUNTING; STEEL; C010143; | ENERGEX | ENERGEX | C01043 | MAINTENANCE STOCK
000033016 | SPACER,STRAIGHT | SPACER; FOR BRAIDS; REDUCES TO 6MM; TYPE F; OLTC; FULLER; BRASS; C01046; | ENERGEX | ENERGEX | C01046 | MAINTENANCE STOCK
000033017 | CONTACT,ELECTRICAL | CONTACTS; TRUNKING; WAREHOUSE; SPRING LEAF TYPE; J18 OCB; C01047; | ENERGEX | ENERGEX | C01047 | MAINTENANCE STOCK
000033018 | CONTACT,ELECTRICAL | BLOCK; TRUNKING WAREHOUSE; 11KV OCB; J18; C01048; | ENERGEX | ENERGEX | C01048 | MAINTENANCE STOCK
000033019 | SWITCH. | SWITCH; ROD PALLET; DRIVE; 33 KV; OCB; LGIC; C01054; | ENERGEX | ENERGEX | C01054 | MAINTENANCE STOCK
000033020 | SWITCH. | ROD; PALLET SWITCH; 33KV; OCB; LGIC; C01055; | ENERGEX | ENERGEX | C01055 | MAINTENANCE STOCK
000033021 | CONTACT,ELECTRICAL | BARRIER BOARD; MOVING CONTACT CRADLE; TYPE F; OLTC; FULLER; C01059; | ERGON | ERGON ENERGY | C01059 | MAINTENANCE STOCK
000033022 | CONTACT,ELECTRICAL | ARM; E POXY; MOVING CONTACT; OLTC; FDE; SUPPLIED BY ENGLISH ELECTRIC; C01068; | ENERGEX | ENERGEX | C01068 | MAINTENANCE STOCK
000021036 | REMOTE I/O MODULE | SEL 2505; 48/125 V DC AUX; 48V DC LOGIC INPUTS; SINGLE MODE OPTICAL FIBRE; ST CONNECTOR; | SEL | SCHWEITZER ENGINEERING LABORATORIES INC. | 2505332XX | CURRENT
000020044 | BOX,ELECTRICAL,MULTIAPPLICATION. | REVENUE METERING MARSHALLING BOX; POLYCARBONATE; 558MM (L) X 378MM (W) 150MM (D); INDOOR USE; TERMINALS; COVER SUPPORT; MOUNTING RAIL; TERMINAL COVER; | ERGON | ERGON ENERGY | CCSTD-AR084-01 | CURRENT
000033161 | FERRULE,ELECTRICAL CONDUCTOR | FERRULE; FRICTION FOR REVERSE TRIP LINK; LGIC 44 OCB; AEI; SEE C01336; C01366B; | ENERGEX | ENERGEX | C01366B | MAINTENANCE STOCK
000033162 | PIN,TIE | PIN; PLUNGER SOLENOID; SOUTH WALES; D12X1 11 KV CB; #5 MECHANISM (1200A); C01338; NO DRAWING, MAKE ON SAMPLE; | ENERGEX | ENERGEX | C01338 | MAINTENANCE STOCK
000033163 | SWITCH. | SWITCH; ARM LEVER; ON/OFF INDICATOR; 11 KV GEC; SBV SW; GEAR; C01341; | ENERGEX | ENERGEX | C01341 | MAINTENANCE STOCK
000033164 | SPRING,CHARGE | MOTOR; SPRING CHARGE; FLUROKI; RMU; 24V DC; C01342; | ENERGEX | ENERGEX | C01342 | MAINTENANCE STOCK
000033165 | BRACKET | BRACKET; MICRO SWITCH; FOR SPRING RELEASE MODIFICATION; SOUTH WALES; 11 KV CB; C01343; | ENERGEX | ENERGEX | C01343 | MAINTENANCE STOCK
000033166 | CONTACT,ELECTRICAL | CONTACT; MOVING SELECTOR; 7.5MVA; TRANSFORMER; DIAL; ENGLISH ELECTRIC; C01349; | ENERGEX | ENERGEX | C01349 | MAINTENANCE STOCK
000033167 | CONTACT,ELECTRICAL | CONTACT; FIXED; SELECTOR; DIAL; 7.5MVA TRANFORMER; ENGLISH ELECTRIC; C01350; | ENERGEX | ENERGEX | C01350 | MAINTENANCE STOCK
000033168 | CONTACT,ELECTRICAL | MOVING ROLLER CONTACT;LEFT CRADLE; ATL FULLER "F" OLTC; COMPLETE WITH PIN; C01353;ORDER ALSO SC32555 SC32556; | ENERGEX | ENERGEX | C01353 | MAINTENANCE STOCK
000033169 | GAUGE. | GAUGE #1114; OVERSHOOT STOP SPRING; STALK SET LENGTH; JB424; AEI; C01354; | ENERGEX | ENERGEX | C01354 | MAINTENANCE STOCK
000033170 | SPACER,STRAIGHT | SPACER; MECHANISM; DRIVESHAFT; FULLER "F"; OLTC; C01355; | ENERGEX | ENERGEX | C01355 | MAINTENANCE STOCK
000033160 | SPRING,CHARGE | SPRING FOR REVERSE TRIP LINK; LGIC 44 OCB; AEI; C01336A; | ENERGEX | ENERGEX | C01336A | MAINTENANCE STOCK
000032882 | CONTACT,ELECTRICAL | CONTACT; MOVING; AEI; S21AX2T; C00807; | ERGON | ERGON ENERGY | C00807 | MAINTENANCE STOCK
000023159 | BUSHING | BUSHING INSULATING BOOT; SUITS LBS BUSHINGS; NGK; | NGK | NGK STANGER PTY LTD | 90531 | CURRENT
000023160 | GUARD,ANIMAL | WILDLIFE PROOF COVER; FOR SURGE ARRESTORS ON NGK STANGER LOAD BREAK SWITCH; AS PER DRAWING 95129; 1600MM LONG; 110MM DIAMETER; | NGK | NGK STANGER PTY LTD | 95129 | CURRENT
000021925 | COIL,ELECTRICAL | NILSEN; 48V DC SHUNT TRIP COIL; 415V AC CIRCUIT BREAKERS; | NILSEN |  | NAB1 ACBS | CURRENT
000023092 | MOTOR,DIRECT CURRENT. | 110 125V DC FOR VCB; FOR USE IN SIEMENS 8DA10; 36KV SWGR; SIEMENS TYPE 3AY1711-3E; | SIEMENS | SIEMENS LTD | 3AY1511-3E | STRATEGIC SPARE
000023093 | GAUGE,PRESSURE | AUGE,PRESSURE;SF6;110 KV; SIEMENS TYPE N/A; FOR USE IN SIEMENS 8DA10 36KV SWGR; | SIEMENS | SIEMENS LTD | 9000023933 | STRATEGIC SPARE
000023094 | O-RING | O-RING,SIEMENS TYPE xxxxxxx; SIEMENS TYPE SN 63250-240x 6- NBR; FOR USE IN SIEMENS 8DA10 36KV SWGR; | SIEMENS | SIEMENS LTD | SN 63250-240X 6- NBR | STRATEGIC SPARE
000023095 | BAG,PLASTIC | DESSICANT BAG:SIEMENS; SIEMENS TYPE 58154-GDT70-Vlies250(250g); FOR USE IN SIEMENS 8DA10 36KV SWGR; | SIEMENS | SIEMENS LTD | 58154-GDT70-VLIES | STRATEGIC SPARE
000023096 | GREASE,SPECIAL PURPOSE | GREASE,SPECIAL PURPOSE; SIEMENS TYPE 5000000209; FOR USE IN SIEMENS 8DA10 36KV SWGR; | SIEMENS | SIEMENS LTD | 5000000209 | STRATEGIC SPARE
000023097 | BRUSH | BRUSH;SIEMENS TYPE 5820000004; FOR USE IN SIEMENS 8DA10 36KV SWGR | SIEMENS | SIEMENS LTD | 5820000004 | CURRENT
000023098 | BOLT,MACHINE | BUS BOLTS AND INSULATING CAPS; SIEMENS TYPE 86282883; FOR USE IN SIEMENS 8DA10 36KV SWGR; | SIEMENS | SIEMENS LTD | 86282883 | CURRENT
000023099 | BOLT,MACHINE | BOLTS BUSBAR HOUSING SECURING; SIEMENS TYPE 86282863; FOR USE IN SIEMENS 8DA10 36KV SWGR | SIEMENS | SIEMENS LTD | 86282863 | STRATEGIC SPARE
000023100 | KIT,WIRING | WIRING KIT; TERMINAL AND PLUG KIT; SIEMENS TYPE 73012103; FOR USE IN SIEMENS 8DA10 36KV SWGR; | SIEMENS | SIEMENS LTD | 73012103 | STRATEGIC SPARE
000023101 | KIT, TERMINATION | TERMINATION 2X S3 AND 1X S2 WITH CONTACT BOLT; (LENGTH = 177 MM); SIEMENS TYPE 86361263 + 86118150; FOR USE IN SIEMENS 8DA10 36KV SWGR; | SIEMENS | SIEMENS LTD | 73012103 | STRATEGIC SPARE
000023102 | KIT,RETROFIT. | WITHOUT MOTOR CONTROL UNIT; THREE POSITION SWITCH; OPERATING MECHANI WITH WIRING;SIEMENSTYPE86369683+86721243 FOR USE IN SIEMENS 8DA10 36KV SWGR; | SIEMENS | SIEMENS LTD | 86369683 + 86721243 | CURRENT
000023103 | KIT,RETROFIT. | OPERATING MECHANISM;BOX FOR EARTH SWITCH;SIEMENS TYPE 86288723; FOR USE IN SIEMENS 8DA10 36KV SWGR; | SIEMENS | SIEMENS LTD | 86288723 | CURRENT
000023104 | TESTER,INDICATOR | CAPACITIVE VOLTAGE INDICATOR; TYPE CAPDIS S2+; FOR USE IN SIEMENS 8DA10 36KV SWGR; | SIEMENS | SIEMENS LTD | 8DX4002-2SA01 | PURCHASE AS REQUIRED
000023105 | MOTOR,DIRECT CURRENT. | MOTOR SPRING CHARGE;110 V DC; SIEMENS TYPE 8210103; FOR USE INSIEMENS 8DN8 145KV INDOOR SWG; | SIEMENS | SIEMENS LTD | 8210103 | STRATEGIC SPARE
000023106 | KIT,RETROFIT. | SPRING CHANRGED OPERATING MECHANISM; W/O MOTOR AND CONTROL UNIT; SIEMENS TYPE 8210102; FOR USE IN SIEMENS 8DN8 145KV INDOOR SWGR; | SIEMENS | SIEMENS LTD | 8210102 | STRATEGIC SPARE
000023107 | CONTACT,ELECTRICAL | CONTACTS; COMPLETE FIXED AND MOVING ASSEMBLY; SIEMENS TYPE 8210101; FOR USE IN SIEMENS 8DN8 145KV INDOOR SWITCHGEAR; | SIEMENS | SIEMENS LTD | 8210101 | CURRENT
000023108 | DISK, PRESSURE RELIEF | PRESSURE RELIEF DISC; CB; SIEMENS TYPE 8210111; FOR USE IN SIEMENS 8DN8 145KV INDOOR SWITCHGEAR; | SIEMENS | SIEMENS LTD | 8210111 | STRATEGIC SPARE
000023109 | GAUGE,PRESSURE | DENSITY MONITOR; CB; SIEMENS TYPE 8210110; FOR USE IN SIEMENS 8DN8 145KV INDOOR SWITCHGEAR; | SIEMENS | SIEMENS LTD | 8210110 | STRATEGIC SPARE
000023110 | CONTACT,ELECTRICAL | 3 POSITION OPERATING MECHANISM; SIEMENS TYPE 8210508; FOR USE IN SIEMENS 8DN8 145KV INDOOR SWITCHGEAR; | SIEMENS | SIEMENS LTD | 8210508 | STRATEGIC SPARE
000023111 | MOTOR,DIRECT CURRENT. | MOTOR, OPERATING MECANISM; 110V DC; SIEMENS TYPE 8210502; FOR USE IN SIEMENS 8DN8 145KV INDOOR SWITCHGEAR; | SIEMENS | SIEMENS LTD | 8210502 | STRATEGIC SPARE
000023112 | CONTACT. | CONTACTS; TO SUIT SINGLE POLE DISCONNECT SWITCH; SIEMENS TYPE 8210301; FOR USE IN SIEMENS 8DN8 145KV INDOOR SWITCHGEAR; | SIEMENS | SIEMENS LTD | 8210301 | STRATEGIC SPARE
000023113 | CONTACT. | CONTACTS; TO SUIT SINGLE POLE EARTH SWITCH; SIEMENS TYPE 8210302; FOR USE IN SIEMENS 8DN8 145KV INDOOR SWITCHGEAR; | SIEMENS | SIEMENS LTD | 8210302 | STRATEGIC SPARE
000023114 | CONTACT. | CONTACTS; TO SUIT SINGLE POLE xxxx; SIEMENS TYPE 8210402; FOR USE IN SIEMENS 8DN8 145KV INDOOR SWITCHGEAR; | SIEMENS | SIEMENS LTD | 8210402 | STRATEGIC SPARE
000023162 | STAND,POLE | 4 TONNE; 500MM HIGH ALLUMINIUM FLAT STACK; FOLDABLE FOR EASY STORAGE; LOAD RATING TAGGED; SERIAL NUMBERED; | TEN | THE ENERGY NETWORK | PS-AF-4T-S | PURCHASE AS REQUIRED
000023158 | DRAIN,PROTECTION,BARRIER | GEOTEXTILE MATERIAL; PORESIZE 80MICRONS; ROLL 2M X 50M; PRODUCT A44200050; FILTRATION, DEWATERING OF ELEC PITS; | GEOFAB | GEOFABRICS AUSTRALASIA PTD LTD. | BIDIM A44 | PURCHASE AS REQUIRED
000023115 | MOTOR,DIRECT CURRENT. | MOTOR, OPERATING MECANISM; 110V DC;WITHOUT ROD;SIEMENS TYPE8210504; FOR USE IN SIEMENS 8DN8 145KV INDOOR SWITCHGEAR; | SIEMENS | SIEMENS LTD | 8210504 | STRATEGIC SPARE
000023116 | SWITCH, EARTHING | EARTH SWITCH; HIGH SPEED; SIEMENS TYPE 8DN8-2 ( Item 3c); FOR USE IN SIEMENS 8DN8 145KV INDOOR SWITCHGEAR; | SIEMENS | SIEMENS LTD | 8DN8-2 ( ITEM 3C) | CURRENT
000023117 | BUSBAR | OUTDOOR GIS;1600 AMP; 145 KV; 40 KA; SIEMENS TYPE 8DN8-2 ( Item 3D ); FOR USE IN SIEMENS 8DN8 145KV INDOOR SWITCHGEAR; | SIEMENS | SIEMENS LTD | 8DN8-2 ( ITEM 3D) | CURRENT
000023118 | BUSBAR | OUTDOOR GIS;1600 AMP;145 KV;40 KA; SIEMENS TYPE 8DN8-2 ( Item 3e); FOR USE IN SIEMENS 8DN8 145KV INDOOR SWITCHGEAR; | SIEMENS | SIEMENS LTD | 8DN8-2 ( ITEM 3E) | CURRENT
000023119 | DISK, PRESSURE RELIEF | PRESSURE RELIEF DISC; ALL COMPARTMENTS (W/O CB);SIEMENS TYPE 8210003; FOR USE IN SIEMENS 8DN8 INDOOR SWITCHGEAR; | SIEMENS | SIEMENS LTD | 8210003 | STRATEGIC SPARE
000023120 | GAUGE. | DENSITY MONITOR ALL COMPARTMENTS (W/O CB); SIEMENS TYPE 8210001; FOR USE IN SIEMENS 8DN8 145KV INDOOR SWITCHGEAR; | SIEMENS | SIEMENS LTD | 8210001 | STRATEGIC SPARE
000023121 | BARRIER,INSULATION | BUSBAR INSULATOR GAS PERMEABLE; SIEMENS TYPE 8210007; FOR USE IN SIEMENS 8DN8 145KV INDOOR SWITCHGEAR; | SIEMENS | SIEMENS LTD | 8210007 | STRATEGIC SPARE
000023122 | BARRIER,INSULATION | BUSBAR INSULATOR GAS TIGHT; SIEMENS TYPE 8210005; FOR USE IN SIEMENS 8DN8 145KV INDOOR SWITCHGEAR; | SIEMENS | SIEMENS LTD | 8210005 | STRATEGIC SPARE
000023123 | GASKET | GASKETKIT,SUITS 145KV CABLE TERMINATION; SIEMENS TYPE 8210006; FOR USE IN SIEMENS 8DN8 145KV INDOOR SWITCHGEAR; | SIEMENS | SIEMENS LTD | 8210006 | STRATEGIC SPARE
000023124 | MOTOR,DIRECT CURRENT. | MOTOR SPRING CHARGE;110 V DC; SIEMENS TYPE 8310303; FOR USE IN SIEMENS 8DN8 145KV OUTDOOR SWITCHGEAR; | SIEMENS | SIEMENS LTD | 8310303 | STRATEGIC SPARE
000023125 | KIT,RETROFIT. | SPRING CHANRGED OPERATING MECHANISM; W/O MOTOR AND CONTROL UNIT; SIEMENS TYPE 8310202; FOR USE IN SIEMENS 8DN8 145KV OUTDOOR SWGR; | SIEMENS | SIEMENS LTD | 8310202 | STRATEGIC SPARE
000023126 | CONTACT,ELECTRICAL | CONTACTS; COMPLETE FIXED AND MOVING ASSEMBLY; SIEMENS TYPE 8310201; FOR USE IN SIEMENS 8DN8 145KV OUTDOOR SWITCHGEAR; | SIEMENS | SIEMENS LTD | 8310201 | CURRENT
000023127 | DISK, PRESSURE RELIEF | PRESSURE RELIEF DISC; CB; SIEMENS TYPE 8310211; FOR USE IN SIEMENS 8DN8 145KV OUTDOOR SWITCHGEAR; | SIEMENS | SIEMENS LTD | 8310211 | STRATEGIC SPARE
000023128 | GAUGE,PRESSURE | DENSITY MONITOR; CB; SIEMENS TYPE 8310210; FOR USE IN SIEMENS 8DN8 145KV OUTDOOR SWITCHGEAR; | SIEMENS | SIEMENS LTD | 8310210 | STRATEGIC SPARE
000023129 | CONTACT,ELECTRICAL | 3 POSITION OPERATING MECHANISM; SIEMENS TYPE 8310501; FOR USE IN SIEMENS 8DN8 145KV OUTDOOR SWITCHGEAR; | SIEMENS | SIEMENS LTD | 8310501 | CURRENT
000023130 | MOTOR,DIRECT CURRENT. | MOTOR, OPERATING MECANISM; 110V DC; SIEMENS TYPE 8310502; FOR USE IN SIEMENS 8DN8 145KV OUTDOOR SWITCHGEAR; | SIEMENS | SIEMENS LTD | 8310502 | STRATEGIC SPARE
000023131 | CONTACT. | TO SUIT SINGLE POLE DISCONNECT SWITCH; SIEMENS TYPE 8310301; FOR USE IN SIEMENS 8DN8 145KV OUTDOOR SWITCHGEAR; | SIEMENS | SIEMENS LTD | 8310301 | STRATEGIC SPARE
000023132 | CONTACT. | TO SUIT SINGLE POLE EARTHSWITCH; SIEMENS TYPE 8310302; FOR USE IN SIEMENS 8DN8 145KV OUTDOOR SWITCHGEAR; | SIEMENS | SIEMENS LTD | 8310302 | STRATEGIC SPARE
000023133 | CONTACT. | TO SUIT SINGLE POLE xxxx; SIEMENS TYPE 8310402; FOR USE IN SIEMENS 8DN8 145KV OUTDOOR SWITCHGEAR; | SIEMENS | SIEMENS LTD | 8310402 | STRATEGIC SPARE
000023134 | MOTOR,DIRECT CURRENT. | MOTOR, OPERATING MECANISM; 110V DC;WITHOUT ROD; SIEMENS TYPE 8310504; FOR USE IN SIEMENS 8DN8 145KV OUTDOOR SWGR | SIEMENS | SIEMENS LTD | 8310504 | STRATEGIC SPARE
000023135 | SWITCH, EARTHING | EARTH SWITCH; HIGH SPEED; SIEMENS TYPE 8DN8-3 ( Item 7c); FOR USE IN SIEMENS 8DN8 145KV OUTDOOR SWITCHGEAR; | SIEMENS | SIEMENS LTD | 8DN8-3 ( ITEM 7C) | CURRENT
000023136 | SWITCH, EARTHING | EARTH SWITCH; HIGH SPEED; SIEMENS TYPE 8DN8-3 ( Item 7d); FOR USE IN SIEMENS 8DN8 145KV OUTDOOR SWITCHGEAR; | SIEMENS | SIEMENS LTD | 8DN8-3 ( ITEM 7D) | CURRENT
000023137 | DISK, PRESSURE RELIEF | PRESSURE RELIEF DISC; SUITABLE FOR USE IN ALL COMPARTMENTS (W/O CB); SIEMENS TYPE 8310002;FOR USE IN SIEMENS 8DN8 145KV OUTDOOR SWGR; | SIEMENS | SIEMENS LTD | 8310002 | STRATEGIC SPARE
000023138 | GAUGE. | DENSITY MONITOR; SUITABLE FOR USE IN ALL COMPARTMENTS (W/O CB); SIEMENS TYPE 8310001;FOR USE IN SIEMENS 8DN8 145KV OUTDOOR SWITCHGEAR; | SIEMENS | SIEMENS LTD | 8310001 | STRATEGIC SPARE
000023139 | BARRIER,INSULATION | BUSBAR INSULATOR GAS PERMEABLE; SIEMENS TYPE 8310006; FOR USE IN SIEMENS 8DN8 145KV OUTDOOR SWITCHGEAR; | SIEMENS | SIEMENS LTD | 8310006 | STRATEGIC SPARE
000023140 | BARRIER,INSULATION | BUSBAR INSULATOR GAS TIGHT; SIEMENS TYPE 8310004; FOR USE IN SIEMENS 8DN8 145KV OUTDOOR SWITCHGEAR; | SIEMENS | SIEMENS LTD | 8310004 | STRATEGIC SPARE
000023141 | GASKET | GASKET KIT,SUITS145KV CABLE TERMINATION; SIEMENS TYPE 8310005; FOR USE IN SIEMENS 8DN8 145KV OUTDOOR SWITCHGEAR; | SIEMENS | SIEMENS LTD | 8310005 | STRATEGIC SPARE
000023161 | ADAPTOR PLATE | GROUND MOUNT CANTILEVER ADAPTOR PLATE; SUITS DISTRIBUTION CABINETS (SC21876/ SC231877); GRADE 304 STAINLESS STEEL; 1100MM (L); 180MM (W); | NOJAPWR | NOJA POWER | LVC-3003 | CURRENT
000023173 | BUSHING | BUSHING SUPPORT KIT FOR VK10; IPOWER VK10 CIRCUIT BREAKER; UPPER & LOWER SUPPORTS; PRE ASSMEBLED INSULATOR | POWINS | POWINS PL | X1 & X2 | PURCHASE AS REQUIRED
000023175 | SWITCH FUSE GEAR | SAFELINK OVERTRAVEL ARRESTOR; EARTH SWITCHES; ABB SAFELINK RMU OVERTRAVEL ARRESTOR; OTA KIT; EARTH SWITCH; GREEN & RED; | ABB | ABB FAN PTY LTD | 1YJH00003 | CURRENT
000023176 | SWITCH FUSE GEAR | ABB SAFELINK RMU; OVERTRAVEL ARRESTOR; OTA; MAIN SWITCH; RED; | ABB | ABB FAN PTY LTD | 1YJR100001H001 | PURCHASE AS REQUIRED
000023178 | TERMINATION,ELECTRICAL POWER CABLE | 36 KV; OUTDOOR; NO VOLTAGE TAP; TO SUIT; TYPE 3 SOCKET; FOR 33 KV 185 SQMM CU; XLPE/LY/HDPE; OLEX PART NO. XNQP25RP001; 3PH SET; | TYCO | TYCO | RPIT-631X | PURCHASE AS REQUIRED
000023178 | TERMINATION,ELECTRICAL POWER CABLE | 36 KV; OUTDOOR; NO VOLTAGE TAP; TO SUIT; TYPE 3 SOCKET; FOR 33 KV 185 SQMM CU; XLPE/LY/HDPE; OLEX PART NO. XNQP25RP001; 3PH SET; | NKT | NKT CABLES AUSTRALIA P/L | CP13-27 | PURCHASE AS REQUIRED
000023178 | TERMINATION,ELECTRICAL POWER CABLE | 36 KV; OUTDOOR; NO VOLTAGE TAP; TO SUIT; TYPE 3 SOCKET; FOR 33 KV 185 SQMM CU; XLPE/LY/HDPE; OLEX PART NO. XNQP25RP001; 3PH SET; | INTERTEC | INTERTECH ENGINEERING PTY LTD | CONNEX 870 330 185 | PURCHASE AS REQUIRED
000023180 | TERMINATION KIT,ELECTRICAL CABLE | 11kV Connecting Plug, 600 Series, suit XR-EP-90 Insulated, 1C, 300mm2 Cu Flex Cable, Set of 3 | AUSTMOLD | AUSTRALMOLD PTY LTD | K650-CP | CURRENT
000023181 | TERMINATION,ELECTRICAL POWER CABLE | ELBOW; TERMINATION POWER CABLE; INSULATED DEAD BREAK SCREENED; SEPERABLE CONNECTORS (ELBOWS); SET 3; SUIT ANSI 600 SERIES PROFILE; TO SUIT | AUSTMOLD | AUSTRALMOLD PTY LTD | K655LR-L-0360 | PURCHASE AS REQUIRED
000023182 | TERMINATION,ELECTRICAL POWER CABLE | INSULATED DEAD BREAK SEPERABLE; CONNECTOR (STRAIGHT); SET OF 3; TO SUIT ANSI; 600 PROFILE; TO SUIT 11 KV 400SQMM AL TRIPLEX CABLE; C/'W EARTHING KIT; | AUSTMOLD | AUSTRALMOLD PTY LTD | K655SR-L-0360 | PURCHASE AS REQUIRED
000023183 | BOLT-NUT SET | CAGE NUT SET; CAGE NUT M6 SCREW AND WASHER; SILVER PKT 50; | B&R | B&R ENCLOSURES | ARCN | CURRENT
000034123 | SWITCHGEAR | RMU, SafeLink 2 CFC, Single Switch Fuse, for 11kV Oil Type & Dry Type Transformer Connection up to 1500kVA, Mech D | ABB | ABB FAN PTY LTD | CFC INDOOR | CURRENT
000034124 | SWITCHGEAR | RMU, SafeLink 2 CFCF, Double Switch Fuse, for 11kV Oil Type & Dry Type Transformer Connection up to 1500kVA, Mech D | ABB | ABB FAN PTY LTD | CFCF INDOOR | CURRENT
000034125 | SWITCHGEAR | RMU, SafeLink 2 CFCC, 3-Way Single Switch Fuse, 11kV Oil Type & Dry Type Transformer Connection up to 1500kVA, Mech D | ABB | ABB FAN PTY LTD | CFCC INDOOR | CURRENT
000034126 | SWITCHGEAR | 11kV, SafeLink 2 CCC, 3-Way Switching Unit, Mech D | ABB | ABB FAN PTY LTD | CCC INDOOR | CURRENT
000034127 | SWITCHGEAR | 11kV, SafeLink 2 CCCC, 4-Way Switching Unit, Mech D | ABB | ABB FAN PTY LTD | CCCC INDOOR | CURRENT
000034128 | KIT,SHUNT TRIP | SHUNT TRIP CFC 240 VAC; 240 V AC SHUNT TRIP KIT FOR ITEM 1; SUITABLE FOR ABB SAFELINK2 RMU: | ABB | ABB FAN PTY LTD | SHUNT TRIP CFC 240VAC | CURRENT
000034129 | KIT,SHUNT TRIP | SHUNT TRIP CFCF 240VAC; 240 V AC SHUNT TRIP KIT FOR ITEM 2 ; SUITABLE FOR ABB SAFELINK2 RMU: | ABB | ABB FAN PTY LTD | SHUNT TRIP CFCF 240VAC | CURRENT
000034130 | KIT,SHUNT TRIP | SHUNT TRIP CFCC 240VAC; 240 V AC SHUNT TRIP KIT FOR ITEM 3; SUITABLE FOR ABB SAFELINK2 RMU: | ABB | ABB FAN PTY LTD | SHUNT TRIP CFCC 240VAC | CURRENT
000034131 | KIT,SHUNT TRIP | SHUNT TRIP CFC 48VDC; 12 - 48 V DC SHUNT TRIP KIT; FOR ITEM 1; SUITABLE FOR ABB SAFELINK2 RMU: | ABB | ABB FAN PTY LTD | SHUNT TRIP CFC 48VDC | CURRENT
000034132 | KIT,SHUNT TRIP | SHUNT TRIP CFC 110VDC; 110 V DC SHUNT TRIP KIT FOR ITEM 1; SUITABLE FOR ABB SAFELINK2 RMU: | ABB | ABB FAN PTY LTD | SHUNT TRIP CFC 110VDC | CURRENT
000034138 | SWITCHGEAR | RMU, 12kV, SafeLink 2 CFC c/w Mounting Plinth & Outdoor Encl, for 11kV Oil Type Transformer Connection to 1000kVA & Dry Type Transformer Connection to 1500kVA, | ABB | ABB FAN PTY LTD | CFC OUTDOOR | CURRENT
000034139 | SWITCHGEAR | RMU, 12kV, SafeLink 2 CFCF c/w Mounting Plinth & Outdoor Encl, for 11kV Oil Type Transformer Connection to 1000kVA & Dry Type Transformer Connection to 1500kVA, | ABB | ABB FAN PTY LTD | SAFELINK 2 CFCF OD | CURRENT
000034140 | SWITCHGEAR | RMU, 12kV, SafeLink 2 CFCC c/w Mounting Plinth & Outdoor Encl, for 11kV Oil Type Transformer Connection to 1000kVA & Dry Type Transformer Connection to 1500kVA, | ABB | ABB FAN PTY LTD | CFCC OUTDOOR | CURRENT
000034141 | SWITCHGEAR | RMU, 12kV, SafeLink 2 CCC c/w Mounting Plinth & Outdoor Enclosure, JTS 06-08-01 | ABB | ABB FAN PTY LTD | CCC OUTDOOR | CURRENT
000034142 | SWITCHGEAR | RMU, 12kV, SafeLink 2 CCCC c/w Outdoor Enclosure & Plinth, JTS 06-08-01 (scm) | ABB | ABB FAN PTY LTD | CCCC OUTDOOR | CURRENT
000034143 | SWITCH FUSE GEAR | SAFELINK 2 CFC OD RC; SINGL SWITCH FUSE RMU; 11KV OILTYPE TRANSFORMER CONNECTION UP TO 100KVA; WITH REMOTE CONTROL KIT; CONTROLS ALL CABLE SWITCH DISCONNECTORS; | ABBAUST | ABB AUSTRALIA PTY LTD | 5811946 | CURRENT
000034143 | SWITCH FUSE GEAR | SAFELINK 2 CFC OD RC; SINGL SWITCH FUSE RMU; 11KV OILTYPE TRANSFORMER CONNECTION UP TO 100KVA; WITH REMOTE CONTROL KIT; CONTROLS ALL CABLE SWITCH DISCONNECTORS; | ABB | ABB FAN PTY LTD | CFC AUTOMATED | CURRENT
000034144 | SWITCH FUSE GEAR | SAFELINK 2 CFFC OD RC; DOUBLE SWITCH FUSE RMU; 11KV OILTYPE TRANSFORMER CONNECTION UP TO 1000KVA; COMPLETE WITH REMOTE CONTROL KIT TO CONTROL ALL | ABBAUST | ABB AUSTRALIA PTY LTD | 5811947 | CURRENT
000034144 | SWITCH FUSE GEAR | SAFELINK 2 CFFC OD RC; DOUBLE SWITCH FUSE RMU; 11KV OILTYPE TRANSFORMER CONNECTION UP TO 1000KVA; COMPLETE WITH REMOTE CONTROL KIT TO CONTROL ALL | ABB | ABB FAN PTY LTD | CFCF AUTOMATED | CURRENT
000034145 | SWITCH FUSE GEAR | SAFELINK 2 CFFCFC OD RC; 3 WAY SINGLE SWITCH FUSE RMU;11KV OILTYPE TRANSFORMER CONNECTION; UP TO 1000KVA; COMPLETE WITH REMOTE CONTROL KIT; CONTROLS ALL CABLE | ABBAUST | ABB AUSTRALIA PTY LTD | 5811948 | CURRENT
000034145 | SWITCH FUSE GEAR | SAFELINK 2 CFFCFC OD RC; 3 WAY SINGLE SWITCH FUSE RMU;11KV OILTYPE TRANSFORMER CONNECTION; UP TO 1000KVA; COMPLETE WITH REMOTE CONTROL KIT; CONTROLS ALL CABLE | ABB | ABB FAN PTY LTD | CFCC AUTOMATED | CURRENT
000034146 | SWITCH FUSE GEAR | SAFELINK 2 CCC OD RC; 3 WAY SWITCHING UNIT; REMOTE CONTROL KIT TO CONTROL ALL CABLE SWITCH DISCONNECTORS; INCLUDING MOUNTING PLINTH AND OUTDOOR | ABBAUST | ABB AUSTRALIA PTY LTD | 5811949 | CURRENT
000034146 | SWITCH FUSE GEAR | SAFELINK 2 CCC OD RC; 3 WAY SWITCHING UNIT; REMOTE CONTROL KIT TO CONTROL ALL CABLE SWITCH DISCONNECTORS; INCLUDING MOUNTING PLINTH AND OUTDOOR | ABB | ABB FAN PTY LTD | CCC AUTOMATED | CURRENT
000034147 | SWITCH FUSE GEAR | SAFELINK 2 CCCC OD RC; 4 WAY SWITCHING UNIT; WITH REMOTE CONTROLKIT; CONTROLS CABLE SWUTCH DISCONNECTORS; INCLUDING MOUNTING PLINTH AND OUTDOOR ENCLOSURE; | ABBAUST | ABB AUSTRALIA PTY LTD | 5811950 | CURRENT
000034147 | SWITCH FUSE GEAR | SAFELINK 2 CCCC OD RC; 4 WAY SWITCHING UNIT; WITH REMOTE CONTROLKIT; CONTROLS CABLE SWUTCH DISCONNECTORS; INCLUDING MOUNTING PLINTH AND OUTDOOR ENCLOSURE; | ABB | ABB FAN PTY LTD | CCCC AUTOMATED | CURRENT
000034153 | ENCLOSURE, OUTDOOR | OUTDOOR ENCLOSURE KIT; GROUP 1; 3 WAY; STANDARD HEIGHT; SUITABLE FOR ABB SAFELINK2 RMU; | ABB | ABB FAN PTY LTD | 5811912 | CURRENT
000034154 | PLINTH | Mounting Plinth, Concrete, Group 1, 3-Way Unit, Mechanism D, for ABB SAFELINK2 RMU | ABB | ABB FAN PTY LTD | 5811913 | PURCHASE AS REQUIRED
000034155 | CONTROL MODULE. | REMOTE CONTROL KIT; FOR SAFELINK TO RMU | ABB | ABB FAN PTY LTD | REMOTE CONTROL KIT | CURRENT
000034156 | ACTUATOR, MOTOR | MOTOR ACTUATOR; FOR REMOTE CONTROL OF DISCONNECTING SWITCH; GROUPS 1 *1A; ITEMS 1 - 5; | ABB | ABB FAN PTY LTD | MOTOR ACTUATOR | CURRENT
000023184 | CLAMP,ELECTRICAL | HELICAL DEAD END; FT, 7/3.40 AAC, 7/.134 AAC "Fly" (Imp) Colour Code Purple (P40) | TECONN | TE CONNECTIVITY LTD | FAD1015-1050-6 | CURRENT
000023184 | CLAMP,ELECTRICAL | HELICAL DEAD END; FT, 7/3.40 AAC, 7/.134 AAC "Fly" (Imp) Colour Code Purple (P40) | PLP AUST | PREFORMED LINE PRODUCTS (AUST) | D-ADE1015 | CURRENT
000023184 | CLAMP,ELECTRICAL | HELICAL DEAD END; FT, 7/3.40 AAC, 7/.134 AAC "Fly" (Imp) Colour Code Purple (P40) | DULMISON | DULMISON (AUST) PTY LTD | ADE1015 | CURRENT
000023184 | CLAMP,ELECTRICAL | HELICAL DEAD END; FT, 7/3.40 AAC, 7/.134 AAC "Fly" (Imp) Colour Code Purple (P40) | DULHUNTY | DULHUNTY INDUSTRIES PTY LTD | NE | CURRENT
000023187 | MOTOR-GENERATOR | HONDA 3KW PETROL GENERATOR; W/PROOF RCD FITTED;MAX WATTS 3000; RAT WATTS 240V/50HZ;12 VOLT DCA AMPS; 5.9L ULP; 2 WHEEL & HANDLE KIT; | ATOMSUPP | ATOM SUPPLY | 297980 | CURRENT
000023187 | MOTOR-GENERATOR | HONDA 3KW PETROL GENERATOR; W/PROOF RCD FITTED;MAX WATTS 3000; RAT WATTS 240V/50HZ;12 VOLT DCA AMPS; 5.9L ULP; 2 WHEEL & HANDLE KIT; | CNWPL | CNW PL - SLACKS CREEK | EU30IU | CURRENT
000023187 | MOTOR-GENERATOR | HONDA 3KW PETROL GENERATOR; W/PROOF RCD FITTED;MAX WATTS 3000; RAT WATTS 240V/50HZ;12 VOLT DCA AMPS; 5.9L ULP; 2 WHEEL & HANDLE KIT; | GENPLACE | THE GENERATOR PLACE BRISBANE | HOGEU30I | CURRENT
000023188 | MOTOR-GENERATOR | GENERATOR 2KW; RCD FITTED; MAX WATTS 2000; RAT WATTS 240V/50HZ; 12 VOLT DC/AMPS; BATTERY CHARGING; OIL ALERT SYSTEM; 4.1L ULP; | CNWPL | CNW PL - SLACKS CREEK | EU22I | CURRENT
000023188 | MOTOR-GENERATOR | GENERATOR 2KW; RCD FITTED; MAX WATTS 2000; RAT WATTS 240V/50HZ; 12 VOLT DC/AMPS; BATTERY CHARGING; OIL ALERT SYSTEM; 4.1L ULP; | GENPLACE | THE GENERATOR PLACE BRISBANE | EU22I | CURRENT
000023188 | MOTOR-GENERATOR | GENERATOR 2KW; RCD FITTED; MAX WATTS 2000; RAT WATTS 240V/50HZ; 12 VOLT DC/AMPS; BATTERY CHARGING; OIL ALERT SYSTEM; 4.1L ULP; | ATOMSUPP | ATOM SUPPLY | 312830 | CURRENT
000023190 | EARTH LINK BOX | BX:ELEC;33KV CBL SYS,CONNIONS,316 EARTH LINK BOX 33 KV CABLE SYSTEM; SHEAT H EARTH CROSS BONDING WITH 120 SQ MM CU XLPE INSULATED CONCENTRIC BONDING LEAD C | AKPOWER | AK POWER SOLUTIONS PTY LTD | BC6 | CURRENT
000034157 | SWITCH FUSE GEAR | SAFELINK 2 CFC OD RC; SINGL SWITCH FUSE RMU; 11KV OILTYPE TRANSFORMER CONNECTION UP TO 100KVA; WITH REMOTE CONTROL KIT; CONTROLS ALL CABLE SWITCH DISCONNECTORS; | ABB | ABB FAN PTY LTD | CFC AUTOMATED | CURRENT
000034158 | SWITCH FUSE GEAR | SAFELINK 2 CFFC OD RC; DOUBLE SWITCH FUSE RMU; 11KV OILTYPE TRANSFORMER CONNECTION UP TO 1000KVA; COMPLETE WITH REMOTE CONTROL KIT TO CONTROL ALL | ABB | ABB FAN PTY LTD | CFCF AUTOMATED | CURRENT
000034159 | SWITCH FUSE GEAR | SAFELINK 2 CFFCFC OD RC; 3 WAY SINGLE SWITCH FUSE RMU;11KV OILTYPE TRANSFORMER CONNECTION; UP TO 1000KVA; COMPLETE WITH REMOTE CONTROL KIT; CONTROLS ALL CABLE | ABB | ABB FAN PTY LTD | CFCC AUTOMATED | CURRENT
000034160 | SWITCH FUSE GEAR | SAFELINK 2 CCC OD RC; 3 WAY SWITCHING UNIT; REMOTE CONTROL KIT TO CONTROL ALL CABLE SWITCH DISCONNECTORS; INCLUDING MOUNTING PLINTH AND OUTDOOR | ABB | ABB FAN PTY LTD | CCC AUTOMATED | CURRENT
000034161 | SWITCH FUSE GEAR | SAFELINK 2 CCCC OD RC; 4 WAY SWITCHING UNIT; WITH REMOTE CONTROLKIT; CONTROLS CABLE SWUTCH DISCONNECTORS; INCLUDING MOUNTING PLINTH AND OUTDOOR ENCLOSURE; | ABB | ABB FAN PTY LTD | CCCC AUTOMATED | CURRENT
000023192 | L.V. LINE COVER | CLASS 4 LIVE LINE; HARD COVER; GRIP ALL ADAPTOR; HIGH DENSITY; BRIGHT ORANGEPOLYETHYLENE; 5 FOOT; RATED 36.6KV PHASE TO PHASE; | TEN | THE ENERGY NETWORK | C406-0514GA | CURRENT
000023192 | L.V. LINE COVER | CLASS 4 LIVE LINE; HARD COVER; GRIP ALL ADAPTOR; HIGH DENSITY; BRIGHT ORANGEPOLYETHYLENE; 5 FOOT; RATED 36.6KV PHASE TO PHASE; | BRITECH | BRI-TECH PTY LTD | C4060514GA | CURRENT
000020048 | PANEL,RELAY | EQUIPMENT HOUSING; SUITS RMS SIZE 2M RELAY; 100MM PROJECTION; 1.6MM ALUMINIUM; 200MM HIGH; 52MM WIDE; | ERGON | ERGON ENERGY | CCSTD-EP022-17 | PURCHASE AS REQUIRED
000020046 | PANEL,RELAY | EQUIPMENT HOUSING; SUITS ARGUS 1 RELAY; 100MM PROJECTION; 1.6MM ALUMINIUM; 194MM HIGH; 155MM WIDE; | ERGON | ERGON ENERGY | CCSTD-EP022-16 | PURCHASE AS REQUIRED
000020045 | PANEL,RELAY | EQUIPMENT HOUSING; SUIT AREVA P123 RELAY; 100MM PROJECTION; 1.6MM ALUMINIUM; 194MM HIGH; 103MM WIDE; | GLOBAL | GLOBAL MANUFACTURING GROUP | CCSTD-EP022-15 | CURRENT
000020045 | PANEL,RELAY | EQUIPMENT HOUSING; SUIT AREVA P123 RELAY; 100MM PROJECTION; 1.6MM ALUMINIUM; 194MM HIGH; 103MM WIDE; | ERGON | ERGON ENERGY | CCSTD-EP022-15 | CURRENT
000023294 | GOGGLES,INDUSTRIAL | GOGGLE; DURAMAXX; ANTIFOG; HONEYWELL; BLUE/GREY BODY; TSR GREY PC;FABRIC HEAD BAND;OTG CAPABLE;POLYCARBONATE;95 GRAMS; ADJUSTABLE;LIGHTWEIGHT;ANTIFOG;FLEXIBLE; | ATOMSUPP | ATOM SUPPLY | 60020378 | CURRENT
000023294 | GOGGLES,INDUSTRIAL | GOGGLE; DURAMAXX; ANTIFOG; HONEYWELL; BLUE/GREY BODY; TSR GREY PC;FABRIC HEAD BAND;OTG CAPABLE;POLYCARBONATE;95 GRAMS; ADJUSTABLE;LIGHTWEIGHT;ANTIFOG;FLEXIBLE; | ATOMSUPP | ATOM SUPPLY | 60020738 | CURRENT
000023294 | GOGGLES,INDUSTRIAL | GOGGLE; DURAMAXX; ANTIFOG; HONEYWELL; BLUE/GREY BODY; TSR GREY PC;FABRIC HEAD BAND;OTG CAPABLE;POLYCARBONATE;95 GRAMS; ADJUSTABLE;LIGHTWEIGHT;ANTIFOG;FLEXIBLE; | TEN | THE ENERGY NETWORK | HONEYWELL 1017738 | CURRENT
000023301 | FUSE,CARTRIDGE | 125 AMP;500 V AC;BLADE TYPE CONTACTS; DIN SIZE 1;AS2005,PART 1;PACK OF 3, PACK WEIGHT 0.70 KG;FOR USE WITH FUSE- SWITCH COMBINATION (STOCK CODES 15194 & | FUSECO | FUSECO PTY LTD | NH1F-125 | CURRENT
000023301 | FUSE,CARTRIDGE | 125 AMP;500 V AC;BLADE TYPE CONTACTS; DIN SIZE 1;AS2005,PART 1;PACK OF 3, PACK WEIGHT 0.70 KG;FOR USE WITH FUSE- SWITCH COMBINATION (STOCK CODES 15194 & | FLOWLINE | FLOWLINE INDUSTRIES PTY LTD | NH1GG50V125 | CURRENT
000023301 | FUSE,CARTRIDGE | 125 AMP;500 V AC;BLADE TYPE CONTACTS; DIN SIZE 1;AS2005,PART 1;PACK OF 3, PACK WEIGHT 0.70 KG;FOR USE WITH FUSE- SWITCH COMBINATION (STOCK CODES 15194 & | IPD | IPD GROUP LIMITED | NHG1-125 | CURRENT
000023301 | FUSE,CARTRIDGE | 125 AMP;500 V AC;BLADE TYPE CONTACTS; DIN SIZE 1;AS2005,PART 1;PACK OF 3, PACK WEIGHT 0.70 KG;FOR USE WITH FUSE- SWITCH COMBINATION (STOCK CODES 15194 & | EATON | EATON ELECTRIC SYSTEMS PTY LTD | LSPN1125 | CURRENT
000023301 | FUSE,CARTRIDGE | 125 AMP;500 V AC;BLADE TYPE CONTACTS; DIN SIZE 1;AS2005,PART 1;PACK OF 3, PACK WEIGHT 0.70 KG;FOR USE WITH FUSE- SWITCH COMBINATION (STOCK CODES 15194 & | FLOWLINE | FLOWLINE INDUSTRIES PTY LTD | EM371692 | CURRENT
000023302 | CLAMP,ELECTRICAL | Parallel Groove, 16-70mm2 Al/Steel Main & 6-50mm2 Cu Tap, 2 Bolt, NT, Transverse Grooved (scm) | CABAC | CABAC (MANUFACTURER) | BPG70/50 | CURRENT
000023302 | CLAMP,ELECTRICAL | Parallel Groove, 16-70mm2 Al/Steel Main & 6-50mm2 Cu Tap, 2 Bolt, NT, Transverse Grooved (scm) | LEGEND | LEGEND POWER SYSTEMS | BPG70/50 | CURRENT
000023302 | CLAMP,ELECTRICAL | Parallel Groove, 16-70mm2 Al/Steel Main & 6-50mm2 Cu Tap, 2 Bolt, NT, Transverse Grooved (scm) | THEWMCAN | TMAC THEW & MCCANN GROUP | P2B16-70 | CURRENT
000023197 | FUSE,CARTRIDGE | ENCLOSED ELEMENT; BLADE TYPE CONTACTS; SIZE DN 00; 160 AMP; 500V; AS60269; | WEBER | WEBER SOUTH PACIFIC PTY LTD | NH00KYF-160 | CURRENT
000023196 | FUSE,CARTRIDGE | ENCLOSED ELEMENT; BLADE TYPE CONTACTS; SIZE DIN 00; 80 AMP; 500V; AS60269 | WEBER | WEBER SOUTH PACIFIC PTY LTD | FUSELINK 80AMP | CURRENT
000023195 | FUSE,CARTRIDGE | ENCLOSED ELEMENT; BLADE TYPE CONTACTS; SIZE DIN00; 50 AMP; 500 V; AS60269; | WEBER | WEBER SOUTH PACIFIC PTY LTD | NH00KTF-050 | CURRENT
000023194 | FUSE,CARTRIDGE | ENCLOSED ELEMENT; BLADE TYPE CONTACTS; SIZEDIN00; 40 AMP; 500V; AS60269; | WEBER | WEBER SOUTH PACIFIC PTY LTD | NH00KTF-040 | CURRENT
000023193 | FUSE,CARTRIDGE | ENCLOSED ELEMENT; BLADE TYPE CONTACTS; SIZE DIN00; 35 AMP; 500V; AS60269; | WEBER | WEBER SOUTH PACIFIC PTY LTD | NH00KTF-035 | CURRENT
000023296 | BASE,DISTRIBUTION PILLAR | 400A LV Link Pillar Base Assy, UDC, C&I, 336mm H x 695mm W x 613mm D, Green PPL, suit LV 3Ph 400A Fuse Switch, TS 521 (scm) | FLOWLINE | FLOWLINE INDUSTRIES PTY LTD | ES23296 | CURRENT
000023295 | COVER,ELECTRICITY SUPPLY PILLAR | 400A LV Link Pillar Cover Assy, UDC, C&I, 755mm H x 521mm W x 449mm D, Green PPL, suit LV 3Ph 400A Fuse Switch, TS 521 (scm) | FLOWLINE | FLOWLINE INDUSTRIES PTY LTD | ES23295 | CURRENT
000023300 | SWITCH,FUSED | 400A Fuse Disconnector Switch, 415V, 3 Ph, Vertically Mounted on a Steel Frame c/w Rear Termination Cover & Mounting Fixings, TS 521 (scm) | FLOWLINE | FLOWLINE INDUSTRIES PTY LTD | ESQ23300 | CURRENT
000032207 | TERMINATION,ELECTRICAL POWER CABLE | 33KV GAS TERMINATION; SPLITTER STYLE; JD SPLITTER STYLE;NO TAPES; INCLUDES BELLS; JD SPLITTER; BOTTOM CANS; PALLET NUMBER UGM 9; | ENERGEX | ENERGEX | UGM 9 | STRATEGIC SPARE
000032208 | JOINT,ELECTRICAL POWER CABLE | 33KV-GAS XLPE;JOINT TRANSITION TYPE; NO TAPES; INCLUDES GAS TO XLPE JOINT HARDWARE; PALLET NUMBER UGM 10; | ENERGEX | ENERGEX | UGM 10 | STRATEGIC SPARE
000032209 | NITROGEN GAS CUBICLE | 33KV NITROGEN GAS CABLE CUBICLE AND COMPONENTS; INCLUDING CABINET; BOTTLE STAND; REGULATOR PANEL; PALLET NUMBER UGM 11; | ENERGEX | ENERGEX | UGM 11 | STRATEGIC SPARE
000032210 | JOINT OUTER BOX,ELECTRICAL POWER CABLE. | 33KV OIL JOINT OUTERBOX MOLDS TYPE 5,4 & 3; USED TO MAKE THE TYPE 5,4 AND 3 OUTER BOXES; PALLET NUMBER UGM 12; | ENERGEX | ENERGEX | UGM 12 | STRATEGIC SPARE
000032212 | JOINT OUTER BOX,ELECTRICAL POWER CABLE. | 33KV OIL JOINT OUTER BOX FOR TYPE 8 AND MOLD FOR TYPE 8; PALLET NUMBER UGM 17; | ENERGEX | ENERGEX | UGM 17 | STRATEGIC SPARE
000032214 | JOINT OUTER BOX,ELECTRICAL POWER CABLE. | 33KV OIL JOINT OUTER BOX MOLD FOR TYPE 7 AND ONE 110KV UNKNOWN TYPE; PALLET NUMBER UGM 29; | ENERGEX | ENERGEX | UGM 29 | STRATEGIC SPARE
000032216 | EARTH LINK BOX | PIRELLI 110KV LINK BOXES TO SUIT 240MM CABLE; PALLET NUMBER UGM 33; | ENERGEX | ENERGEX | UGM 33 | STRATEGIC SPARE
000032217 | TERMINATION,ELECTRICAL POWER CABLE | 110KV 1000MM XLPE STRAIGHT JOINT SPARE TAPES AND ACCESSORIES FOR TRAINING AND SPARE PARTS FROM STOCK CODE 18667; PALLET NUMBER UGM 41; | ENERGEX | ENERGEX | UGM 41 | STRATEGIC SPARE
000032218 | JOINT,ELECTRICAL POWER CABLE | 110KV 100MM XLPE STRAIGHT JOINT SPARE OUTERBOX KIT; ACCESSORIES FOR TRAINING SPARE PARTS FROM STOCK CODE 18667; PALLET NUMBER UGM 42; | ENERGEX | ENERGEX | UGM 42 | STRATEGIC SPARE
000032219 | PULLING EYE & END SEAL | 33KV XLPE PULLING EYE; SUITS 630MM2 AND 800MM2; UGM 47; | ENERGEX | ENERGEX | UGM 47 | STRATEGIC SPARE
000032220 | TERMINATION,ELECTRICAL POWER CABLE | 110KV OIL TERMINATION SEALING; END BELL TO SUIT F809/810 AT SSVPK; VICTORIA PARK; PALLET NUMBER UGM 48; | ENERGEX | ENERGEX | UGM 48 | STRATEGIC SPARE
000032221 | TERMINATION,ELECTRICAL POWER CABLE | 110KV OIL TERMINATION SEALING; END BELL TO SUIT F737/738; 0.3SQ IN; PALLET NUMBER UGM 49; | ENERGEX | ENERGEX | UGM 49 | STRATEGIC SPARE
000032222 | TERMINATION,ELECTRICAL POWER CABLE | 33KV OIL TERMINATION; INCLUDING 1 X SPLITTER; (SOLID SUPPORT); 3 X SEALING ENDS; BOX O RINGS; EXTRA PIECES; NO TAPE PALLET NUMBER UGM 51; | ENERGEX | ENERGEX | UGM 51 | STRATEGIC SPARE
000032223 | JOINT OUTER BOX,ELECTRICAL POWER CABLE. | 33KV OIL JOINT OUTERBOX MOLDS; TYPE 6&5; OUTERBOX; PLUS TWO UNKNOWN TYPES; PALLET NUMBER UGM 55; | ENERGEX | ENERGEX | UGM 55 | STRATEGIC SPARE
000032224 | EARTH LINK BOX | 110KV AK POWER LINKBOX; PALLET NUMBER UGM 59; | ENERGEX | ENERGEX | UGM 59 | STRATEGIC SPARE
000032225 | PULLING EYE & END SEAL | 33KV XLPE PULLING EYE; CAPS TO SUIT 630MMS AND 800MM2; PALLET NUMBER UGM 60; | ENERGEX | ENERGEX | UGM 60 | STRATEGIC SPARE
000032226 | JOINT OUTER BOX,ELECTRICAL POWER CABLE. | 110KV OIL JOINT OUTER BOX TYPE 1; PALLET NUMBER UGM 61; | ENERGEX | ENERGEX | UGM 61 | STRATEGIC SPARE
000032227 | JOINT OUTER BOX,ELECTRICAL POWER CABLE. | OIL JOINT OUTER BOX TYPE 5 AND TYPE 9 MOLDS; ALSO ROUND LID TOP MOLDS; PALLET NUMBER UGM 64; | ENERGEX | ENERGEX | UGM 64 | STRATEGIC SPARE
000032228 | JOINT OUTER BOX,ELECTRICAL POWER CABLE. | 110KV JOINT OUTER BOX TO SUIT F833/F829; SUIT STOCK CODE 18667; PALLET NUMBER UGM 78; | ENERGEX | ENERGEX | UGM 78 | STRATEGIC SPARE
000032230 | TERMINATION,ELECTRICAL POWER CABLE | QRT 110KV PHISTERER TERMINATION; SSFIS 56KV TERMINATION AND 3M 33KV MOBILE SUB TERMINATIONS; PALLET NUMBER UGM 87; | ENERGEX | ENERGEX | UGM 87 | STRATEGIC SPARE
000032231 | TERMINATION,ELECTRICAL POWER CABLE | 33KV; 500-800MM2; XLPE; OUTDOOR TERMINATION; JOINT NUMBER OXSU-F6151; PALLET NUMBER UGM 88; | TYCO | TYCO | OXSU-F6151 | STRATEGIC SPARE
000020055 | JOINT OUTER BOX,ELECTRICAL POWER CABLE. | JOINT OUTERBOX ELECTRICAL TYPE 7; 33KV FIBREGLASS OUTERBOX TYPE 7; TO SUIT MAJORITY OF 33KV OIL STRAIGHT JOINTS; UGM 8 | AFP | ALL FIBREGLASS PRODUCTS | TYPE 7 OUTERBOX | CURRENT
000020203 | STRAP,RETAINING | Ratchet Tie Down Assembly 9m Long, 2.5 Tonne Rating, c/w Hook & Keeper Fitting, AS/NZS 4380-2001 | BULIVANT | BULLIVANTS LIFTING & SAFETY SPECIALISTS | WRA-050-2500-090-HK | CURRENT
000020229 | CABLE GLAND | NYLON; WEATHERPROOF; M63 OD; C/W; WASHERS, RING, SCREW & LOCKNUT; FOR CABLE OD 34-44MM; PACK OF 2; UOI is EACH | GENERAL | GENERAL TRADE SUPPLIES | TGN63 | CURRENT
000022954 | TAG,ASSEMBLY | SICM TAG ASSEMBLY; DS1201 REPLACEMENT; ELECTRONIC TAG; CONFIGURES SICM1/SICMSB; DIRECT PLUG IN; SUBSTITUTES SC19009; U/W SICM1(SC18272);SICM2B(SC18273); | CIRCSOL | CIRCUIT SOLUTIONS PL | 100-0003 | CURRENT
000022954 | TAG,ASSEMBLY | SICM TAG ASSEMBLY; DS1201 REPLACEMENT; ELECTRONIC TAG; CONFIGURES SICM1/SICMSB; DIRECT PLUG IN; SUBSTITUTES SC19009; U/W SICM1(SC18272);SICM2B(SC18273); | EAQ | ELECTRONICS ASSEMBLY QUEENSLAND PTY LTD | ENE32 | CURRENT
000023303 | SPECTACLES,INDUSTRIAL | DURAMAX GOGGLES; SAFETY EYE WEAR; CLEAR; BLUE/ GREY BODY; FABRIC HEADBAND; 95 GRAMS; MEDIUM IMPACT; SPLASH PROTECT; LIGHTWEIGHT;OTG CAPABLE;ANTI FOG;FLEX; | TEN | THE ENERGY NETWORK | 1017750 | CURRENT
000820363 | CABLE,POWER,ELECTRICAL | 6.35/11 KV;240 SQ MM;TRIPLEX STRANDED CIRCULAR COMPACTED WB AL;TRXLPE/CU SCREEN/WBT/HDPE; MATERIAL SALES ONLY | MIDLANDS | MIDLAND METALS | MMO-11KV 3X1X240ATRXSCRWBTH | PURCHASE AS REQUIRED
000820363 | CABLE,POWER,ELECTRICAL | 6.35/11 KV;240 SQ MM;TRIPLEX STRANDED CIRCULAR COMPACTED WB AL;TRXLPE/CU SCREEN/WBT/HDPE; MATERIAL SALES ONLY | MIDLANDS | MIDLAND METALS | MMO-11KV 3X1X240 | PURCHASE AS REQUIRED
000023163 | BACKING BOARD,METER | Type 'X' Meter Panel, 200 x 350 x 6mm, Insulation Panel, for Network Meter Installation & Replacement | INSULECT | INSULECT AUSTRALIA PL | 613060 -200 X 350 X 6MM | CURRENT
000023163 | BACKING BOARD,METER | Type 'X' Meter Panel, 200 x 350 x 6mm, Insulation Panel, for Network Meter Installation & Replacement | RMHOLD |  | 200 X 350 X 6 | CURRENT
000023164 | BACKING BOARD,METER | Type 'X' Meter Panel, 340 x 250 x 6mm, Insulation Panel, for Network Meter Installation & Replacement | INSULECT | INSULECT AUSTRALIA PL | 613060 -340 X 250 X 6 | CURRENT
000023164 | BACKING BOARD,METER | Type 'X' Meter Panel, 340 x 250 x 6mm, Insulation Panel, for Network Meter Installation & Replacement | RMHOLD |  | 250 X 300 X 6 | CURRENT
000021360 | CAP,BUMPER | BUMP CAP; BASEBALL CAP; PLASTIC INSERT, HARD; LIGHTWEIGHT; EN812 INDUSTRIAL CAP STANDARDS; | ATOMSUPP | ATOM SUPPLY | 185066 | CURRENT
000021360 | CAP,BUMPER | BUMP CAP; BASEBALL CAP; PLASTIC INSERT, HARD; LIGHTWEIGHT; EN812 INDUSTRIAL CAP STANDARDS; | HAYMANS | HAYMANS ELECTRICAL | ONSW91BL | CURRENT
000021669 | CIRCUIT BREAKER | LMT RETROFIT;INDOOR METAL CLAD; 25KA 3 SECS;12KV;800AMP;LMVP RPM1/QMRO; 32VDC TRIPPING CHARGE;32VDC CLOSING COIL 32VDC TRIP COIL; SIC; SECONDARY CONTACTS | RPS | RPS SWITCHGEAR AUS | 866P411 | PURCHASE AS REQUIRED
000021671 | SLING,ENDLESS | Synthetic Endless Round, c/w Protective Sleeve Over WLL Tag, 3m, 2 Tonne Capacity | BULIVANT | BULLIVANTS LIFTING & SAFETY SPECIALISTS | 131266 | CURRENT
000021671 | SLING,ENDLESS | Synthetic Endless Round, c/w Protective Sleeve Over WLL Tag, 3m, 2 Tonne Capacity | AMPLITUD | AMPLITUDE PTY LTD - 396777 | 900230 | CURRENT
000021673 | COVER,ELECTRICAL EQUIPMENT | Replacement Cover, Clip-On, for Electrical Box, Streetlight, Circuit Breaker, Enclosure | ACCULEC | ACCULEC PTY LTD - E18524 | CB-MF-CR | CURRENT
000021673 | COVER,ELECTRICAL EQUIPMENT | Replacement Cover, Clip-On, for Electrical Box, Streetlight, Circuit Breaker, Enclosure | CABLACES | CABLACES | CB-MF-CR | CURRENT
002433811 | CABLE,POWER,ELECTRICAL | U/Ground, 6.35/11kV, Triplex, 1Cx400mm2 Al/TR-XLPE Insulated/WBT/CWS 13.1kA 1Sec /MDPE, 350m Steel Drum, ETS 04-01-11 | HCA | HENGTONG CABLE AUSTRALIA PTY LTD | HCA2433811EQL | PURCHASE AS REQUIRED
002433811 | CABLE,POWER,ELECTRICAL | U/Ground, 6.35/11kV, Triplex, 1Cx400mm2 Al/TR-XLPE Insulated/WBT/CWS 13.1kA 1Sec /MDPE, 350m Steel Drum, ETS 04-01-11 | MIDLANDS | MIDLAND METALS | MMO-11KV 3X1X400ATRXWBTCWSWBTM | PURCHASE AS REQUIRED
000023316 | HARNESS,SAFETY,INDUSTRIAL | HEIGHT SAFETY, HARNESS; FOR REPLACEMENT KITS; SMALL; | ALSAFE | ALSAFE SAFETY INDUSTRIES PTY LTD | VHI TOW 5-S | PURCHASE AS REQUIRED
000023316 | HARNESS,SAFETY,INDUSTRIAL | HEIGHT SAFETY, HARNESS; FOR REPLACEMENT KITS; SMALL; | AEGISAFE | P.O.BOX 1057 BRIGHTON QLD | VHI TOW 5-S | PURCHASE AS REQUIRED
000023316 | HARNESS,SAFETY,INDUSTRIAL | HEIGHT SAFETY, HARNESS; FOR REPLACEMENT KITS; SMALL; | HEIGHDYN | HEIGHT DYNAMICS | VHI TOW5-S | PURCHASE AS REQUIRED
000023317 | HARNESS,SAFETY,INDUSTRIAL | HEIGHT SAFETY,HARNESS; FOR REPLACEMENT IN KITS; MEDIUM; | MINEMECH | MINEMECH SERVICES (QLD) PL | 99FVHI-TOW5-M | PURCHASE AS REQUIRED
000023317 | HARNESS,SAFETY,INDUSTRIAL | HEIGHT SAFETY,HARNESS; FOR REPLACEMENT IN KITS; MEDIUM; | ALSAFE | ALSAFE SAFETY INDUSTRIES PTY LTD | VHI TOW 5-M | PURCHASE AS REQUIRED
000023317 | HARNESS,SAFETY,INDUSTRIAL | HEIGHT SAFETY,HARNESS; FOR REPLACEMENT IN KITS; MEDIUM; | AEGISAFE | P.O.BOX 1057 BRIGHTON QLD | VHI TOW 5-M | PURCHASE AS REQUIRED
000023317 | HARNESS,SAFETY,INDUSTRIAL | HEIGHT SAFETY,HARNESS; FOR REPLACEMENT IN KITS; MEDIUM; | HEIGHDYN | HEIGHT DYNAMICS | VHI TOW5-M | PURCHASE AS REQUIRED
000023199 | CIRCUIT BREAKER | INDOOR METAL CLAD;OLX3 RETROFIT; VLX3 VACUUM CIRCUIT BREAKER; 800 AMP; 32 V DC SPRING CHARGE MOTOR; 32V DC CLOSING COIL;32VDC TRIPPING COIL; | SCHNEDER | SCHNEIDER PTY LTD | TBA | PURCHASE AS REQUIRED
000021675 | KIT, HEAT SHRINK | OVAL PORT ACCESSORY KIT; FOR 2X4 CORE; 16MM; USE WITH JUNCTION BOX SC17377; | VELNAH | VELNAH PTY LIMITED EAST RYDE NSW | HKM65212 | PHASING
000023328 | TERMINATION KIT,ELECTRICAL CABLE | 33kV, 400mm2 Cold Shrink, 34.1 to 50mm Range, 400mm2 Sub Leads, use on Mobile Subs, 1 Kit - 3 Terminations per Kit | NKT | NKT CABLES AUSTRALIA P/L | NKT-ENE-TC-F33KV400MM2CUFLEX | CURRENT
000023329 | TERMINATION,ELECTRICAL POWER CABLE | 33KV 400MM NKT ELBOW BRANCH TERMINATION KIT;CB24/36-630 TYPE 5037;INS DIA 39. 0-51.0; TYPE C BUSHING; INCLUDING LUGS; USED ON MOBILE SUB 400MM2 SUB LEADS | NKT | NKT CABLES AUSTRALIA P/L | ENE-CB 36-1250 33KV 400MM2 CU | PURCHASE AS REQUIRED
000023311 | TERMINAL BLOCK | BLOCK,TERMINAL;SAK6N; DIN RAIL;COMPATIBLE WITH DIN RAIL COMPONENTS ONLY; | WEIDMULL | WEIDMULLER (AUST) PTY LTD | 0380520000 | PURCHASE AS REQUIRED
000023312 | CONNECTOR ASSEMBLY,ELECTRICAL. | CONNECTOR, POLE CROSS; SAK6N; LINK FOR MODULAR TERMINAL; PRE-ASSEMBLED; POLES-10; COMPATIBLE WITH GRAIL AND DIN RAIL; | WEIDMULL | WEIDMULLER (AUST) PTY LTD | 0457000000 | PURCHASE AS REQUIRED
000023313 | CLAMP,ELECTRICAL | END CLAMP; DIN RAIL; COMPATIBLE WITH DIN RAIL ONLY COMPONENTS; | WEIDMULL | WEIDMULLER (AUST) PTY LTD | 0383560000 | PURCHASE AS REQUIRED
000023314 | MARKER KIT,CABLE | CABLE MARKERS 1-10; COMPATIBLE WITH G RAIL AND DIN RAIL COMPONENTS; | WEIDMULL | WEIDMULLER (AUST) PTY LTD | 046066001 | PURCHASE AS REQUIRED
000023315 | MARKER KIT,CABLE | CABLE MARKERS 11-20; COMPATIBLE COMPONENTS G RAIL & DIN RAIL; | WEIDMULL | WEIDMULLER (AUST) PTY LTD | 0460660011 | PURCHASE AS REQUIRED
000023330 | INSULATING OIL,ELECTRICAL | INSULATING OIL, PASSIVATOR; METAL SOLUBLE; NYPASS DILUTION; IN AN UNINHIBITED MINERAL TRANSFORMER OIL;205 LITRE DRUM; | NYNAS | NYNAS AUST PTY LTD | NYPASS | CURRENT
000021716 | TRANSFORMER,CURRENT | CT 800/5;LV MONITOR CT; HOLE 45 DIA; SIZE 100x100x35; CLASS 1.0S;5 VA BURDEN; EXT RANGE 200%;SIZE SUIT 100kVA WILSON TFMR; | WILSONTR | WILSON POWER TRANSFORMER | 884-7275-01 | CURRENT
000023331 | DISPENSER,PALLET WRAP | DISPENSER, 100MM BUNDLING FILM; 38MM CORE; PVC APPLICATOR; SL-275JP; | PROMARK | PROMARK PACKAGING PTY LTD GEEBUNG | DC9002 | PURCHASE AS REQUIRED
000023333 | POLYTUBE. | LDPE POLYTUBE; 250MMX100UM; 20KG PER ROLL FOR SLEEVING X-ARMS | PROMARK | PROMARK PACKAGING PTY LTD GEEBUNG | PT250100 | PURCHASE AS REQUIRED
000022084 | BUSBAR | 33\11KV TRX; 33KV LAT CABLE ADAPT BUSBAR 33\11KV TRANSFORMER; 33KV CABLE BOX; BUSBAR ADAPTER PLATE TO SUIT, 33KV LAT 1000MM2 ALUMINIUM CABLE; | COPLYN | COPLYN ENGINEERING | UT1337A3 | CURRENT
000023332 | WRAPPING,STRETCH | FILM, BUNDLING; USED WITH SC23331 - DISPENSER; 100MMX150MM; 10 ROLLS PER CARTON; | PROMARK | PROMARK PACKAGING PTY LTD GEEBUNG | SD1009 | PURCHASE AS REQUIRED
000023297 | DISCONNECTOR,HIGH VOLTAGE | 400A FUSE SWITCH DISCONNECTOR; SPARE FUSE SWITCH DISCONNECTOR FOR 400A LV LINK PILLAR; ASSEMBLY (USED WITH SC23300); | FLOWLINE | FLOWLINE INDUSTRIES PTY LTD | ESQ23297 | PURCHASE AS REQUIRED
000023298 | PANEL,FUSE | FUSE PANEL MOUNTED, ON STEEL FRAME FOR FSD; 400A LV LINK PILLAR; | FLOWLINE | FLOWLINE INDUSTRIES PTY LTD | ERM23298 | PURCHASE AS REQUIRED
000023299 | COVER,ELECTRICAL EQUIPMENT | TOUCHSAFE TERMINATION COVER; SPARE TERMINATION COVER MOUNTED AT REAR OF FUSE SWITCH DISCONNECTOR SUPPORT FRAME (SC23300); REFER TS521 | FLOWLINE | FLOWLINE INDUSTRIES PTY LTD | ESP23299 | PURCHASE AS REQUIRED
000022343 | RELAY,ELECTROMAGNETIC | SIEMENS TYPE 118 08323; 125VDC COIL; REPLACEMENT INTERLOCK COIL; FOR USE IN SIEMENS 8DA10 36 KV SWGR; Y15 EARTH SWITCH BUS BLOCKING SOLENOID; | SIEMENS | SIEMENS LTD | 118 08323 | CURRENT
000022963 | CAPACITOR SHUNT INSTALLATION. | 12KV; 6.6 MVAR, 11KV CAPACITOR BANK; INCOMING MODULE;C/W DISCONNECTOR, EARTH SWITCH, SURGE ARRESTERS AND THREE 2.2 MVAR CAPACITOR BANKS; | ABB | ABB FAN PTY LTD | ABBACUS 22963 | PURCHASE AS REQUIRED
000022964 | CAPACITOR BANK | 12KV; 2.2 MVAR, 11KV SWITCHED CAPACITOR BANK; INCOMING MODULE;C/W DISCONNECTOR, EARTH SWITCH, SURGE ARRESTERS AND ONE SINGLE SWITCHED 2.2MVAR CAPACITOR BANK; | ABB | ABB FAN PTY LTD | ABBACUS 22964 | PURCHASE AS REQUIRED
000022965 | CAPACITOR SHUNT INSTALLATION. | 12KV; 2.2 MVAR, 11KV SWITCHED CAPACITOR BANK;OUTDOOR USE; C/W DE-TUNING REACTORS ,PRETECTION EQUIPMENT;SUITABLE FOR OPERATION AT 110V DC;SUITABLE FOR | ABB | ABB FAN PTY LTD | ABBACUS 22965 | PURCHASE AS REQUIRED
000022966 | CAPACITOR SHUNT INSTALLATION. | 12KV; 5.0 MVAR, 11KV SWITCHED CAPACITOR BANK;OUTDORR USE;C/W DISCONNECTOR; EARTH SWITCH;SURGE ARRESTERS AND SINGLE SWITCHED 5.0MVAR CAPACITOR BANK; | ABB | ABB FAN PTY LTD | ABBACUS 22966 | PURCHASE AS REQUIRED
000023335 | PADLOCK | PD TYPE LOCK CYLINDER REPLACEMENT OF EXISTING CYLINDER LOCKS AT SG SITES; | JLARSEN | J LARSEN PTY LTD (LOCKSMITH) | OZ1/CAR/CYL/S3 | CURRENT
000023336 | BOLT ASSEMBLY,FOUNDATION | M24 FOUNDATION EXTENSION, 480 MM FULL THREAD; WITH COUPLER;USE ON M24 MAJOR RD RAGBOLT ASSEMBLY SC 14108; POLES UP TO 10M;OUTREACH UP TO 3M; SET OF 4; | GM POLES | GM POLES PTY LTD | FB-M24-SS-EXT | CURRENT
000023337 | BOLT ASSEMBLY,FOUNDATION | M20 FOUNDATION EXTENSION, 480 MM FULL THREAD; C/W COUPLER; USE ON M20 MINOR RD RAGBOLT ASSEMBLY SC14129; POLES UP TO 10M WITH OUTREACH UP TO 3M; SET OF 4; | GM POLES | GM POLES PTY LTD | FB-M20-SS-EXT | CURRENT
000023338 | ASPHALT MIX | COLD MIX ASPHALT; BITUPACK 20KG BAG; 50 BAGS PER PALLET; | BORAL | BORAL | BITUPACK | CURRENT
000022365 | JOINT,ELECTRICAL POWER CABLE | TRANSITION JOINT WITH OUTER BOX; SINGLE PHASE; FOR ELEC POWER CABLE; 63.5/110 KV 1000 SQMM CU - 1600 SQMM CU; XLPE INSULATED; F835 CUTOVER AT VPK | NKT | NKT CABLES AUSTRALIA P/L | SM245 | STRATEGIC SPARE
000032554 | CONTACT,ELECTRICAL | CRADLE, MOVING ROLLER CONTACT, RIGHT ATL, FULLER, C01353, "F", OLTC, PIN, RIGHT HAND SIDE; | ENGCOM | ENG-COM PTY LTD | P300239/2 | MAINTENANCE STOCK
000032555 | CONTACT,ELECTRICAL | U CLIP; FULLER; ATL, TYPE F TAPCHANGER SC 32554, SC33168 | ENGCOM | ENG-COM PTY LTD | 947-012-1 | MAINTENANCE STOCK
000032556 | CONTACT,ELECTRICAL | CONTACT HOLDER PIN; FULLER; ATL; TYPE F TAPCHANGER; SC 32554, SC33168; | ENGCOM | ENG-COM PTY LTD | P300218/1 | MAINTENANCE STOCK
000023340 | BRACKET,MOUNTING | Upgrade ABB SDAF to ABB Safelink RMU, Enables Safelink RMU to be Installed on Square Padmount Plinth, Dwg 1052548-02 (scm) | ERGON | ERGON ENERGY | NA | CURRENT
000023341 | BLADE,RECIPROCATING SAW | Pruning, 230mm, 5 TPI, 5 Blades Per Pack | MILWAUKE | MILWAUKEE POWER TOOLS | 48001301 | CURRENT
000023341 | BLADE,RECIPROCATING SAW | Pruning, 230mm, 5 TPI, 5 Blades Per Pack | C&LTOOL | CALTCO T/A C&L TOOL CENTRE | MILWA48001301 | CURRENT
000023343 | RELAY | BUSBAR CT SUPERVISION; AUX SUPPLY 40-275V AC 40-300V DC; SUPERVISION RELAY ONLY; FOR BZ SCHEME; REFER SC21043 & SC21044 | RMSPROD | RMS PRODUCTS (RELAY MONITORING SYSTEMS) | 2V68-S-BAB | PHASING
000023343 | RELAY | BUSBAR CT SUPERVISION; AUX SUPPLY 40-275V AC 40-300V DC; SUPERVISION RELAY ONLY; FOR BZ SCHEME; REFER SC21043 & SC21044 | SEL | SCHWEITZER ENGINEERING LABORATORIES INC. | 2V68-S-BAB | PHASING
000023344 | KIT,RETROFIT. | LV TRANSFORMER MONITORING RETROFIT KIT; 63 KVA AND UNDER;CONSISTING OF 3 X CT'S, 1 XMETER,1 X MODEM,1 X ANTENNA;ENCLOSURE COMPLETE MTG SOLUTION; USE BRACKET; | WILSON | WILSON TRANSFORMER CO. PTY LTD | 133-7133-60-AD | CURRENT
000023345 | POLE,PUBLIC LIGHTING | BASE PLATE MTD;STEEL;GALV;10.5 M ABOVEGROUND;76 MM SPIGOT;MID- HINGED; COUNTER BALANCED; ROTATING SPIGOT FOR MAINTENANCE; | GM POLES | GM POLES PTY LTD | TRIAL | CURRENT
000023359 | KEY,SOCKET HEAD SCREW | SHORT ARM ALLEN KEY; 5MM HEX DRIVE | GLENFORD | GLENFORDS TOOL CENTRE | AKM5 | CURRENT
000023359 | KEY,SOCKET HEAD SCREW | SHORT ARM ALLEN KEY; 5MM HEX DRIVE | TOOLCITY | TOOL CITY | AKM5 | CURRENT
000023359 | KEY,SOCKET HEAD SCREW | SHORT ARM ALLEN KEY; 5MM HEX DRIVE | STATEWD | STATEWIDE FSTNERS & ENG SPLS PL | AKM5 | CURRENT
000023360 | LABEL | 3M SCOTCHLITE REFLECTIVE SHEETING, WHITE DIAMOND 4991;SELF ADHESIVE;75MM X 10M ROLL;BLANK;FOR USE WITH SERVICE PILLARS; PACK OF 10 | CUTLER | CUTLER BRANDS PTY LTD | ENERGE-23360 | CURRENT
000023358 | KIT,RETROFIT. | TOP ESCUTCHEON;PROTECTIVE BARRIER; SUITS VF130300-EGX42 OR VF234250-EGX32; SUITS LV ISOLATOR;(ALL BOTTOM CABLE TERMINATION);750 kV.A - 1500 kV.A | WEBER | WEBER SOUTH PACIFIC PTY LTD | VF130300-EGX42-K | PURCHASE AS REQUIRED
000032934 | CIRCUIT BREAKER SUBASSEMBLY | HWX 800A CABLE SPOUT; 11KV; 800A CABLE SPOUT; 3 PHASE; SINGLE MOULDING; | SCHNEDER | SCHNEIDER PTY LTD | CR314 | PURCHASE AS REQUIRED
000023361 | ADAPTOR | Streetlight Base, Connects 4 Bolt Pole to 3 Bolt Ragbolt Foundation, for Minor Road Poles c/w 4 x M20 x 75mm Bolts & 4 x M20 Washers (scm) | IPOLES | INTERNATIONAL POLES | EQ-071 | CURRENT
000023361 | ADAPTOR | Streetlight Base, Connects 4 Bolt Pole to 3 Bolt Ragbolt Foundation, for Minor Road Poles c/w 4 x M20 x 75mm Bolts & 4 x M20 Washers (scm) | INGALEPS | INGAL EPS (CONTRACTOR) | XBPADAPT-E302 | CURRENT
000023363 | FIXTURE,LIGHTING | COMPACT FLUORESCENT LUMINAIRE;32W CFL; BULKHEAD CEILING OR WALL;POLYCARBONATE BOWL;ALUMINIUM BODY;C/W GUARDS,WIRE GUARDS,INTEGRAL CONTROL GEAR; | ZUMTOBEL | ZUMTOBEL LIGHTING PL | BE 2599/GW (SAP96541096) | PURCHASE AS REQUIRED
000032935 | CIRCUIT BREAKER SUBASSEMBLY | 11KV HWX 1250A CB BUS SPOUT; 3 PHASE SINGLE MOULDING; CAN SUBSTITUTE 800A BUS SPOUT; | SCHNEDER | SCHNEIDER PTY LTD | CR312-5 | PURCHASE AS REQUIRED
000032936 | CIRCUIT BREAKER SUBASSEMBLY | 11KV HWX 1250A CB CABLE SPOUT; 3 PHASE SINGLE MOULDING; | SCHNEDER | SCHNEIDER PTY LTD | CR311 | PURCHASE AS REQUIRED
000032937 | CIRCUIT BREAKER SUBASSEMBLY | 11KV HWX 2000A CB BUS SPOUT; 3 PHASE SINGLE MOULDING; RED AND BLUE PHASE ONLY; | SCHNEDER | SCHNEIDER PTY LTD | CR322 | MAINTENANCE STOCK
000032939 | CIRCUIT BREAKER SUBASSEMBLY | 11KV HWX 2000A CB BUS SPOUT; SINGLE PHASE SINGLE MOULDING; YELLOW PHASE ONLY; | SCHNEDER | SCHNEIDER PTY LTD | CR321 | MAINTENANCE STOCK
000032940 | CIRCUIT BREAKER SUBASSEMBLY | 11KV HWX 2000A CB CABLE SPOUT; SINGLE PHASE SINGLE MOULDING; RED AND BLUE PHASE ONLY | SCHNEDER | SCHNEIDER PTY LTD | CR320 | PURCHASE AS REQUIRED
000023369 | CABLE,POWER,ELECTRICAL | CABLE,FLEXIBLE; GREEN/YELLOW 2.5SQ MM; CLASS 5 FLEXIBLE CABLE; 50/0.25;100M ROLL; | POWERFLE | POWERFLEX | FBW50025GNYW | CURRENT
000023370 | TERMINAL,LUG | LUG,TWO HOLE;RIGHT ANGLE; TWO HOLE LUG;1/4'STUD; 14-10 AWG WIRE SIZE RIGHT ANGLE; BOX OF 50; | HAYMANS | HAYMANS ELECTRICAL | PANLCD10-14AF-L | CURRENT
000023371 | CABLE,FIBRE OPTIC | FIBRE OPTIC PATCH CABLE; 5M LC-LC MULTIMODE OM3;50U FIBRE OPTIC; PATCH LEAD;BLUE;3MM JACKET; INDIVIDUALLY SEALED; | QCC-CONN | QLD CONNECTORS AND CABLES PL | FB-DM3LCLC-05I | CURRENT
000023372 | RACK,ELEC EQUIP | LACING BAR; SMALL PROFILE LACING BAR; 6MM SCREWS; FOR MPLS INSTALLATION; | HAYMANS | HAYMANS ELECTRICAL | RTT9091 | CURRENT
000023373 | CABLE,FIBRE OPTIC | PATCH CABLES, FIBRE OPTIC; 3M LC-LC MULTIMODE OM3; 50U;BLUE;3MM JACKET; INDIVIDUALLY SEALED; | QCC-CONN | QLD CONNECTORS AND CABLES PL | FM10G-LCLC03 | CURRENT
000023374 | TERMINAL,LUG | LUG;TWO HOLE;STRAIGHT; 1/4" STUD; 14-10 AWG WIRE SIZE; BOX OF 50; | HAYMANS | HAYMANS ELECTRICAL | PANLCD10-14A-L | CURRENT
000023375 | RACK,CABLE | Patch Cord Minder, 1RU, 5 Ring, Krone, Black | REXEL | REXEL PTY LTD | SRVEREDGE: CMR-01-5R OPEN BACK | CURRENT
000023376 | SHELF,ELECTRICAL EQUIPMENT | SLIDING STORAGE TRAY;FIBRE OPTICS; FIBRE MANAGEMENT TRAY;SLIDING SHELF; 1RU; | HAYMANS | HAYMANS ELECTRICAL | ATAFRE-1RU-STO-C | CURRENT
000023339 | CONDUIT,NONMETALLIC,RIGID | UPVC, 125mm Nom, 4m Lg, HD, Orange, Solid Wall Construction, Socket Moulded One End, Marked "ELECTRICITY SUPPLY CABLES", AS2053, Pack of 38 | TRI UGRD | TRI UNDERGROUND AUSTRALIA PTY LTD | CONHD125P | CURRENT
000023339 | CONDUIT,NONMETALLIC,RIGID | UPVC, 125mm Nom, 4m Lg, HD, Orange, Solid Wall Construction, Socket Moulded One End, Marked "ELECTRICITY SUPPLY CABLES", AS2053, Pack of 38 | VINIDEX |  | 21050 | CURRENT
000023339 | CONDUIT,NONMETALLIC,RIGID | UPVC, 125mm Nom, 4m Lg, HD, Orange, Solid Wall Construction, Socket Moulded One End, Marked "ELECTRICITY SUPPLY CABLES", AS2053, Pack of 38 | IPLEX | IPLEX PIPELINES AUSTRALIA PTY LTD | A27 | CURRENT
000023200 | PANEL,BLANK | BLANK PLATE, SIZE1D;SUIT H02 & H04; EPSILON SIZE 6 CUTOUT; | ERGONWS | PROVISION OF WORKSHOP SERVICES | 23200 | CURRENT
000023201 | PANEL,BLANK | BLANK PLATE, SIZE 1D;SUIT H02 & H04; RELAY CUTOUT; 210MM X 270MM; | ERGONWS | PROVISION OF WORKSHOP SERVICES | 23201 | CURRENT
000023377 | LUBRICATING OIL,ENGINE | CHAINSAW 2 STROKE OIL; 1 LITRE 2 STROKE OIL FOR AIR-COOLED TWO STROKE ENGINES; SPECIFIC OIL FOR USE ON STIHL CHAINSAWS; FUEL/OIL RATIO 50:1: | STIHL | STIHL GROUP | LUB6005S | CURRENT
000023377 | LUBRICATING OIL,ENGINE | CHAINSAW 2 STROKE OIL; 1 LITRE 2 STROKE OIL FOR AIR-COOLED TWO STROKE ENGINES; SPECIFIC OIL FOR USE ON STIHL CHAINSAWS; FUEL/OIL RATIO 50:1: | ARBORLNK | ARBORLINK PTY LTD | 781319841 | CURRENT
000023319 | ARRESTER,ELECTRICAL SURGE | GAPLESS,METAL OXIDE;110 KV;10 KA; VERTICAL OR HORIZONTAL MOUNTING; POLYMER HOUSING; | BRITECH | BRI-TECH PTY LTD | 310076-EN | CURRENT
000023319 | ARRESTER,ELECTRICAL SURGE | GAPLESS,METAL OXIDE;110 KV;10 KA; VERTICAL OR HORIZONTAL MOUNTING; POLYMER HOUSING; | MVTECH | MV TECHNOLOGY SOLUTIONS P/L | S3EL2 096-2PJ31-4XA5 | CURRENT
000023400 | ARRESTER,ELECTRICAL SURGE | GAPLESS,METAL OXIDE;132 KV;10 KA; VERTICAL OR HORIZONTAL MOUNTING; POLYMER HOUSING | BRITECH | BRI-TECH PTY LTD | 310098-EN2 | CURRENT
000023400 | ARRESTER,ELECTRICAL SURGE | GAPLESS,METAL OXIDE;132 KV;10 KA; VERTICAL OR HORIZONTAL MOUNTING; POLYMER HOUSING | MVTECH | MV TECHNOLOGY SOLUTIONS P/L | S3EL2 120-2PJ31-4XA5 | CURRENT
000023366 | SWIVEL, EYE AND LINK | Line Swivel, S/Steel Line Swivel, suits Cable Socks, 1.38" Dia, Rating 26.7kN WLL - 2.67T Marking Required | SPECFORC | SPECIALISED FORCE | 00505-025 | CURRENT
000023366 | SWIVEL, EYE AND LINK | Line Swivel, S/Steel Line Swivel, suits Cable Socks, 1.38" Dia, Rating 26.7kN WLL - 2.67T Marking Required | AMPLITUD | AMPLITUDE PTY LTD - 396777 | CT250AR | CURRENT
000023367 | NUT,HOOK | NUT CONNECTOR - TO SUIT CABLE SOCKS; STAINLESS STEEL WLL - 2.5T MARKING REQUIRED | SPECFORC | SPECIALISED FORCE | MRNI12.0 | CURRENT
000023379 | GRIP,CABLE,WOVEN | CABLE SOCK 20MM-29MM; OD RANGE; UTS-73kN, WLL 2477KG MARKED ON EQUIP; USED ON CONDUCTOR CCT ONLY; USED WITH SWIVEL SC23366 & NUT CONNECTOR SC23367 | SPECFORC | SPECIALISED FORCE | HDGW20CS | CURRENT
000023379 | GRIP,CABLE,WOVEN | CABLE SOCK 20MM-29MM; OD RANGE; UTS-73kN, WLL 2477KG MARKED ON EQUIP; USED ON CONDUCTOR CCT ONLY; USED WITH SWIVEL SC23366 & NUT CONNECTOR SC23367 | TEN | THE ENERGY NETWORK | HDGW20CS | CURRENT
000023380 | GRIP,CABLE,WOVEN | CABLE SOCK 31MM; OD RANGE; UTS-25kN, WLL 846KG MARKED ON EQUIP;USED ON CONDUCTOR LVABC95 ONLY; USE WITH SWIVEL SC23366 & NUT CONNECTOR SC23367 | SPECFORC | SPECIALISED FORCE | LV495 | CURRENT
000023380 | GRIP,CABLE,WOVEN | CABLE SOCK 31MM; OD RANGE; UTS-25kN, WLL 846KG MARKED ON EQUIP;USED ON CONDUCTOR LVABC95 ONLY; USE WITH SWIVEL SC23366 & NUT CONNECTOR SC23367 | TEN | THE ENERGY NETWORK | LV495 | CURRENT
000023381 | GRIP,CABLE,WOVEN | CABLE SOCK 57MM: OD RANGE;UTS-31kN, WLL 1050KG MARKED ON EQUIP;USED ON CONDUCTOR HVABC 120 ONLY; USE WITH SWIVEL SC23366 & NUT CONNECTOR SC23367 | SPECFORC | SPECIALISED FORCE | HV3120 | CURRENT
000023382 | GRIP,CABLE,WOVEN | CABLE SOCK 48MM; OD RANGE; UTS-25kN, WLL 846KG MARKED ON EQUIP; USED ON CONDUCTOR HVABC 35 ONLY; USED WITH SWIVEL SC23366 & NUT CONNECTOR SC23367 | SPECFORC | SPECIALISED FORCE | HV335 | CURRENT
000023383 | GRIP,CABLE,WOVEN | CABLE SOCK 6MM-11MM; UTS-8kN, WLL MARKED ON EQUIP; USED ON CONDUCTORS LIBRA, RAISIN & APPLE ONLY;U/W SWIVEL SC23366 & NUT CONNECTOR SC23367; WLL 265kg | SPECFORC | SPECIALISED FORCE | CHD1006 | CURRENT
000023383 | GRIP,CABLE,WOVEN | CABLE SOCK 6MM-11MM; UTS-8kN, WLL MARKED ON EQUIP; USED ON CONDUCTORS LIBRA, RAISIN & APPLE ONLY;U/W SWIVEL SC23366 & NUT CONNECTOR SC23367; WLL 265kg | TEN | THE ENERGY NETWORK | CHD1006 | CURRENT
000023384 | GRIP,CABLE,WOVEN | CABLE SOCK 8MM-11MM;UTS-28kN, WLL 948KG MARKED ON EQUIP;USED ON CONDUCTORS APPLE, GAL STEEL 7/2.75 & 19/2.00 ONLY; USE WITH SWIVEL SC23366/NUT CON SC23367; | SPECFORC | SPECIALISED FORCE | HDGW08CS | CURRENT
000023384 | GRIP,CABLE,WOVEN | CABLE SOCK 8MM-11MM;UTS-28kN, WLL 948KG MARKED ON EQUIP;USED ON CONDUCTORS APPLE, GAL STEEL 7/2.75 & 19/2.00 ONLY; USE WITH SWIVEL SC23366/NUT CON SC23367; | TEN | THE ENERGY NETWORK | HDGW08CS | CURRENT
000023385 | GRIP,CABLE,WOVEN | CABLE SOCK 10-15MM; UTS-37kN, WLL 1254KG MARKED ON EQUIP; USED ON CONDUCTORS MARS ,MOON, BANANA, CHERRY, GAL STEEL 19/2.75 & HVABC 35/120 CATENARY 19/200; USE WITH | TEN | THE ENERGY NETWORK | HDGW10CS | CURRENT
000023385 | GRIP,CABLE,WOVEN | CABLE SOCK 10-15MM; UTS-37kN, WLL 1254KG MARKED ON EQUIP; USED ON CONDUCTORS MARS ,MOON, BANANA, CHERRY, GAL STEEL 19/2.75 & HVABC 35/120 CATENARY 19/200; USE WITH | SPECFORC | SPECIALISED FORCE | HDGW10CS | CURRENT
000023386 | GRIP,CABLE,WOVEN | CABLE SOCK 15-21MM; UTS-87kN, WLL 1937KG MARKED ON EQUIP; USE ON CONDUCTORPLUTO ONLY; USE WITH SWIVEL SC23366 & NUT CONNECTOR SC23367 | TEN | THE ENERGY NETWORK | HDGW15CS | CURRENT
000023386 | GRIP,CABLE,WOVEN | CABLE SOCK 15-21MM; UTS-87kN, WLL 1937KG MARKED ON EQUIP; USE ON CONDUCTORPLUTO ONLY; USE WITH SWIVEL SC23366 & NUT CONNECTOR SC23367 | SPECFORC | SPECIALISED FORCE | HDGW15CS | CURRENT
000023387 | FUSE,CARTRIDGE | FUSE LINK;8.3kV;KMATE TYPE 25K; FOR 300/315 kVA TRANSFORMER IN HIGH FAULT CURRENT AREAS; FITTED WITH COPPER ROD (90 DEGREE ANGLE);PACK OF 1 | BRITECH | BRI-TECH PTY LTD | HTDE236-025KIT | CURRENT
000023388 | FUSE,CARTRIDGE | FUSE LINK; 8.3kV; KMATE TYPE 40K; FOR 500 kVA TRANSFORMERS IN HIGH FAULT CURRENT AREAS;FITTED WITH COPPER ROD (90 DEGREE ANGLE);PACK OF 1 | BRITECH | BRI-TECH PTY LTD | HTDE236-040 | CURRENT
000023391 | SIGN | DANGER HIGH VOLTAGE, KEEP ROOF CLEAR AT ALL TIMES;ALUMINIUM;RETROFLECTIVE; 200 MM LG, 115 MM WIDE, 0.55 MM THK; OACK OF 10 | ARTCRAFT | ARTCRAFT PTY LTD | SIGN-SPECIAL | CURRENT
000023392 | PLATE,IDENTIFICATION | Plastic, Red, Phase Identification, suit Sicame Multi-Service LV ABC Connectors | SICAME | SICAME AUSTRALIA PTY LTD | MSC BASE PLATE R | CURRENT
000023393 | PLATE,IDENTIFICATION | Plastic, White, Phase Identification, suit Sicame Multi-Service LV ABC Connectors | SICAME | SICAME AUSTRALIA PTY LTD | MSC BASE PLATE W | CURRENT
000023394 | PLATE,IDENTIFICATION | Plastic, Blue, Phase Identification, suit Sicame Multi-Service LV ABC Connectors | SICAME | SICAME AUSTRALIA PTY LTD | MSC BASE PLATE B | CURRENT
000023395 | FACESHIELD,INDUSTRIAL | Arc Flash Protection Faceshield c/w Chin Guard, 10cal/cm2 | LEGEND | LEGEND POWER SYSTEMS | 140204BSDERGOS | CURRENT
000023395 | FACESHIELD,INDUSTRIAL | Arc Flash Protection Faceshield c/w Chin Guard, 10cal/cm2 | EFO | ELECTRICAL FACTORY OUTLET PTY LTD | SALISBURY AS1000 | CURRENT
000023395 | FACESHIELD,INDUSTRIAL | Arc Flash Protection Faceshield c/w Chin Guard, 10cal/cm2 | CNWPL | CNW PL - SLACKS CREEK | VLTARC-FS | CURRENT
000023396 | TRANSFORMER,DISTRIBUTION | WILSON - SWER POLE MOUNT; 12.7kV, 25kVA (scm); (PURCHASE FROM ERGON); | ERGON | ERGON ENERGY | ERGON SC 859807 | PURCHASE AS REQUIRED
000023405 | EARTH ROD DRIVER | Temporary Earth Rod Driver, Steel Const, Coated Rubber handles 16mm Dia SS Rod, 1600mm length | ENERGYNW | THE ENERGY NETWORK | TENW001 | CURRENT
000023546 | CIRCUIT BREAKER | 145kV;1600A;40kA;OUTDOOR LIVE TANK; CIRCUIT BREAKER UNIT;C/W 110V DC; AUXILIARY SUPPLY; | ABB | ABB FAN PTY LTD | LTB 145D1/B | CURRENT
000023547 | CIRCUIT BREAKER | 1454kV;1250 A;40kA;OUTDOOR LIVE TANK CIRCUIT BREAKER UNIT;C/W 110V DC AUXILIARY SUPPLY; | ABB | ABB FAN PTY LTD | LTB 145D1/B | CURRENT
000023600 | SWITCHGEAR,FEEDER | FEEDER SWGR UNIT;12kV;630 A;25KA;2000 A BUS;METAL ENCLOSED FIXED SWGR; CONTROL GEAR ASSEMBLY;110 V DC AUX SUPPLY; C/W CURRENT TRANSFORMERS FOR FEEDER, | SCHNEDER | SCHNEIDER PTY LTD | 23600 | CURRENT
000023601 | SWITCHGEAR,FEEDER | COMBINATION FEEDER;MOBILE KIOSK SWGR UNIT;12 KV;1250 A;25KA;2000 A BUS;METAL ENCLOSED FIXED SWGR;CONTROL GEAR ASSEMBLY;110 V DC AUX SUPPLY C/W | SCHNEDER | SCHNEIDER PTY LTD | 23601 | CURRENT
000023602 | SWITCHGEAR,BUS SECTION | BUS SECTION SWGR UNIT;12 KV;2000 A;25KA; 2000 A BUS;METAL ENCLOSED;FIXED SWGR; CONTROL GEAR ASSEMBLY;110 V DC AUX SUPPLY C/W CURRENT TRANSFORMERS FOR | SCHNEDER | SCHNEIDER PTY LTD | 23602 | CURRENT
000023603 | SWITCHGEAR,BUS SECTION | BUS TIE SWGR UNIT:12 KV;1250 A;25 KA; 2000 A BUS;METAL ENCLOSED FIXED SWGR; CONTROL GEAR ASSEMBLY WITH 110 V DC AUX SUPPLY C/W CURRENTTRANSFORMERS | SCHNEDER | SCHNEIDER PTY LTD | 23603 | CURRENT
000023604 | SWITCHGEAR,TRANSFORMER | TRANSFORMER SWGR UNIT;12 KV;2000 A;25KA; 2000 A BUS;METAL ENCLOSED FIXED SWGR; CONTROL GEAR ASSEMBLY;110 V DC AUX SUP- PLY C/W CURRENT TRANSFORMERS FOR | SCHNEDER | SCHNEIDER PTY LTD | 23604 | CURRENT
000023605 | SWITCHGEAR,BUS SECTION | BUSBAR EARTH SWITCH;12KV;25KA;SUIT- ABLE FOR FAULT MAKE DUTY ON 2000 A BUS; MANUAL OPERATION ONLY; | SCHNEDER | SCHNEIDER PTY LTD | 23605 | CURRENT
000023617 | SWITCHGEAR,FEEDER | FEEDER SWGR UNIT;36KV;800 A;31.5KA;1250A BUS METAL ENCLOSED FIXED SWGR;CONTROL GEAR ASSEMBLY SUITS 110V DC AUX SUPPLY; C/W CURRENT TRANSFORMERS FOR FEEDER,BZ | SCHNEDER | SCHNEIDER PTY LTD | 23617 | CURRENT
000023618 | SWITCHGEAR,TRANSFORMER | TRANSFORMER SWGR UNIT;36KV;800A;31.5KA; 1250A BUS METAL ENCLOSED;SPECIAL FEATURE SWGR;CONTROL GEAR ASSEMBLY;SUITS 110V DC AUX SUPPLY C/W 3 PHASE BUS; | SCHNEDER | SCHNEIDER PTY LTD | 23618 | CURRENT
000023619 | SWITCHGEAR,BUS SECTION | BUS TIE SWITCHGEAR UNIT;36 KV;800 A; 1250 A BUS METAL ENCLOSED FIXED SWITCH- GEAR;CONTROL GEAR ASSEMBLY SUITABLE FOR 110 V DC AUXILIARY SUPPLY INC; | SCHNEDER | SCHNEIDER PTY LTD | 23619 | CURRENT
000023620 | DISCONNECTOR,HIGH VOLTAGE | BUS TEE OFF DISCONNECTOR UNIT;36KV; 800A;31.5KA;1250A BUS METAL ENCLOSED; FIXED SWGR;CONTROL GEAR ASSEMBLY C/W FAULT MAKE BUS EARTH SWITCH; | SCHNEDER | SCHNEIDER PTY LTD | 23620 | CURRENT
000023621 | SWITCHGEAR,FEEDER | FEEDER SWGR UNIT;36KV;800A;31.5KA; 1600A BUS METAL ENCLOSED FIXED SWGR; CONTROL GEAR ASSEMBLY;SUITS 110V DC AUX SUPPLY C/W CURRENT TRANSFORMERS | SCHNEDER | SCHNEIDER PTY LTD | 23621 | PURCHASE AS REQUIRED
000023622 | SWITCHGEAR,FEEDER | FEEDER SWGR UNIT;36KV;1250A;31.5KA; 1600A BUS METAL ENCLOSED FIXED SWGR; CONTROL GEAR ASSEMBLY;SUITS 110V DC AUX SUPPLY C/W CURRENT TRANSFORMERS | SCHNEDER | SCHNEIDER PTY LTD | 23622 | PURCHASE AS REQUIRED
000023557 | SWITCHGEAR,FEEDER | INDOOR FEEDER SWITCHGEAR UNIT; 12KV;630A;25KA;2000A BUS;METAL ENCLOSED FIXED SWITCHGEAR, CONTROL GEAR ASSEMBLY; C/W 110V DC AUXILIARY SUPPLY, INCLUDES | HAWKSIDD | HAWKER SIDDELEY SWITCHGEAR LTD | ECLIPSE | PURCHASE AS REQUIRED
000023558 | SWITCHGEAR,FEEDER | INDOOR COMBINATION FEEDER, MOBILE KIOSK SWGR UNIT;12KV;1250A;25KA;2000A BUS; METAL ENCLOSED FIXED SWGR, CONTROL GEAR ASSEMBLY; C/W 110 VDC AUX SUPPLY, | HAWKSIDD | HAWKER SIDDELEY SWITCHGEAR LTD | ECLIPSE | PURCHASE AS REQUIRED
000023559 | SWITCHGEAR,BUS SECTION | INDOOR BUS SECTION SWGR UNIT;12KV;2000A; 25KA;2000A BUS;METAL ENCLOSED FIXED SWGR CONTROL GEAR ASSEMBLY;C/W 110 V DC AUX SUPPLY, CURRENT TRANSFORMERS FOR DUAL | HAWKSIDD | HAWKER SIDDELEY SWITCHGEAR LTD | ECLIPSE | PURCHASE AS REQUIRED
000023560 | SWITCHGEAR,BUS SECTION | INDOOR BUS TIE SWGR UNIT;12KV;1250A; 25KA;200A BUS;METAL ENCLOSED FIXED SWGR, CONTROL GEAR ASSEMBLY;C/W 110V DC AUX SUPPLY, CURRENT TRANSFORMERS FOR BUS TIE | HAWKSIDD | HAWKER SIDDELEY SWITCHGEAR LTD | ECLIPSE | PURCHASE AS REQUIRED
000023561 | SWITCHGEAR,TRANSFORMER | INDOOR TRANSFORMER SWGR UNIT;12KV;2000A 25KA;2000A BUS;METAL ENCLOSED SWGR & CONTROL GEAR ASSEMBLY; C/W 110V DC AUX SUPPLY, CURRENT TRANSFORMERS FOR | HAWKSIDD | HAWKER SIDDELEY SWITCHGEAR LTD | ECLIPSE | PURCHASE AS REQUIRED
000023562 | SWITCHGEAR,BUS SECTION | INDOOR BUSBAR EARTH SWITCH;12KV;25KA; SUITS FAULT MAKE DUTY ON 2000A BUS; MANUAL OPERATION ONLY; | HAWKSIDD | HAWKER SIDDELEY SWITCHGEAR LTD | ECLIPSE | PURCHASE AS REQUIRED
000023580 | CIRCUIT BREAKER | OUTDOOR DEAD TANK CIRCUIT BREAKER UNIT; 36KV; 250A; 31.5KA;C/W FOUR BUSHING PROTECTION 1A CURRENT TRANSFORMERS & 125 V DC AUX SUPPLY; | HAWKSIDD | HAWKER SIDDELEY SWITCHGEAR LTD | HORIZON | PURCHASE AS REQUIRED
000023581 | CIRCUIT BREAKER | OUTDOOR DEAD TANK CIRCUIT BREAKER UNIT; 36KV; 250A; 31.5KA;C/W FOUR BUSHING PROTECTION 5A CURRENT TRANSFORMERS & 125 V DC AUX SUPPLY; | HAWKSIDD | HAWKER SIDDELEY SWITCHGEAR LTD | HORIZON | PURCHASE AS REQUIRED
000023582 | CIRCUIT BREAKER | OUTDOOR DEAD TANK CIRCUIT BREAKER UNIT; 36KV; 1250A; 31.5KA;C/W FOUR BUSHING PROTECTION CURRENT TRANSFORMERS, ONE BUSHING METERING CURRENT TRANSFORMER | HAWKSIDD | HAWKER SIDDELEY SWITCHGEAR LTD | HORIZON | PURCHASE AS REQUIRED
000023583 | CIRCUIT BREAKER | OUTDOOR DEAD TANK CIRCUIT BREAKER UNIT; 36KV; 1250A; 31.5KA;C/W FOUR BUSHING PROTECTION CURRENT TRANSFORMERS, ONE BUSHING METERING CURRENT TRANSFORMER | HAWKSIDD | HAWKER SIDDELEY SWITCHGEAR LTD | HORIZON | PURCHASE AS REQUIRED
000023623 | SWITCHGEAR,TRANSFORMER | TRANSFORMER SWGR UNIT;36 KV;1600 A; 31.5 KA1600 A BUS METAL ENCLOSED FIXED, SWGR, CONTROL GEAR ASSEMBLY;SUITABLE FOR 110 V DC AUX SUPPLY C/W 3 PHASE BUS | SCHNEDER | SCHNEIDER PTY LTD | 23623 | PURCHASE AS REQUIRED
000023624 | SWITCHGEAR,TRANSFORMER | TRANSFORMER SWGR UNIT;36 KV;1250 A; 31.5 KA;1600 A BUS METAL ENCLOSED FIXED SWGR, CONTROL GEAR ASSEMBLY;SUITABLE FOR 110 V DC AUX SUPPLY C/W 3 PHASE BUS | SCHNEDER | SCHNEIDER PTY LTD | 23624 | PURCHASE AS REQUIRED
000023625 | SWITCHGEAR,BUS SECTION | BUS SECTION SWGR UNIT;36 KV;1600 A; 31.5 KA;1600 A BUS METAL ENCLOSED FIXED SWGR, CONTROL GEAR ASSEMBLY;SUITABLE FOR 110 V DC AUX SUPPLY;INC CURRENT | SCHNEDER | SCHNEIDER PTY LTD | 23625 | PURCHASE AS REQUIRED
000023584 | CIRCUIT BREAKER | OUTDOOR DEAD TANK CIRCUIT BREAKER UNIT;FOUR BUSHING PROTECTION CURRENT TRANSFORMERS;C/W 110V DC AUX SUPPLY; 1A CURENT TRANSFORMERS; | HAWKSIDD | HAWKER SIDDELEY SWITCHGEAR LTD | HORIZON | PURCHASE AS REQUIRED
000023585 | CIRCUIT BREAKER | OUTDOOR DEAD TANK CIRCUIT BREAKER UNIT;FOUR BUSHING PROTECTION CURRENT TRANSFORMERS;C/W 110V DC AUX SUPPLY; 5A CURENT TRANSFORMERS; | HAWKSIDD | HAWKER SIDDELEY SWITCHGEAR LTD | HORIZON | PURCHASE AS REQUIRED
000023626 | SWITCHGEAR,BUS SECTION | BUS TIE SWGR UNIT;36 KV;1600 A;31.5 KA; 1600 A BUS METAL ENCLOSED FIXED SWGR; CONTROL GEAR ASSEMBLY SUITS 110 V DC AUX SUPPLY;INC FAULT MAKE BUS EARTH | SCHNEDER | SCHNEIDER PTY LTD | 23626 | PURCHASE AS REQUIRED
000023586 | CIRCUIT BREAKER | OUTDOOR DEAD TANK CIRCUIT BREAKER UNIT;36 KV;1250 A;31.5 KA;FOUR BUSHING PROTECTION;CURRENT TRANSFORMERS;110V DC AUX SUPPLY 1A CURRENT TRANSFORMERS; | HAWKSIDD | HAWKER SIDDELEY SWITCHGEAR LTD | HORIZON | PURCHASE AS REQUIRED
000023627 | DISCONNECTOR,HIGH VOLTAGE | BUS TEE OFF DISCONNECTOR UNIT;36 KV; 1600 A;31.5 KA;1600 A BUS METAL ENCLOSED FIXED SWGR, CONTROL GEAR ASSEMBLY; INC FAULT MAKE BUS EARTH SWITCH | SCHNEDER | SCHNEIDER PTY LTD | 23627 | PURCHASE AS REQUIRED
000023587 | CIRCUIT BREAKER | OUTDOOR DEAD TANK CIRCUIT BREAKER UNIT;36 KV;1250 A;31.5 KA;FOUR BUSHING PROTECTION;CURRENT TRANSFORMERS;110V DC AUX SUPPLY 5A CURRENT TRANSFORMERS; | HAWKSIDD | HAWKER SIDDELEY SWITCHGEAR LTD | HORIZON | PURCHASE AS REQUIRED
000023588 | CIRCUIT BREAKER | OUTDOOR DEAD TANK CIRCUIT BREAKER UNIT; FOUR BUSHING CURRENT PROTECTION TRANSFORMERS;36KV;1250A;31.5KA;32V DC AUX SUPPLY; 1A CURRENT TRANSFORMERS; | HAWKSIDD | HAWKER SIDDELEY SWITCHGEAR LTD | HORIZON | PURCHASE AS REQUIRED
000023628 | SWITCHGEAR,BUS SECTION | FEEDER SWGR UNIT;36 KV;800 A;31.5KA; 2000 A BUS METAL ENCLOSED FIXED SWGR, CONTROLGEAR ASSEMBLY SUITS AMPAGE RATING: | SCHNEDER | SCHNEIDER PTY LTD | 23628 | PURCHASE AS REQUIRED
000023589 | CIRCUIT BREAKER | OUTDOOR DEAD TANK CIRCUIT BREAKER UNIT; FOUR BUSHING CURRENT PROTECTION TRANSFORMERS;36KV;1250A;31.5KA;32V DC AUX SUPPLY; 5A CURRENT TRANSFORMERS; | HAWKSIDD | HAWKER SIDDELEY SWITCHGEAR LTD | HORIZON | PURCHASE AS REQUIRED
000023629 | SWITCHGEAR,TRANSFORMER | TRANSFORMER SWGR UNIT;36 KV;800 A; 31.5 KA;2000 A BUS METAL ENCLOSED FIXED SWGR, CONTROL GEAR ASSEMBLY;SUITS 110 V DC AUX SUPPLY C/W CURRENT TRANS- | SCHNEDER | SCHNEIDER PTY LTD | 23629 | PURCHASE AS REQUIRED
000023590 | CIRCUIT BREAKER | OUTDOOR DEAD TANK CIRCUIT BREAKER UNIT; 36KV;1250A;31.5KA;FOUR BUSHING CURRENT PROTECTION TRANSFORMERS;32 V DC AUX SUPPLY;1 BUSHING METERING CURRENT | HAWKSIDD | HAWKER SIDDELEY SWITCHGEAR LTD | HORIZON | PURCHASE AS REQUIRED
000023591 | CIRCUIT BREAKER | OUTDOOR DEAD TANK CIRCUIT BREAKER UNIT; 36KV;1250A;31.5KA;FOUR BUSHING CURRENT PROTECTION TRANSFORMERS;32 V DC AUX SUPPLY;1 BUSHING METERING CURRENT | HAWKSIDD | HAWKER SIDDELEY SWITCHGEAR LTD | HORIZON | PURCHASE AS REQUIRED
000023592 | CIRCUIT BREAKER | OUTDOOR DEAD TANK CIRCUIT BREAKER UNIT; 36KV;2000A;31.5KA;4 BUSHING PROTECTION CURRENT TRANSFORMERS;110V DC AUX SUPPLY 1A CURRENT TRANSFORMERS | HAWKSIDD | HAWKER SIDDELEY SWITCHGEAR LTD | HORIZON | PURCHASE AS REQUIRED
000023593 | CIRCUIT BREAKER | OUTDOOR DEAD TANK CIRCUIT BREAKER UNIT; 36KV;2000A;31.5KA;4 BUSHING PROTECTION CURRENT TRANSFORMERS;110V DC AUX SUPPLY 5A CURRENT TRANSFORMERS | HAWKSIDD | HAWKER SIDDELEY SWITCHGEAR LTD | HORIZON | PURCHASE AS REQUIRED
000023630 | SWITCHGEAR,TRANSFORMER | TRANSFORMER SWGR UNIT;36 KV;800 A; 31.5 KA;2000 A BUS METAL ENCLOSED FIXED SWGR, CONTROL GEAR ASSEMBLY C/W 3 PHASE BUS VOLTAGE TRANSFORMER, | SCHNEDER | SCHNEIDER PTY LTD | 23630 | PURCHASE AS REQUIRED
000023594 | CIRCUIT BREAKER | OUTDOOR DEAD TANK CIRCUIT BREAKER UNIT; 4 BUSHING PROTECTION CURRENT TRANSFORMER 36KV;2000A;31.5KA;1 BUSHING METERING CURRENT TRANSFORMER;110V DC AUX SUPPLY | HAWKSIDD | HAWKER SIDDELEY SWITCHGEAR LTD | HORIZON | PURCHASE AS REQUIRED
000023595 | CIRCUIT BREAKER | OUTDOOR DEAD TANK CIRCUIT BREAKER UNIT; 4 BUSHING PROTECTION CURRENT TRANSFORMER 36KV;2000A;31.5KA;1 BUSHING METERING CURRENT TRANSFORMER;110V DC AUX SUPPLY | HAWKSIDD | HAWKER SIDDELEY SWITCHGEAR LTD | HORIZON | PURCHASE AS REQUIRED
000023631 | SWITCHGEAR,TRANSFORMER | TRANSFORMER SWGR UNIT;36 KV;2000 A; 31.5 KA;2000 A BUS METAL ENCLOSED FIXED SWGR, CONTROL GEAR ASSEMBLY, SUITS 110 V DC AUX SUPPLY C/W CURRENT TRANS- | SCHNEDER | SCHNEIDER PTY LTD | 23631 | CURRENT
000023632 | SWITCHGEAR,BUS SECTION | BUS SECTION SWGR UNIT;36 KV;2000 A; 31.5 KA;2000 A BUS METAL ENCLOSED FIXED SWGR, CONTROL GEAR ASSEMBLY SUITS 110 V DC AUX SUPPLY C/W CURRENT TRANS- | SCHNEDER | SCHNEIDER PTY LTD | 23632 | CURRENT
000023633 | SWITCHGEAR,BUS SECTION | BUS TIE SWITCHGEAR UNIT;36 KV;2000 A; 31.5 KA;2000 A BUS METAL ENCLOSED FIXED SWGR, CONTROL GEAR ASSEMBLY SUITS 110 V DC AUX SUPPLY C/W CURRENT TRANS- | SCHNEDER | SCHNEIDER PTY LTD | 23633 | CURRENT
000023634 | DISCONNECTOR,HIGH VOLTAGE | BUS TEE OFF DISCONNECTOR UNIT;36 KV; 2000 A;31.5KA 2000 A BUS METAL ENCLOSED FIXED SWGR, CONTROL GEAR ASSEMBLY; SUITS CONNECTION EITHER END OF 36KB BUS | SCHNEDER | SCHNEIDER PTY LTD | 23634 | PURCHASE AS REQUIRED
000023635 | CIRCUIT BREAKER | OUTDOOR 36 KV;1250 A;31.5 KA;LIVE TANK CIRCUIT BREAKER UNIT | SCHNEDER | SCHNEIDER PTY LTD | 23635 | PURCHASE AS REQUIRED
000023636 | CIRCUIT BREAKER | OUTDOOR 36 KV;3150 A;31.5 KA LIVE TANK CIRCUIT BREAKER UNIT | SCHNEDER | SCHNEIDER PTY LTD | 23636 | PURCHASE AS REQUIRED
000023411 | KEY | AN389900010, Powerlock Release Key, Black, for Uncoupling Powerlock Connectors | PRODSHOP | THE PRODUCTION SHOP | LL0023N | CURRENT
000023411 | KEY | AN389900010, Powerlock Release Key, Black, for Uncoupling Powerlock Connectors | ITT INC | ITT INC. (MANUFACTURER) | LL0023N | CURRENT
000023202 | BARRIER,INSULATION | HDPE;180 SQ MM;20 MM THK; 4 x 20MM DIAMETER HOLES; | ERGON | ERGON ENERGY | BARRIER,INSULATION; HDPE | CURRENT
000023412 | SIGN | WARNING CONFINED SPACE BY PERMIT ONLY; ALUMINIUM;YELLOW 3M RETROFLECTIVE; 3271; CLASS 2;210MMX150MM; | ARTCRAFT | ARTCRAFT PTY LTD | SIGN-SPECIAL | PURCHASE AS REQUIRED
000023420 | SIGN | WARNING CONFINED SPACE BY PERMIT ONLY; ALUMINIUM;YELLOW 3M RETROFLECTIVE; 3271; CLASS 2; 300MMX200MM; | ARTCRAFT | ARTCRAFT PTY LTD | SIGN-SPECIAL | PURCHASE AS REQUIRED
000015183 | CIRCUIT BREAKER | RATED NORMAL CURRENT: NO. OF PHASES/POLES: TRIPPING VOLTAGE: TYPE: | ENERGEX | ENERGEX | SBV2 | STRATEGIC SPARE
000023413 | EYE WASH | Saline Solution, 1L Bottle, Pack of 2 Replacement Bottles, Single Use Eyewash | SETON | SETON AUSTRALIA PTY LTD | TOB126 | CURRENT
000023413 | EYE WASH | Saline Solution, 1L Bottle, Pack of 2 Replacement Bottles, Single Use Eyewash | ATOMSUPP | ATOM SUPPLY | 60011183 | CURRENT
000023414 | BATTERY,STORAGE | 12V, 4.0Ah, M12 Red Li-Ion, for Milwaukee Tools | C&LTOOL | CALTCO T/A C&L TOOL CENTRE | MILWAM12B4 | CURRENT
000023414 | BATTERY,STORAGE | 12V, 4.0Ah, M12 Red Li-Ion, for Milwaukee Tools | MILWAUKE | MILWAUKEE POWER TOOLS | M12B4 | CURRENT
000023421 | TICK REMOVER | REMOVAL TICK;SPOON; HELPS IN REMOVAL OF TICKS; | ALPHA | ALPHA FIRST AID SUPPLIES QLD | 250108 | PHASING
000023406 | RECLOSER,AUTO | NOJA Power OSM15, 15.5kV, 3 Ph, 800A, 16kA Vacuum Interupter c/w Control Cubicle, 9m Control Cable, Pole Mounting Bracket, Aux Supply VT w/-CCT Bridges, | NOJAPWR | NOJA POWER | OSM15-16-800-310 | CURRENT
000023407 | RECLOSER,AUTO | NOJA Power OSM38, 38kV, 3 Ph, 800A, 12.5kA Vacuum Interupter c/w Control Cubicle, 9m Control Cable, Pole Mounting Bracket, Aux Supply VT w/-CCT Bridges, | NOJAPWR | NOJA POWER | OSM38-12-800-300 | CURRENT
000023408 | CONTROLLER | TEST BENCH CONTROLLER;RACK MOUNTED CONTROL PANEL;SUITS 19 INCH RACK; FOR NOJA OSM RECLOSERS WITH RC10 CONTROLLER; | NOJAPWR | NOJA POWER | RMT-10 | PURCHASE AS REQUIRED
000023409 | TEST SET | Interface, Field Test Equip, for NOJA RC10 Controller Testing c/w 10m Unarmoured Control Cable | NOJAPWR | NOJA POWER | ITS-04 | PURCHASE AS REQUIRED
000020047 | PANEL,ASSEMBLY | PANEL;RELAY;EQUIPMENT HOUSING: SUIT SIEMENS SOLKOR RF RELAY; 100MM PROJECTION:215MM HIGH;150MM WIDE: 1.6MM ALUMINIUM | ERGON | ERGON ENERGY | CCSTD-EP022-18 | CURRENT
000023203 | PANEL,BLANK | PLATE BLANK; AREVA P123; MICOM SIZE 20TE HORIZONTAL; PLATE SIZE 580 X 200; | ERGON | ERGON ENERGY | EP022-21 | PURCHASE AS REQUIRED
000023204 | PANEL,BLANK | PLATE BLANK; SEL TYPE 351-6; HORIZONTAL;PLATE SIZE 580 X 200; | ERGON | ERGON ENERGY | EP022-22 | PURCHASE AS REQUIRED
000023205 | PANEL,BLANK | PLATE,BLANK;AREVA P123; MICOM SIZE 20TE; VERTICAL;PLATE SIZE 570 X 170; | ERGON | ERGON ENERGY | EP022-23 | PURCHASE AS REQUIRED
000023206 | PANEL,BLANK | PLATE,BLANK; SEL TYPE 351-6; VERTICAL - PLATE SIZE 570 X 170; | ERGON | ERGON ENERGY | EP022-24 | PURCHASE AS REQUIRED
000023500 | SWITCHGEAR,FEEDER | FEEDER SWGR UNIT;36kV;800 A;31.5 kA; 1250 A BUS; METAL ENCLOSED FIXED SWGR & CONTROL GEAR ASSY SUIT 110 V DC AUX SUPPLY C/W CURRENT TRANSFORMERS FOR | SIEMENS | SIEMENS LTD | 8DA10 - 23500 | PURCHASE AS REQUIRED
000023501 | SWITCHGEAR,TRANSFORMER | TRANSFORMER SWITCHGEAR UNIT;36KV;800A; 31.5 kA;1250 A BUS;METAL ENCLOSED FIXED SWITCHGEAR & CONTROL GEAR ASSY; SUIT 110 V DC AUX SUPPLY; C/W 3PH | SIEMENS | SIEMENS LTD | 8DA10-23501 | PURCHASE AS REQUIRED
000023502 | SWITCHGEAR,BUS SECTION | BUS TIE SWGR UNIT;36kV;800A;31.5KA; 1250 A BUS;METAL ENCLOSED FIXED SWGR & CONTROL GEAR ASSY;SUITS110 V DC AUX SUPPLY;INC FAULT MAKE BUS EARTH SWITCH | SIEMENS | SIEMENS LTD | 8DA10-23502 | PURCHASE AS REQUIRED
000023422 | DUMMY CONNECTOR,PLUG | Type 6, suit Pfisterer Size 6 Cable Sockets | INTERTEC | INTERTECH ENGINEERING PTY LTD | 827 706 001 | CURRENT
000023422 | DUMMY CONNECTOR,PLUG | Type 6, suit Pfisterer Size 6 Cable Sockets | PFISTER | PFISTERER HOLDINGS | 827 706 013 | CURRENT
000023423 | TERMINATION,ELECTRICAL POWER CABLE | 132 KV;OUTDOOR;NO VOLTAGE TAP;TO SUIT TYPE 6 SOCKET;FOR 145 KV 1600 SQ MM S/C XLPE/CCu/MDPE;ILJIN DESIGN NO.080627-04P 1 PH SET; | INTERTEC | INTERTECH ENGINEERING PTY LTD | 869 999 999 VAR: 1349 | PURCHASE AS REQUIRED
000023424 | TERMINATION,ELECTRICAL POWER CABLE | 132 KV;OUTDOOR;NO VOLTAGE TAP;TO SUIT TYPE 6 SOCKET;FOR 145 KV 800 SQMM S/C CU XLPE/CCu/MDPE;ILJIN DESIGN NO.080627-02P 1 PH SET; | INTERTEC | INTERTECH ENGINEERING PTY LTD | 869 999 999 VAR: 1348 | PURCHASE AS REQUIRED
000023425 | TERMINATION,ELECTRICAL POWER CABLE | 132 KV;OUTDOOR;NO VOLTAGE TAP;TO SUIT TYPE 6 SOCKET;FOR 145 KV 400 SQMM S/C CU XLPE/CCu/MDPE;ILJIN DESIGN NO.080627-01P 1 PH SET; | INTERTEC | INTERTECH ENGINEERING PTY LTD | 869 999 999 VAR: 1347 | PURCHASE AS REQUIRED
000023503 | SWITCHGEAR,BUS SECTION | 36kV PRIMARY SUBSTATION SWGR;BUS TEE OFF DISCONNECTOR UNIT;36kV;800A;31.5 KA;1250 A BUS;METAL ENCLOSED FIXED SWGR & CNTRL GEAR ASSEMBLY INC FAULT MAKE BUS EARTH | SIEMENS | SIEMENS LTD | 8DA10-23503 | PURCHASE AS REQUIRED
000023504 | SWITCHGEAR,FEEDER | 36kV PRIMARY SUBSTATION SWGR;FEEDER SWGR UNIT;36kV;800A;31.5 kA;1600 A BUS; METAL ENCLOSED FIXED SWGR & CONTROL GEAR ASSEMBLY SUITS 110 V DC AUX SUPPLY: | SIEMENS | SIEMENS LTD | 8DA10-23504 | PURCHASE AS REQUIRED
000023505 | SWITCHGEAR,FEEDER | 36kV PRIMARY SUBSTATION SWGR;FEEDER SWGR UNIT;36 kV;800 A;31.5 kA;1600 BUS: METAL ENCLOSED FIXED SWGR & CONTROL GEAR ASSEMBLY SUITS 110 V DC AUX SUPPLY | SIEMENS | SIEMENS LTD | 8DA10-23505 | PURCHASE AS REQUIRED
000023506 | SWITCHGEAR,TRANSFORMER | 36kV PRIMARY SUBSTATION SWGR; TRANSFORMER SWGR UNITT;36 kV;1600 A; 31.5kA;1600 A BUS;CONTROL GEAR ASSEMBLY; SUITS 110 V DC AUX SUPPLY INC 3 PHASE | SIEMENS | SIEMENS LTD | 8DA10-23506 | PURCHASE AS REQUIRED
000023507 | SWITCHGEAR,TRANSFORMER | 36kV PRIMARY SUBSTATION SWGR; TRANSFORMER SWGR UNIT;36kV;1250A; 31.5kA;1600 A BUS;CONTROL GEAR ASSEMBLY; SUITS 110V DC AUX SUPPLY INC 3 PHASE BUS | SIEMENS | SIEMENS LTD | 8DA10-23507 | PURCHASE AS REQUIRED
000023426 | CLAMP,ELECTRICAL | Termination Clamp, Double Bolted, 11kV Inline Links, suit ACSR & AAC Conductors with Dia Range 12.75mm to 22.35mm, Cherry, Moon, Pluto, Saturn Only, WLL | BRITECH | BRI-TECH PTY LTD | ASOD8582N | CURRENT
000023426 | CLAMP,ELECTRICAL | Termination Clamp, Double Bolted, 11kV Inline Links, suit ACSR & AAC Conductors with Dia Range 12.75mm to 22.35mm, Cherry, Moon, Pluto, Saturn Only, WLL | BRITECH | BRI-TECH PTY LTD | ASOD858-2 | CURRENT
000023508 | SWITCHGEAR,BUS SECTION | 36kV PRIMARY SUBSTATION SWGR;BUS SECTION SWGR UNIT;36kV;1600 A;31.5kA; 1600 A BUS;METAL ENCLOSED FIXED SWGR/ CONTROL GEAR ASSEMBLY SUITS 110V DC AUX | SIEMENS | SIEMENS LTD | 8DA10-23508 | PURCHASE AS REQUIRED
000023509 | SWITCHGEAR,BUS SECTION | 36kV PRIMARY SUBSTATION SWGR;BUS TIE SWGR;36kV;1600 A; 31.5 kA;1600 A BUS; METAL ENCLOSED FIXED SWGR/CONTROL GEAR ASSEMBLY SUITS 110V DC AUX SUPPLY INC | SIEMENS | SIEMENS LTD | 8DA10-23509 | PURCHASE AS REQUIRED
000023510 | SWITCHGEAR,BUS SECTION | 36kV PRIMARY SUBSTATION SWGR;BUS TEE DISCONNECTOR UNIT;36kV;1600A;31.5kA;600 A BUS;METAL ENCLOSED FIXED SWGR/CONTROL GEAR ASSEMBLY INC FAULT MAKE BUS EARTH | SIEMENS | SIEMENS LTD | 8DA10-23510 | PURCHASE AS REQUIRED
000023511 | SWITCHGEAR,FEEDER | 36kV PRIMARY SUBSTATION SWGR;FEEDER SWGR UNIT;36kV;800A;31.5 kA;1600 A BUS; METAL ENCLOSED FIXED SWGR/CONTROL GEAR ASSEMBLY SUITS 110 V DC AUX SUPPLY | SIEMENS | SIEMENS LTD | 8DA10-23511 | PURCHASE AS REQUIRED
000023512 | SWITCHGEAR,TRANSFORMER | 36kV PRIMARY SUBSTATION SWRG; TRANSFORMER SWGR UNIT 36kV;800 A;31.5kA; 2000 A BUS;METAL ENCLOSED FIXED SWGR/ CONTROL GEAR ASSEMBLY SUITS 110 V DC, | SIEMENS | SIEMENS LTD | 8DA10-23512 | PURCHASE AS REQUIRED
000023513 | SWITCHGEAR,TRANSFORMER | 36kV PRIMARY SUBSTATION SWGR; TRANSFORMER SWGR UNIT;36kV;800 A;31.5kA; 2000 A BUS/CONTROL GEAR ASSEMBLY C/W 3 PHASE BUS VOLTAGE TRANSFORMER/ | SIEMENS | SIEMENS LTD | 8DA10-23513 | PURCHASE AS REQUIRED
000023514 | SWITCHGEAR,TRANSFORMER | 36kV PRIMARY SUBSTATION SWGR; TRANSFORMER SWGR UNIT;36kV;2000A;31.5kA; 2000 A BUS/CONTROL GEAR ASSEMBLY SUITS 110 V DC AUX SUPPLY C/W CURRENT TRANS- | SIEMENS | SIEMENS LTD | 8DA10-23514 | PURCHASE AS REQUIRED
000023515 | SWITCHGEAR,BUS SECTION | 36kV PRIMARY SUBSTATION SWGR;BUS SECTION SWGR UNIT;36kV;2000 A;31.5kA; 2000 A BUS;METAL ENCLOSED FIXED SWGR/ CONTROL GEAR ASSEMBLY SUITS 110V DC AUX | SIEMENS | SIEMENS LTD | 8DA10-23515 | PURCHASE AS REQUIRED
000023516 | SWITCHGEAR,BUS SECTION | 36kV PRIMARY SUBSTATION SWGR;BUS TIE SWGR UNIT;36kV;2000 A;31.5kA;2000 A BUS; METAL ENCLOSED FIXED SWGR/CONTROL GEAR ASSEMBLY SUITS 110 V DC AUX SUPPLY C/W | SIEMENS | SIEMENS LTD | 8DA10-23516 | PURCHASE AS REQUIRED
000023517 | DISCONNECTOR,HIGH VOLTAGE | 36kV PRIMARY SUBSTATION SWGR;BUS TEE OFF DISCONNECTOR UNIT;36kV;2000 A;31.5kA; 2000 A BUS;METAL ENCLOSED FIXED SWGR/ CONTROL GEAR ASSEMBLY SUITS CONNECTION | SIEMENS | SIEMENS LTD | 8DA10-23517 | PURCHASE AS REQUIRED
000023524 | SWITCHGEAR,FEEDER | 145kV GAS INSULATED SWGR;FEEDER/ TRANSFORMER SWGR BAY;145kV;1600 A;40kA; 1600 A BUS;BUS DISC/EARTH SW;CB;4 x PROT CTs;LINE DISC/EARTH SW; LINE SIDE FAULT | SIEMENS | SIEMENS LTD | 8DN8-145KV-23524 | PURCHASE AS REQUIRED
000023525 | SWITCHGEAR,TRANSFORMER | 145kV GAS INSULATED SWGR;TRANSFORMER; INDOOR FEEDER SWGR BAY;145kV;1600A;40kA; 1600 A BUS;BUS DISC/EARTH SW;CB;4 x PROT CTs;METERING CT & PROVISION FOR VT, LINE | SIEMENS | SIEMENS LTD | 8DN8-145KV-23525 | PURCHASE AS REQUIRED
000023526 | SWITCHGEAR,BUS SECTION | 145kV GAS INSULATED SWGR;BUS SECTION; INDOOR BUS SECTION SWGR BAY;145kV;1600A; 40kA;1600A BUS;LHS DISC/EARTH SW;CB; 4 x PROT CTs;RHS DISC/EARTH SW | SIEMENS | SIEMENS LTD | 8DN8-145KV-23526 | PURCHASE AS REQUIRED
000023348 | RELAY,PROTECTION | O/C, 24VDC Logic 6/8 I/O, 24/48VDC Pwr, 5A, 110VAC Input, 2U Horiz Rack, Std Protocols | SEL | SCHWEITZER ENGINEERING LABORATORIES INC. | 0351A0H0X2H51X1 | PHASING
000023349 | RELAY,PROTECTION | Digital Feeder Mngmt, 125/250VDC Pwr, 110VDC Aux, 5A Ph & 1A Neutral Current, Horiz Case c/w IDMT, Definite Time Phase & E/F, Directional Control, Digital | SEL | SCHWEITZER ENGINEERING LABORATORIES INC. | 035162A4H63XX1 | STRATEGIC SPARE
000023362 | SWITCHBOARD,LV | WEBER TYPE;CLEAR POLYCARBONATE DEAD FRONT CUBICLE TYPE ASSEMBLY;U/W 750 T; 1500 KVA DIST TX'S;3150 AMP ISOL;ENERGEX BOTTOM ENTRY;NETWORK USER BOTTOM EXIT; | WEBER | WEBER SOUTH PACIFIC PTY LTD | VF130300-EGX42 | PURCHASE AS REQUIRED
000023355 | RELAY, CURRENT MEASURING | SEL-487B-1 BUS DIFFERENTIAL AND BREAKER FAILURE RELAY;5 AMP;POWER SUPPLY 48/125 V DC;AUX 110 V DC; | SEL | SCHWEITZER ENGINEERING LABORATORIES INC. | 0487B1X4X52XC4XDH9DDDXX | PHASING
000023356 | RELAY, CURRENT MEASURING | SEL-487B-1 BUS DIFFERENTIAL AND BREAKER FAILURE RELAY;1 AMP;POWER SUPPLY 48/125 VDC;AUX 110 V DC; | SEL | SCHWEITZER ENGINEERING LABORATORIES INC. | 0487B1X4X12XC4XDH9DDDXX | PHASING
000023527 | TRANSFORMER,VOLTAGE | 145kV GAS INSULATED SWGR;TRANSFOMER, VOLTAGE;INDOOR 132/3kV;110/3 VOLTAGE TRANSFORMER MODEL WITH DISCONNECTOR; CONNECTS TO SC23524, SC23525, SC23526 | SIEMENS | SIEMENS LTD | 8DN8-145KV-23527 | PURCHASE AS REQUIRED
000023528 | TRANSFORMER,VOLTAGE | 145kV GAS INSULATED SWGR;TRANSFOMER, VOLTAGE;INDOOR 110/3kV;110/3 VOLTAGE TRANSFORMER MODEL WITH DISCONNECTOR; CONNECTS TO SC23524, SC23525, SC23526 | SIEMENS | SIEMENS LTD | 8DN8-145KV-23528 | PURCHASE AS REQUIRED
000023529 | SWITCH,EARTHING | 145kV GAS INSULATED SWGR;SWITCH,EARTH; SUITS CONNECTION TO INDOOR FEEDER/ TRANSFORMER SWGR BAYS OR INDOOR BUS SECTION SWGR BAYS | SIEMENS | SIEMENS LTD | 8DN8-145KV-23529 | PURCHASE AS REQUIRED
000023530 | SWITCHGEAR,FEEDER | 145kV GAS INSULATED SWGR;FEEDER/ TRAMSFORMER;OUTDOOR FEEDER/TRANS- FORMER SWGR BAY;145kV;1600A;40kA;1600A BUS;BUS DISC/EARTH Sw;CB;4 x PROT CT's; | SIEMENS | SIEMENS LTD | 8DN8-145KV-23530 | PURCHASE AS REQUIRED
000023479 | SADDLE,ELECTRICAL POWER CABLE | 110kV FEEDER CABLE SADDLE 1600 SQ MM; EPDM RUBBER LINING;S/STEEL STRAP 2 x 55 | ENI | ENI INDUSTRIES PL | 87426 | CURRENT
000023478 | CLAMP,ELEC PWR CABLE,SUPPORT | 110kV VARIABLE FLOOR CLEAT;CABLE SUPPORT STAND;CLEAT SUPPORT HEIGHT ADJUSTABLE 100MM TO 1900MM; SUPPLY PARTS BOLTED TOGETHER LAYERED ON PALLET; | ENI | ENI INDUSTRIES PL | 87270 | CURRENT
000023480 | CLAMP,ELEC PWR CABLE,SUPPORT | TREFOIL CLEAT 11kV TRANSFORMER CABLES 630 SQ MM XLPE;S/STEEL STRAP 1.9 x 55 MM | ENI | ENI INDUSTRIES PL | 87432 | CURRENT
000023481 | CLAMP,ELEC PWR CABLE,SUPPORT | TREFOIL CLEAT 11kV TRANSFORMER CABLES 800 SQ MM XLPE;S/STEEL STRAP 1.9 x 55 MM | ENI | ENI INDUSTRIES PL | 87434 | CURRENT
000023482 | CLAMP,ELEC PWR CABLE,SUPPORT | TREFOIL CLEAT 33kV XLPE LY CABLES 630 MM S/STEEL STRAP 1.9 x 55 MM | ENI | ENI INDUSTRIES PL | 87441 | CURRENT
000023485 | SADDLE,ELECTRICAL POWER CABLE | TREFOIL SADDLE;SUITS 33Kv CCu 630SQMM; LAT 800SQMM;S/STEEL STRAP 1.9X55MM; | ENI | ENI INDUSTRIES PL | 87439 | CURRENT
000023486 | SADDLE,ELECTRICAL POWER CABLE | TREFOIL SADDLE;SUITS 110Kv 800SQMM XLPE CABLES;S/STEEL STRAP 1.9X55MM; | ENI | ENI INDUSTRIES PL | 87277 | PURCHASE AS REQUIRED
000023490 | SADDLE,ELECTRICAL POWER CABLE | TREFOIL SADDLE;SUITS 110Kv 400SQMM XLPE CABLES;S/STEEL STRAP 1.9X55MM; | ENI | ENI INDUSTRIES PL | 87278 | PURCHASE AS REQUIRED
000023489 | CLAMP,ELEC PWR CABLE,SUPPORT | SUITS 110kV 800SQ MM CABLE WITH 96.7MM NOM DIA;TYPE T ASE PLAS T100; GLASS REINFORCED COMPOSITE; | INTERTEC | INTERTECH ENGINEERING PTY LTD | T100/M16/96.7 | CURRENT
000023488 | CLAMP,ELEC PWR CABLE,SUPPORT | SUITS 110kV 1600SQ MM CABLE WITH 112.3MM NOM DIA;TYPE T ASE PLAS T116; GLASS REINFORCED COMPOSITE; | INTERTEC | INTERTECH ENGINEERING PTY LTD | T116/M16/112.3 | CURRENT
000023487 | CLAMP,ELEC PWR CABLE,SUPPORT | SUITS 110kV 400SQ MM CABLE WITH 84.3MM NOM DIA;TYPE T ASE PLAS T96; GLASS REINFORCED COMPOSITE; | INTERTEC | INTERTECH ENGINEERING PTY LTD | T96/M16/84.3 | CURRENT
000023495 | TRANSFORMER,DISTRIBUTION | 11kV;100KVA;3PHASE;POLE BOLT MTG;BSH HV 90 LV BSH; MINERAL OIL INSUL; ONAN; DYN11;ON-LOAD TAP CHG +- 10%;11kV/433- 250V;GALV TANK;PREF-FITTED WITH SURGE | TYREE | TYREE INDUSTRIES PL MITTAGONG NSW | 100R400 | PURCHASE AS REQUIRED
000023483 | SWITCH,LOAD BREAK | MANUALLY OPERATED;12kV;630 A;3 PHASE; SF6;FAULT MAKE;LOAD BREAK SWITCH; FITTED WITH SURGE ARRESTERS AND BRIDGING CABLE; C/W MID POLE ACTUATOR; | AKPOWER | AK POWER SOLUTIONS PTY LTD | GSO80882 | CURRENT
000023484 | HANDLE,SWITCH | 5 METRE DOWN ROD ASSEMBLY WITH UV STABILISED INSULATING COVER; | AKPOWER | AK POWER SOLUTIONS PTY LTD | 80903-1 | CURRENT
000023531 | SWITCHGEAR,BUS SECTION | 145kV GAS INSULATED SWGR;OUTDOOR BUS SECTION SWGR BAY;145kV;1600A;40kA; 1600A BUS;LHS DISC/EARTH SW;CB;4 x PROT CT's:RHS DISC/EARTH SW | SIEMENS | SIEMENS LTD | 8DN8-145KV-23531 | PURCHASE AS REQUIRED
000023491 | BRACKET,MOUNTING | CABLE SUPPORT FLOOR MOUNTED T BRACKET; SUITS CABLE SIZES UP TO 1600SQ MM; | ENI | ENI INDUSTRIES PL | 87269 | CURRENT
000023389 | CONTROLLER | TEST BENCH CONTROLLER;SCHNEIDER TEST AND TRAINING SET(TTS);TTS IS FOR TESTING SCHNEIDER RECLOSERS AND LOAD BREAK SWITCHES WITH ADVC2 CONTROLLER; | SCHNEDER | SCHNEIDER PTY LTD | 990003000 | PURCHASE AS REQUIRED
000023390 | TEST KIT | FIELD TEST EQUIP SCHNIEDER;FOR USE IN SITU TESTING OF SCHNEIDER RECLOSERS AND LOAD BREAK SWITCH WITH ADVC2 CONTROLLER ADVC-UL-INT/FT-FV-230-GPO-LRG-ENG-ADVC | SCHNEDER | SCHNEIDER PTY LTD | 8800163100 | PURCHASE AS REQUIRED
000023650 | PATCH LEAD,FIBRE OPTIC | INDOOR OPTICAL PATCH LEAD;SINGLE MODE; DUPLEX;1M LONG;2 X FC CONNECTOR TERMINATED AT EACH END; SINGLE MODE ITU-T G.652.D; | OPTICAL | OPTICAL SYSTEMS DESIGN | OFS-CAB-092-II-1 | PURCHASE AS REQUIRED
000023651 | PATCH LEAD,FIBRE OPTIC | INDOOR OPTICAL PATCH LEAD;SINGLE MODE; DUPLEX;3M LONG;2 X FC CONNECTOR TERMINATED AT EACH END; SINGLE MODE ITU-T G.652.D; | OPTICAL | OPTICAL SYSTEMS DESIGN | OFS-CAB-092-II-3 | PURCHASE AS REQUIRED
000023652 | PATCH LEAD,FIBRE OPTIC | INDOOR OPTICAL PATCH LEAD;SINGLE MODE; DUPLEX;5M LONG;2 X FC CONNECTOR TERMINATED AT EACH END; SINGLE MODE ITU-T G.652.D; | OPTICAL | OPTICAL SYSTEMS DESIGN | OFS-CAB-092-II-5 | PURCHASE AS REQUIRED
000023653 | PATCH LEAD,FIBRE OPTIC | INDOOR OPTICAL PATCH LEAD;SINGLE MODE; DUPLEX;10M LONG;2 X FC CONNECTOR TERMINATED AT EACH END;SINGLE MODE ITU-T G.652.D; | OPTICAL | OPTICAL SYSTEMS DESIGN | OFS-CAB-092-II-10 | PURCHASE AS REQUIRED
000023699 | CONVERTER | 110V;48V DC W200-110-48FT; 4A DC/DC CONVERTER; | AMTEX | AMTEX ELECTRONICS | DCW200-100/48FT-P9200 | CURRENT
000023654 | PATCH LEAD,FIBRE OPTIC | INDOOR OPTICAL PATCH LEAD;SINGLE MODE; DUPLEX;15M LONG;2 X FC CONNECTOR TERMINATED AT EACH END;SINGLE MODE ITU-T G.652.D; | OPTICAL | OPTICAL SYSTEMS DESIGN | OFS-CAB-092-II-15 | PURCHASE AS REQUIRED
000023655 | PATCH LEAD,FIBRE OPTIC | INDOOR OPTICAL PATCH LEAD;SINGLE MODE; SIMPLEX;1M LONG;1 X FC CONNECTOR TERMINATED AT EACH END;SINGLE MODE ITU-T G.652.D; | OPTICAL | OPTICAL SYSTEMS DESIGN | OFS-CAB-091-II-1 | PURCHASE AS REQUIRED
000023656 | PATCH LEAD,FIBRE OPTIC | INDOOR OPTICAL PATCH LEAD;SINGLE MODE; SIMPLEX;3M LONG;1 X FC CONNECTOR TERMINATED AT EACH END;SINGLE MODE ITU-T G.652.D; | OPTICAL | OPTICAL SYSTEMS DESIGN | OFS-CAB-091-II-3 | PURCHASE AS REQUIRED
000023657 | PATCH LEAD,FIBRE OPTIC | INDOOR OPTICAL PATCH LEAD;SINGLE MODE; SIMPLEX;5M LONG;1 X FC CONNECTOR TERMINATED AT EACH END;SINGLE MODE ITU-T G.652.D; | OPTICAL | OPTICAL SYSTEMS DESIGN | OFS-CAB-091-II-5 | PURCHASE AS REQUIRED
000023658 | PATCH LEAD,FIBRE OPTIC | INDOOR OPTICAL PATCH LEAD;SINGLE MODE; SIMPLEX;10 M LONG;1 X FC CONNECTOR TERNATED AT EACH END;SINGLE MODE ITU-T G.652.D; | OPTICAL | OPTICAL SYSTEMS DESIGN | OFS-CAB-091-II-10 | PURCHASE AS REQUIRED
000023659 | PATCH LEAD,FIBRE OPTIC | INDOOR OPTICAL PATCH LEAD;SINGLE MODE; SIMPLEX;15 M LONG;1 X FC CONNECTOR TERMINATED AT EACH END;SINGLE MODE ITU-T G.652.D; | OPTICAL | OPTICAL SYSTEMS DESIGN | OFS-CAB-091-II-15 | PURCHASE AS REQUIRED
000023532 | TRANSFORMER,VOLTAGE | OUTDOOR 132/3kV;110/3 V VOLTAGE TRANSFORMER MODULE;INCLUDING DISCONNECTOR;FOR CONNECTION TO SC23534 & SC23535 | SIEMENS | SIEMENS LTD | 8DN8-145KV-23532 | PURCHASE AS REQUIRED
000023533 | TRANSFORMER,VOLTAGE | OUTDOOR 110/3 kV;110/3 V VOLTAGE TRANSFORMER MODULE;INCLUDING DISCONNECTOR;FOR CONNECTION TO SC23534 & SC23535 | SIEMENS | SIEMENS LTD | 8DN8-145KV-23533 | PURCHASE AS REQUIRED
000023534 | SWITCH,EARTHING | OUTDOOR BUS EARTH SWITCH MODULE; SUITABLE FOR CONNECTION TO OUTDOOR FEEDER/TRANSFORMER SWGR BAYS OR OUTDOOR BUS SECTION SWGR BAYS; | SIEMENS | SIEMENS LTD | 8DN8-145KV-23534 | PURCHASE AS REQUIRED
000023535 | BUSBAR | OUTDOOR BUS EXTENSION BAY TYPE 1; BETWEEN TWO ADJACENT OUTDOOR FEEDER/ TRANSFORMER SWITCHGEAR BAYS; CONNECTED IN SAME ORIENTATION; | SIEMENS | SIEMENS LTD | 8DN8-145KV-23535 | PURCHASE AS REQUIRED
000023536 | BUSBAR | OUTDOOR BUS EXT BAY TYPE 2;BETWEEN 2 ADJACENT OUTDOOR FEEDER/TRANSFORMER SWITCHGEAR BAYS;CONNECTED IN THE SAME ORIENTATION WITH;SINGLE OUTDOOR FEEDER/ | SIEMENS | SIEMENS LTD | 8DN8-145KV-23536 | PURCHASE AS REQUIRED
000023537 | BUSBAR | OUTDOOR BUS EXT BAY TYPE 3;BETWEEN 2 ADJACENT OUTDOOR FEEDER/TRANSFORMER SWGR BAYS CONNECTED THE SAME ORIENTATION AS AN OUTDOOR BUS SECTION SWGR BAY | SIEMENS | SIEMENS LTD | 8DN8-145KV-23537 | PURCHASE AS REQUIRED
000023538 | BUSBAR | OUTDOOR BUS SECTION BAY TYPE 4;BETWEEN 2 ADJACENT OUTDOOR FEEDER/TRANSFORMER SWGR BAYS;CONNECTED SAME ORIENTATION WITH AN OUTDOOR BUS SECTION SWGR BAY | SIEMENS | SIEMENS LTD | 8DN8-145KV-23538 | PURCHASE AS REQUIRED
000023539 | ARRESTER,ELECTRICAL SURGE | MO SURGE ARRESTER MODULE TO SUIT145kV SIEMENS 8DN8 GIS; | SIEMENS | SIEMENS LTD | SURGE ARRESTER 8DN8GIS | PURCHASE AS REQUIRED
000023702 | ANCHOR,MASONRY | SHIELD EXPANSION;M12;140 MM LG; 12 MM HOLE DIAMETER;GALVANISED TRUBOLT; USED FOR ATTACHING CABLE RACK SUPPORTS; PACK SIZE 100; | STATEWD | STATEWIDE FSTNERS & ENG SPLS PL | M12 X 140MM GALV TRUBOLT | CURRENT
000023540 | CAMERA SUBASSEMBLY | CAMERA SET AND SOFTWARE; VIEWS DISCONNECTOR AND EARTH SWITCH POSITIONS; SIEMENS 8DN8 GIS SWITCHGEAR; CONTRACT 10142 - PRIMARY SWITCHGEAR; | SIEMENS | SIEMENS LTD | 8DN8 GIS CAMERA - 23540 | PURCHASE AS REQUIRED
000023541 | BUSHING | TEST BUSHING ADAPTOR; SUITS SIEMENS 8DN8 GIS SWITCHGEAR; CONTRACT 10142 - PRIMARY SWITCHGEAR; | SIEMENS | SIEMENS LTD | TEST ADAPTOR 8DN8 GIS | PURCHASE AS REQUIRED
000023542 | SENSOR,ARC | ARC SENSOR;USED IN 8DN8 GIS SWITCHGEAR; CONTRACT 10142 PRIMARY SWITCHGEAR; | SIEMENS | SIEMENS LTD | 8DN8 GIS ARC SENSOR | PURCHASE AS REQUIRED
000023703 | BRACKET,MOUNTING | STEEL;GALVANISED;FOR POLE CENTRALLY MTD ILJIN;MANUALLY OPERATED LOAD BREAK SWITCH;SC23483;PALLET OF12; | HAYMAN | HAYMANS INDUSTRIES PTY LTD | POLE MTD BKT | CURRENT
000023703 | BRACKET,MOUNTING | STEEL;GALVANISED;FOR POLE CENTRALLY MTD ILJIN;MANUALLY OPERATED LOAD BREAK SWITCH;SC23483;PALLET OF12; | AKPOWER | AK POWER SOLUTIONS PTY LTD | POLE MTD BKT | CURRENT
000023208 | PANEL,BLANK | BLANK PLATE, MICOM SIZE 20TE; BRUSHED METAL; AREVA P123; HORIZONTAL - PLATE SIZE 500 x 250 | ERGONWS | PROVISION OF WORKSHOP SERVICES | CCSTD-EP022-25 | CURRENT
000023661 | PATCH LEAD,FIBRE OPTIC | INDOOR OPTICAL PATCH LEAD;SINGLE MODE; DUPLEX;3M LONG;2 X LC CONNECTOR TERMINATED AT EACH END;SINGLE MODE ITU-T G.652.D; | OPTICAL | OPTICAL SYSTEMS DESIGN | OFS-CAB-092-VV-3 | PURCHASE AS REQUIRED
000023662 | PATCH LEAD,FIBRE OPTIC | INDOOR OPTICAL PATCH LEAD;SINGLE MODE; DUPLEX;5M LONG;2 X LC CONNECTOR TERMINATED AT EACH END;SINGLE MODE ITU-T G.652.D; | OPTICAL | OPTICAL SYSTEMS DESIGN | OFS-CAB-092-VV-5 | PURCHASE AS REQUIRED
000023663 | PATCH LEAD,FIBRE OPTIC | INDOOR OPTICAL PATCH LEAD;SINGLE MODE; DUPLEX;10M LONG;2 X LC CONNECTOR TERMINATED AT EACH END;SINGLE MODE ITU-T G.652.D; | OPTICAL | OPTICAL SYSTEMS DESIGN | OFS-CAB-092-VV-10 | PURCHASE AS REQUIRED
000023210 | CONNECTOR,BUSBAR | FLAT PALM CONNECTOR;BUSBAR; TUBULAR COPPER BUSBAR;ADAPTOR PALM | ERGONWS | PROVISION OF WORKSHOP SERVICES | LOSTD-EC043-04 | PURCHASE AS REQUIRED
000032557 | INDICATOR,VOLTAGE | SIEMENS 33KV 8A10 VOLTAGE INDICATOR; 33KV CIRCUTI BREAKER VOLTAGE INDICATOR: | SIEMENS | SIEMENS LTD | 104212321,CAPDIS-S2+R4.5/L MLB | MAINTENANCE STOCK
000023705 | JOINT,ELECTRICAL POWER CABLE | 33/11KV;HEATSHRINK;TRANSITION JOINT; 3 PHASE; FOR 33KV 0.25 SQIN HSL TO 11KV 185 SQMM CU PLYHDPE; C/W BARRIER COMPRESSION FERRULES; PACK 1; WT 9KG | TECONN | TE CONNECTIVITY LTD | EPKJ-24C/3HL-3SB-AU02 | PURCHASE AS REQUIRED
000023700 | LABEL | VINYL OUTDOOR STICKER WHITE; AFLC LV SINKING CIRCUIT;145mm x 145mm; FOR USE ON LV AFLC FILTERS | UTILENGR | UTILITY ENGRAVING & SIGNS | 23700 | CURRENT
000023701 | LABEL | GRAVOPOLY RED BACKGROUND, WHITE LETTERING;AFLC LV SINKING CIRCUIT; 55mm x 40mm;FOR USE ON LV AFLC FILTERS | CUTLER | CUTLER BRANDS PTY LTD | ENERGE-23701 | CURRENT
000023701 | LABEL | GRAVOPOLY RED BACKGROUND, WHITE LETTERING;AFLC LV SINKING CIRCUIT; 55mm x 40mm;FOR USE ON LV AFLC FILTERS | UTILENGR | UTILITY ENGRAVING & SIGNS | 23701 | CURRENT
000023664 | PATCH LEAD,FIBRE OPTIC | INDOOR OPTICAL PATCH LEAD;SINGLE MODE; DUPLEX;15M LONG;2 X LC CONNECTOR TERMINATED AT EACH END;SINGLE MODE (ITU-T G.652.D); | OPTICAL | OPTICAL SYSTEMS DESIGN | OFS-CAB-092-VV-15 | PURCHASE AS REQUIRED
000023665 | PATCH LEAD,FIBRE OPTIC | DINDOOR OPTICAL PATCH LEAD;SINGLE MODE; DUPLEX;1M LONG; TERMINATED WITH 2 X FC CONNECTOR AT ONE END & 2 X LC CONNECTOR AT OTHER END;(ITU-T G.652.D) | OPTICAL | OPTICAL SYSTEMS DESIGN | OFS-CAB-091-IV-1 | PURCHASE AS REQUIRED
000023666 | PATCH LEAD,FIBRE OPTIC | INDOOR OPTICAL PATCH LEAD;SINGLE MODE; DUPLEX;3M LONG;TERMINATED WITH 2 X FC CONNECTOR AT ONE END AND 2 X LC AT THE OTHER END;SINGLE MODE (ITU-T G.652.D); | OPTICAL | OPTICAL SYSTEMS DESIGN | OFS-CAB-091-IV-3 | PURCHASE AS REQUIRED
000023667 | PATCH LEAD,FIBRE OPTIC | INDOOR OPTICAL PATCH LEAD;SINGLE MODE; DUPLEX;5M LONG;TERMINATED WITH 2 X FC CONNECTOR AT ONE END AND 2 X LC AT THE OTHER END;SINGLE MODE (ITU-T G.652.D); | OPTICAL | OPTICAL SYSTEMS DESIGN | OFS-CAB-091-IV-5 | PURCHASE AS REQUIRED
000023668 | PATCH LEAD,FIBRE OPTIC | INDOOR OPTICAL PATCH LEAD;SINGLE MODE; DUPLEX;10M LONG;TERMINATED WITH 2 X FC CONNECTOR AT ONE END AND 2 X LC AT THE OTHER END;SINGLE MODE (ITU-T G.652.D); | OPTICAL | OPTICAL SYSTEMS DESIGN | OFS-CAB-091-IV-10 | PURCHASE AS REQUIRED
000023669 | PATCH LEAD,FIBRE OPTIC | INDOOR OPTICAL PATCH LEAD;SINGLE MODE; DUPLEX;15M LONG;TERMINATED WITH 2 X FC CONNECTOR AT ONE END AND 2 X LC AT THE OTHER END;SINGLE MODE (ITU-T G.652.D); | OPTICAL | OPTICAL SYSTEMS DESIGN | OFS-CAB-091-IV-15 | PURCHASE AS REQUIRED
000023670 | PATCH LEAD,FIBRE OPTIC | INDOOR OPTICAL PATCH LEAD;MULTIMODE; OM3 (50/125UM);DUPLEX;1M LONG;2 X LC CONNECTOR TERMINATED AT EACH END; | OPTICAL | OPTICAL SYSTEMS DESIGN | OFS0CAB-052-VV-1 | PURCHASE AS REQUIRED
000023671 | PATCH LEAD,FIBRE OPTIC | INDOOR OPTICAL PATCH LEAD;MULTIMODE;OM3; (50/125UM);DUPLEX;3M LONG;2 X LC CONNECTOR TERMINATED AT EACH END; | OPTICAL | OPTICAL SYSTEMS DESIGN | OFS0CAB-052-VV-3 | PURCHASE AS REQUIRED
000023672 | PATCH LEAD,FIBRE OPTIC | INDOOR OPTICAL PATCH LEAD;MULTIMODE;OM3; (50/125UM);DUPLEX;5M LONG;2 X LC CONNECTOR TERMINATED AT EACH END; | OPTICAL | OPTICAL SYSTEMS DESIGN | OFS0CAB-052-VV-5 | PURCHASE AS REQUIRED
000023673 | PATCH LEAD,FIBRE OPTIC | INDOOR OPTICAL PATCH LEAD;MULTIMODE;OM3; (50/125UM);DUPLEX;10M LONG; 2 X LC CONNECTOR TERMINATED AT EACH END; | OPTICAL | OPTICAL SYSTEMS DESIGN | OFS0CAB-052-VV-10 | PURCHASE AS REQUIRED
000023674 | PATCH LEAD,FIBRE OPTIC | INDOOR OPTICAL PATCH LEAD;MULTIMODE;OM3 (50/125UM);DUPLEX;15M LONG;2 X LC CONNECTOR TERMINATED AT EACH END; | OPTICAL | OPTICAL SYSTEMS DESIGN | OFS0CAB-052-VV-15 | PURCHASE AS REQUIRED
000023675 | PATCH LEAD,FIBRE OPTIC | INDOOR OPTICAL PATCH LEAD;MULTIMODE;OM3; (50/125UM);DUPLEX;1M LONG;2 X FC CONNECTOR TERMINATED AT EACH END; | OPTICAL | OPTICAL SYSTEMS DESIGN | OFS0CAB-052-BB-1 | PURCHASE AS REQUIRED
000023676 | PATCH LEAD,FIBRE OPTIC | INDOOR OPTICAL PATCH LEAD;MULTIMODE;OM3; (50/125UM);DUPLEX;3M LONG;2 X FC CONNECTOR TERMINATED AT EACH END; | OPTICAL | OPTICAL SYSTEMS DESIGN | OFS0CAB-052-BB-3 | PURCHASE AS REQUIRED
000023677 | PATCH LEAD,FIBRE OPTIC | INDOOR OPTICAL PATCH LEAD;MULTIMODE;OM3; (50/125UM);DUPLEX;5M LONG;2 X FC CONNECTOR TERMINATED AT EACH END; | OPTICAL | OPTICAL SYSTEMS DESIGN | OFS0CAB-052-BB-5 | PURCHASE AS REQUIRED
000023678 | PATCH LEAD,FIBRE OPTIC | INDOOR OPTICAL PATCH LEAD;MULTIMODE;OM3; (50/125UM);DUPLEX;10M LONG;2 X FC CONNECTOR TERMINATED AT EACH END; | OPTICAL | OPTICAL SYSTEMS DESIGN | OFS0CAB-052-BB-10 | PURCHASE AS REQUIRED
000023679 | PATCH LEAD,FIBRE OPTIC | INDOOR OPTICAL PATCH LEAD;MULTIMODE;OM3; (50/125UM);DUPLEX;15M LONG;2 X FC CONNECTOR TERMINATED AT EACH END; | OPTICAL | OPTICAL SYSTEMS DESIGN | OFS0CAB-052-BB-15 | PURCHASE AS REQUIRED
000023680 | PATCH LEAD,FIBRE OPTIC | INDOOR OPTICAL PATCH LEAD;MULTIMODE;OM3; (50/125UM);DUPLEX;1M LONG;TERMINATED WITH 2 X FC CONNECTOR AT ONE END & 2 XLC CONNECTOR AT OTHER END; | OPTICAL | OPTICAL SYSTEMS DESIGN | OFS0CAB-052-BV-1 | PURCHASE AS REQUIRED
000023681 | PATCH LEAD,FIBRE OPTIC | INDOOR OPTICAL PATCH LEAD;MULTIMODE;OM3; (50/125UM);DUPLEX;3M LONG;TERMINATED WITH 2 X FC CONNECTOR AT ONE END & 2 XLC CONNECTOR AT OTHER END; | OPTICAL | OPTICAL SYSTEMS DESIGN | OFS0CAB-052-BV-3 | PURCHASE AS REQUIRED
000023682 | PATCH LEAD,FIBRE OPTIC | INDOOR OPTICAL PATCH LEAD;MULTIMODE;OM3; (50/125UM);DUPLEX;5M LONG;TERMINATED WITH 2 X FC CONNECTOR AT ONE END & 2 XLC CONNECTOR AT OTHER END; | OPTICAL | OPTICAL SYSTEMS DESIGN | OFS0CAB-052-BV-5 | PURCHASE AS REQUIRED
000023719 | CLAMP,STRAIN | COMPRESSION DEAD-END; TO SUIT GOAT 30/7/.146 ACSR;NO LUG SUPPLIED;HAS EYE- TAIL ARRANGEMENT;STANDARD PALM CONFIG; 2 HOLES AT 14MM & 50MM CENTRES | PLP AUST | PREFORMED LINE PRODUCTS (AUST) | CDE-260-1 | CURRENT
000023720 | TERMINAL,LUG | COMPRESSION PALM LUG TO SUIT GOAT 30/7/.146 ACSR;30 DEG BENT ON EDGE, LUG TO SUIT COMP DEAD, 2 HOLES 14MM DIA AT 50MM CENTRES | PLP AUST | PREFORMED LINE PRODUCTS (AUST) | CDET-260 | PURCHASE AS REQUIRED
000023378 | FUSE LINK,ENCLOSED ELEMENT | Type 12k, 12A, 23kV, Air Insulated, HRC Current Limiting, Spade Terminals Each End | BRITECH | BRI-TECH PTY LTD | HTDE25(9)012 | CURRENT
000023715 | BATTERY,STORAGE | 12V, 25.4Ah, for RC10 Control Box, suit NOJA RC10 ES Controller | NOJAPWR | NOJA POWER | BAT-0004 | CURRENT
000023716 | TRANSFORMER,VOLTAGE | POLE MOUNTED VOLTAGE TRANSFORMER; TO SUIT 33KV NOJA OSM38 RECLOSER; INCLUDES MOUNTING BRACKET AND ACCESSORIES; | NOJAPWR | NOJA POWER | VT33/220-03 | PURCHASE AS REQUIRED
000023683 | PATCH LEAD,FIBRE OPTIC | INDOOR OPTICAL PATCH LEAD;OM3(50/125UM) DUPLEX;10 M LONG;TERMINATED WITH 2XFC CONNECTOR AT ONE END AND 2XLC CONNECTOR AT OTHER END; | OPTICAL | OPTICAL SYSTEMS DESIGN | OFS0CAB-052-BV-10 | PURCHASE AS REQUIRED
000023684 | PATCH LEAD,FIBRE OPTIC | INDOOR OPTICAL PATCH LEAD;OM3(50/125UM) DUPLEX;15 M LONG;TERMINATED WITH 2XFC CONNECTOR AT ONE END AND 2XLC CONNECTOR AT OTHER END; | OPTICAL | OPTICAL SYSTEMS DESIGN | OFS0CAB-052-BV-15 | PURCHASE AS REQUIRED
000023685 | PATCH LEAD,FIBRE OPTIC | INDOOR OPTICAL PATCH LEAD;MULTIMODE; OM1;(62.5/125UM);DUPLEX;1M LONG; 2 X FC CONNECTOR TERMINATED AT EACH END; | OPTICAL | OPTICAL SYSTEMS DESIGN | OFS0CAB-062-BB-1 | PURCHASE AS REQUIRED
000023723 | CLAMP,SUSPENSION,ELEC CONDUCTOR | STRAIGHT-LINE OR ANGLE;AMOUR GRIP SUSPENSION UNIT (AGSU);TO SUIT 30/7/.146 GOAT;25.55 TO 26.0MM DIA CONDUCTOR;SUITS AAC AAAC ACSR; | PLP AUST | PREFORMED LINE PRODUCTS (AUST) | AGS-5126-16 | CURRENT
000023724 | CARD,COMPUTER | EXPANSION CARD;FOR EDMI MK10E; MK10E SMART GRID EXPANSION;UPS; | EDMI | EDMI PTY LTD | SC23724 | PURCHASE AS REQUIRED
000023725 | BATTERY, METER | BATTERY (ATLAS) | EDMI | EDMI PTY LTD | SC23725 | PURCHASE AS REQUIRED
000023726 | BATTERY, METER | BATTERY (GENIUS) | EDMI | EDMI PTY LTD | MK6 BATTERY | PURCHASE AS REQUIRED
000023727 | BATTERY, METER | BATTERY (MK3) | EDMI | EDMI PTY LTD | MK3 BATTERY | PURCHASE AS REQUIRED
000023728 | MODULE | ETHERNET MODULE | EDMI | EDMI PTY LTD | EDMW107SR | PURCHASE AS REQUIRED
000023729 | ANTENNA | Paddle Pop, 3G/4G on Glass, 700-2700MHz Freq Range c/w 1.2m Lead, FME Connector & Red Heatshrink | INTERCEL | INTERCEL PTY LTD | ANTMPATCHEGX1200 | CURRENT
000023730 | CONNECTOR,ELECTRICAL | Terminal Clamp, In-Line Bi-Metal Service Connector, suit 6-35mm2 Cable, 13mm AF 12nm Shear Head | TECONN | TE CONNECTIVITY LTD | BPC P35-P35I | CURRENT
000023730 | CONNECTOR,ELECTRICAL | Terminal Clamp, In-Line Bi-Metal Service Connector, suit 6-35mm2 Cable, 13mm AF 12nm Shear Head | SICAME | SICAME AUSTRALIA PTY LTD | ILC635E | CURRENT
000023731 | CLAMP,ELECTRICAL | IN-LINE BI-METAL WATER BLOCK SERVICE CONNECTOR;TO SUIT 1.5 - 25MM CABLE; FITT 16MM CU CABLE 150MM LONG; | SICAME | SICAME AUSTRALIA PTY LTD | WBC125E | CURRENT
000023211 | PANEL,BLANK | BLANKING PLATE & RELAY CUTOUT; SCHNEIDER/AREVA P123 CUTOUT; VERTICAL PLATE SIZE 249 X 210; SUITABLE TO REPLACE CMG R12; | ERGON | ERGON ENERGY | 23211 | CURRENT
000023212 | RELAY,ELECTROMAGNETIC | SEL TYPE 351 HORIZONTAL RELAY; EQUIPMENT PLATE TO COVER TJM11; HORIZONTAL PLATE SIZE 520 X 250; | ERGON | ERGON ENERGY | 23212 SEL RELAY | PURCHASE AS REQUIRED
000023737 | CHARGER,BATTERY | 13.5V ;7A; FLOAT CHARGER; COMPLETE WITH IEC C8 TWO PIN POWER CABLE; | AMTEX | AMTEX ELECTRONICS | 2840-12-000051 | CURRENT
000023733 | CLAMP,ELECTRICAL | CLAMP,SUSPENSION;ELECTRICAL CONDUCTOR; STRAIGHT LINE OR ANGLE;ARMOUR GRIP; SUSPENSION UNIT (AGSU);TO SUIT 7/2.75, 7/2.64;7/104 OR 7/12 SC/GZ (STEEL);8.00 | PLP AUST | PREFORMED LINE PRODUCTS (AUST) | AGS-7101 | CURRENT
000023734 | CLAMP,ELECTRICAL | CLAMP,SUSPENSION,ELECTRICAL CONDUCTOR; STRAIGHT-LINE OR ANGLE;AMOUR GRIP SUSPENSION UNIT (AGSU);SUITS 19/.080 19/2.00, SC/GZ (STEEL);SUITS 10.00MM DIA | PLP AUST | PREFORMED LINE PRODUCTS (AUST) | AGS-8104 | CURRENT
000023735 | CLAMP,ELECTRICAL | CLAMP,SUSPENSION,ELECTRICAL CONDUCTOR STRAIGHT-LINE OR ANGLE;AMOUR GRIP SUSPENSION UNIT (AGSU);SUITS 19/.083 CU (COPPER);SUITS 10.2 TO 10.6MM DIA COPPER | PLP AUST | PREFORMED LINE PRODUCTS (AUST) | AGS-9107 | CURRENT
000023736 | CLAMP,ELECTRICAL | CLAMP,SUSPENSION,ELECTRICAL CONDUCTOR STRAIGHT-LINE OR ANGLE;AMOUR GRIP SUSPENSION UNIT (AGSU);SUITS 19/.101 CU (COPPER);SUITS 12.2 TO 12.9MM DIA COPPER | PLP AUST | PREFORMED LINE PRODUCTS (AUST) | AGS-9112 | CURRENT
000023738 | BAG,TEXTILE | Bulk Dirt Bag, Open Top Flat Bottom, 90 x 90 x 120cm, Heavy Duty Lifting via 4 Corner Loops, Single Trip Bag Safety Factor 5:1, SWL 1, 250kg | CRASTI | CARSTI AND COMPANY PL | 120-BB01900-187 | CURRENT
000023738 | BAG,TEXTILE | Bulk Dirt Bag, Open Top Flat Bottom, 90 x 90 x 120cm, Heavy Duty Lifting via 4 Corner Loops, Single Trip Bag Safety Factor 5:1, SWL 1, 250kg | DAWSON | DAWSON PACKAGING AMD TRADING | ENER-BULK | CURRENT
000023738 | BAG,TEXTILE | Bulk Dirt Bag, Open Top Flat Bottom, 90 x 90 x 120cm, Heavy Duty Lifting via 4 Corner Loops, Single Trip Bag Safety Factor 5:1, SWL 1, 250kg | BHA | BULK HANDLING AUSTRALIA | 3BUILD151R-Q | CURRENT
000023739 | SPONGE, CLEANING | SPONGE, SCOURING;NYLON #110 GREEN; 15X10 CM:PACK OF 10 | BLKWOOD | J BLACKWOOD & SON LTD | SC-110 | CURRENT
000023739 | SPONGE, CLEANING | SPONGE, SCOURING;NYLON #110 GREEN; 15X10 CM:PACK OF 10 | ATOMSUPP | ATOM SUPPLY | 81002203 | CURRENT
000023686 | PATCH LEAD,FIBRE OPTIC | INDOOR OPTICAL PATCH LEAD;MULTIMODE; OM1;(62.5/125UM);DUPLEX;3M LONG; 2 X FC CONNECTOR TERMINATED AT EACH END; | OPTICAL | OPTICAL SYSTEMS DESIGN | OFS0CAB-062-BB-3) | PURCHASE AS REQUIRED
000023687 | PATCH LEAD,FIBRE OPTIC | INDOOR OPTICAL PATCH LEAD;MULTIMODE; OM1;(62.5/125UM);DUPLEX;5M LONG; 2 X FC CONNECTOR TERMINATED AT EACH END; | OPTICAL | OPTICAL SYSTEMS DESIGN | OFS0CAB-062-BB-5 | PURCHASE AS REQUIRED
000023688 | PATCH LEAD,FIBRE OPTIC | INDOOR OPTICAL PATCH LEAD;MULTIMODE; OM1;(62.5/125UM);DUPLEX;10M LONG; 2 X FC CONNECTOR TERMINATED AT EACH END; | OPTICAL | OPTICAL SYSTEMS DESIGN | OFS0CAB-062-BB-10 | PURCHASE AS REQUIRED
000023689 | PATCH LEAD,FIBRE OPTIC | INDOOR OPTICAL PATCH LEAD;MULTIMODE; OM1;(62.5/125UM);DUPLEX;15M LONG; 2 X FC CONNECTOR TERMINATED AT EACH END; | OPTICAL | OPTICAL SYSTEMS DESIGN | OFS0CAB-062-BB-15 | PURCHASE AS REQUIRED
000023690 | PATCH LEAD,FIBRE OPTIC | INDOOR OPTICAL PATCH LEAD;MULTIMODE; OM1;(62.5/125UM);DUPLEX;1M LONG; 2 X FC CONNECTOR TERMINATED AT EACH END; 2 X ST CONNECTOR AT OTHER END; | OPTICAL | OPTICAL SYSTEMS DESIGN | OFS-CAB-062-BA-1 | PURCHASE AS REQUIRED
000023691 | PATCH LEAD,FIBRE OPTIC | INDOOR OPTICAL PATCH LEAD;MULTIMODE; OM1;(62.5/125UM);DUPLEX;3M LONG; 2 X FC CONNECTOR TERMINATED AT EACH END; 2 X ST CONNECTOR AT OTHER END; | OPTICAL | OPTICAL SYSTEMS DESIGN | OFS-CAB-062-BA-3 | PURCHASE AS REQUIRED
000023692 | PATCH LEAD,FIBRE OPTIC | INDOOR OPTICAL PATCH LEAD;MULTIMODE; OM1;(62.5/125UM);DUPLEX;5M LONG; 2 X FC CONNECTOR TERMINATED AT EACH END; 2 X ST CONNECTOR AT OTHER END; | OPTICAL | OPTICAL SYSTEMS DESIGN | OFS-CAB-062-BA-5 | PURCHASE AS REQUIRED
000023693 | PATCH LEAD,FIBRE OPTIC | INDOOR OPTICAL PATCH LEAD;MULTIMODE; OM1;(62.5/125UM);DUPLEX;10M LONG; 2 X FC CONNECTOR TERMINATED AT EACH END; 2 X ST CONNECTOR AT OTHER END; | OPTICAL | OPTICAL SYSTEMS DESIGN | OFS-CAB-062-BA-10 | PURCHASE AS REQUIRED
000023694 | PATCH LEAD,FIBRE OPTIC | INDOOR OPTICAL PATCH LEAD;MULTIMODE; OM1;(62.5/125UM);DUPLEX;15M LONG; 2 X FC CONNECTOR TERMINATED AT EACH END; 2 X ST CONNECTOR AT OTHER END; | OPTICAL | OPTICAL SYSTEMS DESIGN | OFS-CAB-062-BA-15 | PURCHASE AS REQUIRED
000023695 | PATCH LEAD,FIBRE OPTIC | INDOOR OPTICAL PATCH LEAD;MULTIMODE; OM1;(62.5/125UM);DUPLEX;1M LONG; 2 X FC CONNECTOR TERMINATED AT EACH END; 2 X LC CONNECTOR AT OTHER END; | OPTICAL | OPTICAL SYSTEMS DESIGN | OFS-CAB-062-BV-1 | PURCHASE AS REQUIRED
000023696 | PATCH LEAD,FIBRE OPTIC | INDOOR OPTICAL PATCH LEAD;MULTIMODE; OM1;(62.5/125UM);DUPLEX;3M LONG; 2 X FC CONNECTOR TERMINATED AT EACH END; 2 X LC CONNECTOR AT OTHER END; | OPTICAL | OPTICAL SYSTEMS DESIGN | OFS-CAB-062-BV-3 | PURCHASE AS REQUIRED
000023697 | PATCH LEAD,FIBRE OPTIC | INDOOR OPTICAL PATCH LEAD;MULTIMODE; OM1;(62.5/125UM);DUPLEX;5M LONG; 2 X FC CONNECTOR TERMINATED AT EACH END; 2 X LC CONNECTOR AT OTHER END; | OPTICAL | OPTICAL SYSTEMS DESIGN | OFS-CAB-062-BV-5 | PURCHASE AS REQUIRED
000023698 | PATCH LEAD,FIBRE OPTIC | INDOOR OPTICAL PATCH LEAD;MULTIMODE; OM1;(62.5/125UM);DUPLEX;10M LONG; 2 X FC CONNECTOR TERMINATED AT EACH END; 2 X LC CONNECTOR AT OTHER END; | OPTICAL | OPTICAL SYSTEMS DESIGN | OFS-CAB-062-BV-10 | PURCHASE AS REQUIRED
000023740 | PATCH LEAD,FIBRE OPTIC | INDOOR OPTICAL PATCH LEAD;MULTIMODE; OM1;(62.5/125UM);DUPLEX;15M LONG; 2 X FC CONNECTOR TERMINATED AT EACH END; 2 X LC CONNECTOR AT OTHER END; | OPTICAL | OPTICAL SYSTEMS DESIGN | OFS-CAB-062-BV-15 | PURCHASE AS REQUIRED
000023743 | CIRCUIT BREAKER | 10A; QY 80V DC, 10KA CURVE U3; WITH AUX CONTACTS, DIN; QYDM19U310B0; | CBI-ELEC | CBI ELECTRIC | QYDM19U310B0 | PHASING
000023744 | CIRCUIT BREAKER | 20A; QY 80V DC; 10KA CURVE U3; WITH AUX CONTACTS; DIN; QYDM19U320B0; | CBI-ELEC | CBI ELECTRIC | QYDM19U320B0 | PHASING
000023747 | CONNECTOR,BUSBAR | BUSBAR, 1 POLE, 10 WAY; TO SUIT CBI CIRCUIT BREAKERS; STOCK CODES 23741 TO 23746; QYBB10X; 180MM IN LENGTH; | CBI-ELEC | CBI ELECTRIC | QYBB10X | CURRENT
000023748 | BATTERY,STORAGE | Model PS-12260 NB, 12V, 24-26Ah, suit Noja RC01 Controller | NOJAPWR | NOJA POWER | BAT-0002 | CURRENT
000023213 | PANEL,BLANK | BLANK PLATE;W/ RELAY CUTOUT; SUITS ARGUS 1;REPLACES AEI TYPE PBO2; HORIZONTAL PLATE SIZE 580 X 200; | ERGON | ERGON ENERGY | BLANK PLATE | CURRENT
000023750 | FUSESAVER. | RATED;24KV;32 A;1 KA RMS;SELF POWERED; 150mA;SINGLE PHASE FAULT INTERUPTING DEVICE;TRIPS BEFORE USE & RECLOSES; RECLOSE CAN BE DISABLED W/ HANDLE 4.8KG; | SIEMENS | SIEMENS LTD | 3AD8234-0CA00-0AA1 | CURRENT
000023751 | CULVERT BOX UNIT | CONCRETE;INVERT;1500 X 900 X 1200 LG;C/W LIFTING LUGS IN BOTTM OF INVERT;AS1597.2 EXP B1; NET WEIGHT 1805KG; | AQUARIUS | AQUARIUS PRECAST PL | 545Q150912EX | PURCHASE AS REQUIRED
000023751 | CULVERT BOX UNIT | CONCRETE;INVERT;1500 X 900 X 1200 LG;C/W LIFTING LUGS IN BOTTM OF INVERT;AS1597.2 EXP B1; NET WEIGHT 1805KG; | TRI UGRD | TRI UNDERGROUND AUSTRALIA PTY LTD | TRICUL1500 | PURCHASE AS REQUIRED
000023751 | CULVERT BOX UNIT | CONCRETE;INVERT;1500 X 900 X 1200 LG;C/W LIFTING LUGS IN BOTTM OF INVERT;AS1597.2 EXP B1; NET WEIGHT 1805KG; | HUMES | HUMES | 15965-TA-01 | PURCHASE AS REQUIRED
000023752 | CONTROL MODULE. | CONTROL MODULE 110V DUAL TRIP; SUITS HSS HORIZON 36KV OUTDOOR SC19731; | BRUSH | BRUSH SWITCHGEAR AUSTRALIA | 2802324 | MAINTENANCE STOCK
000023753 | CONTROL MODULE. | 24/30V DUAL TRIP; SUITS HSS HORIZON 36KV OUTDOOR SC20066; | HAWKSIDD | HAWKER SIDDELEY SWITCHGEAR LTD | 2802413-7 | MAINTENANCE STOCK
000023754 | CONTROL MODULE. | DC/DC CONVERTER BOARD 110V/12V; SUITS HSS HORIZON 36KV OUTDOOR CB SC19731; | HAWKSIDD | HAWKER SIDDELEY SWITCHGEAR LTD | 2801853-0 | MAINTENANCE STOCK
000023755 | CONTROL MODULE. | DC/DC CONVERTER BOARD 30V/12V; SUITS HSS HORIZON 36KV OUTDOOR CB SC20066; | HAWKSIDD | HAWKER SIDDELEY SWITCHGEAR LTD | 2801884-T | MAINTENANCE STOCK
000023756 | CONTROL MODULE. | LOW GAS ALARM BOARD; SUITS HSS HORIZON 36KV OUTDOOR CB SC19731 OR SC20066; | HAWKSIDD | HAWKER SIDDELEY SWITCHGEAR LTD | 2801714-9 | MAINTENANCE STOCK
000023757 | CONTROL MODULE. | CAPACITOR CHARGE BOARD 32V; SUITS HSS HORIZON 36KV OUTDOOR CB SC20066; | HAWKSIDD | HAWKER SIDDELEY SWITCHGEAR LTD | 2802416-1 | MAINTENANCE STOCK
000023758 | CONTROL MODULE. | MODULE:CTRL;SGL TRIP,110V,FEEDER & BUS CONTROL MODULE. SINGLE TRIP CONTROL MODU LE 110V; SUITS HSS ECLISPE 12KV INDOOR F EEDER AND BUS SECTION CB; | HAWKSIDD | HAWKER SIDDELEY SWITCHGEAR LTD | DV12509 | CURRENT
000023759 | CONTROL MODULE. | DUAL TRIP CONTROL MODULE 110V; SUITS HSS ECLIPSE 12KV TFMR CB; | HAWKSIDD | HAWKER SIDDELEY SWITCHGEAR LTD | 2802324-3 | MAINTENANCE STOCK
000023760 | CONTROL MODULE. | REPEAT RELAY BOARD; SUITS HSS ECLIPSE 12KV CB; | HAWKSIDD | HAWKER SIDDELEY SWITCHGEAR LTD | 2802330 | MAINTENANCE STOCK
000023773 | RAG,WIPING | SUITABLE FOR CLEANING FIBREGLASS, GLASS; USED ON FIBREGLASS FOR INSULATION TESTING;WHITE RAG TOWELLING; 10KG BAG; | KEYLINE | KEY-LINE DISTRIBUTORS PTY LTD | RAGWH | CURRENT
000023773 | RAG,WIPING | SUITABLE FOR CLEANING FIBREGLASS, GLASS; USED ON FIBREGLASS FOR INSULATION TESTING;WHITE RAG TOWELLING; 10KG BAG; | KEYLINE | KEY-LINE DISTRIBUTORS PTY LTD | QTOWW10 | CURRENT
000023761 | CIRCUIT BREAKER | OUTDOOR LIVE TANK CIRCUIT BREAKER UNIT; 145KV; 1600A; 40KA; C/W 48V DC AUXIIARY SUPPLY; LT 145D1/B; | ABB | ABB FAN PTY LTD | LTB 145D1/B - 48V | CURRENT
000023775 | CONDUIT,NONMETALLIC,RIGID | Bend, 125mm Nom Dia, 30 Deg, 1.83m Rad, UPVC, HD, Socket Moulded One End, Orange, AS2053 | TRI UGRD | TRI UNDERGROUND AUSTRALIA PTY LTD | HDE1253018 30MFS | CURRENT
000023775 | CONDUIT,NONMETALLIC,RIGID | Bend, 125mm Nom Dia, 30 Deg, 1.83m Rad, UPVC, HD, Socket Moulded One End, Orange, AS2053 | VINIDEX |  | 30718 | CURRENT
000023776 | SLEEVE,COMPRESSION | FT, Fly, 7/0.134 AAC (7/3.40), 18.0mm A/F, Al, AS1154-1 | PLP AUST | PREFORMED LINE PRODUCTS (AUST) | CMSA-102 7/3.40 AAC | CURRENT
000023777 | SLEEVE,COMPRESSION | FT, Mercury 7/4.50 AAC, Wasp 7/0.173, Hex Die 21.0mm A/F, Al, AS1154-1 | PLP AUST | PREFORMED LINE PRODUCTS (AUST) | CMSA-135 | CURRENT
000023778 | BEND,NONMETALLIC RIGID CONDUIT | UPVC;ORANGE;125 MM NOM DIA;HEAVY DUTY; 15 DEG;1.83 M RAD;SOCKET MOULDED ONE END;MARKED "ELECTRICITY SUPPLY CABLES"; SOLID WALL CONDUIT ONLY;AS2053;PACK OF 1 | VINIDEX |  | 30717 | CURRENT
000023781 | POWER SUPPLY | RCD/GPO Inverter Plate, suit Xantrex 12V & 24V Inverters | ENERDRIV | ENERDRIVE PTY LTD | RCD-GPO-P178 | CURRENT
000023782 | LUBRICATING OIL,HYDRAULIC | Gde 68 (Bulk), Mineral Base Hydraulic Fluid, Oil to be pumped into Bulk Tank at Geebung Plant Workshop. HYSPIN AWS 68 1000L | MOBIL |  | NUTO H 68 (BULK) 5219-000 | PURCHASE AS REQUIRED
000023782 | LUBRICATING OIL,HYDRAULIC | Gde 68 (Bulk), Mineral Base Hydraulic Fluid, Oil to be pumped into Bulk Tank at Geebung Plant Workshop. HYSPIN AWS 68 1000L | CASTROL | CASTROL | 3334437 | PURCHASE AS REQUIRED
000023722 | MICROCONTROLLER | MC68HC711E9CFN2 MICROCONTROLLER FOR BATTERY MONITOR;PART USED IN THE MANUFACTURE OF SC17779 BATTERY,MONITOR SYSTEM; REFER TS519;SEE EXT TEXT; | SEMICO | SEMICO COMPONENTS PL | MC68HC711E9CFN2 | CURRENT
000023784 | ROLLER,CABLE | Crossarm, suits Fibreglass & wooden Crossarms, c/w Ratchet Strap, WLL 250kg WLL 250KG | TEN | THE ENERGY NETWORK | SPP-CARR-080 | CURRENT
000023784 | ROLLER,CABLE | Crossarm, suits Fibreglass & wooden Crossarms, c/w Ratchet Strap, WLL 250kg WLL 250KG | SPECFORC | SPECIALISED FORCE | CARR-080 | CURRENT
000023785 | REEL,TEST | Extension Reel, Green & Yellow, 100m Cable Earth Test Reel, PTE-004 | PACTEST | PACIFIC TEST EQUIPMENT P/L | PTE-004/GEEN & YELLOW | CURRENT
000023710 | SWITCH FUSE GEAR | SWITCHCRAFT iGIS MESH SPECIAL SWGR; VTT-VVV+ CONFIG;DOUBLE FUSE-SWITCH; (T-PANEL), STANDARD;DOUBLE FEEDER CIRCUIT BREAKER WITH FEEDER DIFFERENTIAL | EDS | ELECTRICAL DISTRIBUTION SOLUTIONS | SPECIAL BUILD | PURCHASE AS REQUIRED
000023786 | RELAY,TRANSFORMER DIFFERENTIAL | SCHNEDIER P643; 5/1 AMP;110 V AC; 48 V TO 110 V DC AUX; 24 V TO 250 V DC LOGICINPUTS; FLUSH MTG; | SCHNEDER | SCHNEIDER PTY LTD | P64322BE8M0048K | PHASING
000023762 | SUBSTATION,CONTROL PANEL | CONTROL PANEL;REMOTE GENERATOR CONTROL SYSTEM SICM & COMMS INTERFACE; | ERGON | ERGON ENERGY | CCMAST-AR049-01 | PURCHASE AS REQUIRED
000023763 | SUBSTATION,CONTROL PANEL | CONTROL PANEL;11KV UNDER FREQUENCY | ERGON | ERGON ENERGY | CCMAST-AR112-01 | PURCHASE AS REQUIRED
000023764 | SUBSTATION,CONTROL PANEL | CONTROL PANEL;33/11KV TRANSFORMER | ERGON | ERGON ENERGY | CC-MAST-AR110-01 | PURCHASE AS REQUIRED
000023765 | SUBSTATION,CONTROL PANEL | CONTROL PANEL;33/11KV TRANSFORMER PROT | ERGON | ERGON ENERGY | CCMAST-AR113-01 | PURCHASE AS REQUIRED
000023766 | SUBSTATION,CONTROL PANEL | CONTROL PANEL;33KV | ERGON | ERGON ENERGY | CCMAST-AR115-01 | PURCHASE AS REQUIRED
000023767 | SUBSTATION,CONTROL PANEL | CONTROL PANEL;33KV CAPACITOR PROT PANEL | ERGON | ERGON ENERGY | CCMAST-AR116-01 | PURCHASE AS REQUIRED
000023768 | SUBSTATION,CONTROL PANEL | CONTROL PANEL;33KV BUS ZONE/SECTION | ERGON | ERGON ENERGY | SSCHL-AR014-01 | PURCHASE AS REQUIRED
000023769 | SUBSTATION,CONTROL PANEL | CONTROL PANEL;132/110KV FEEDER CONTROL & | ERGON | ERGON ENERGY | CCMAST-AR120-01 | PURCHASE AS REQUIRED
000023770 | SUBSTATION,CONTROL PANEL | CONTROL PANEL;110/11/11KV TFMR CONTROL | ERGON | ERGON ENERGY | CCMAST-AR122-01 | PURCHASE AS REQUIRED
000023771 | SUBSTATION,CONTROL PANEL | CONTROL PANEL;132/110KV BUS SECTION | ERGON | ERGON ENERGY | CCMAST-AR130-01 | PURCHASE AS REQUIRED
000023772 | SUBSTATION,CONTROL PANEL | CONTROL PANEL;132/110KV BUS ZONE | ERGON | ERGON ENERGY | CCMAST-AR132-01 | PURCHASE AS REQUIRED
000023704 | TRANSFORMER,DISTRIBUTION | Padmount, 11kV, 500kVA, 4-Way (Rect) HV Haz LV Bsh, Mineral Oil Insulated, ONAN, Dyn11, 3CR12 Cubicle, 7 Tap Posn c/w ABB Safelink 11kV RMU CFCC & | WILSON | WILSON TRANSFORMER CO. PTY LTD | FOUR WAY 500KVA RECTANGULAR PA | CURRENT
000023704 | TRANSFORMER,DISTRIBUTION | Padmount, 11kV, 500kVA, 4-Way (Rect) HV Haz LV Bsh, Mineral Oil Insulated, ONAN, Dyn11, 3CR12 Cubicle, 7 Tap Posn c/w ABB Safelink 11kV RMU CFCC & | WILSON | WILSON TRANSFORMER CO. PTY LTD | 881-0651-11-AC | CURRENT
000023787 | FUSE LINK,ENCLOSED ELEMENT | 500 AMP; 500 V AC;CLASS GG BLADE TYPE CONTACTS,DIN SIZE 3;AS2005.1; PACK OF 3 FUSECO PART # NH3F-500 ; HOLEC PART # LSPN3500 ALSTOM PART # NHG2-500 | FLOWLINE | FLOWLINE INDUSTRIES PTY LTD | EM373050 | CURRENT
000023787 | FUSE LINK,ENCLOSED ELEMENT | 500 AMP; 500 V AC;CLASS GG BLADE TYPE CONTACTS,DIN SIZE 3;AS2005.1; PACK OF 3 FUSECO PART # NH3F-500 ; HOLEC PART # LSPN3500 ALSTOM PART # NHG2-500 | EATON | EATON ELECTRIC SYSTEMS PTY LTD | F5GG500U3 | CURRENT
000023787 | FUSE LINK,ENCLOSED ELEMENT | 500 AMP; 500 V AC;CLASS GG BLADE TYPE CONTACTS,DIN SIZE 3;AS2005.1; PACK OF 3 FUSECO PART # NH3F-500 ; HOLEC PART # LSPN3500 ALSTOM PART # NHG2-500 | ALSTOM | ALSTOM GRID AUSTRALIA LIMITED | NHG2-500 | CURRENT
000023787 | FUSE LINK,ENCLOSED ELEMENT | 500 AMP; 500 V AC;CLASS GG BLADE TYPE CONTACTS,DIN SIZE 3;AS2005.1; PACK OF 3 FUSECO PART # NH3F-500 ; HOLEC PART # LSPN3500 ALSTOM PART # NHG2-500 | HOLEC | HOLEC | LSPN3500 | CURRENT
000023787 | FUSE LINK,ENCLOSED ELEMENT | 500 AMP; 500 V AC;CLASS GG BLADE TYPE CONTACTS,DIN SIZE 3;AS2005.1; PACK OF 3 FUSECO PART # NH3F-500 ; HOLEC PART # LSPN3500 ALSTOM PART # NHG2-500 | FUSECO | FUSECO PTY LTD | NH3F-500 | CURRENT
000023788 | CUBICLE,RACK FRAME. | INDOOR SUBSTATION SACS CUBICLE 19" RACK; SCADA RACK;STEEL FRAME;C/W SIDE PANELS; PLINTH;REAR DOOR;C/W SHELVES;BLANK PLATES;EARTH BAR;G-RAIL, FITTED; | ERNTEC | ERNTEC PL | 3515884 | CURRENT
000023789 | SADDLE,ELECTRICAL POWER CABLE | TREFOIL SADDLE SUIT 33KV LAT 1000SPMM XLPE S/STEEL STRAP 1.9X55MM | ENI | ENI INDUSTRIES PL | 87439 | CURRENT
000023790 | CABLE SUPPORT STAND,LV | 33 & 11KV VARIABLE FLOOR CLEAT CABLE CABLE,SUPPORT STAND FABRICATED STRUCTURE | ENI | ENI INDUSTRIES PL | 89910 | CURRENT
000023791 | CLAMP,ELEC PWR CABLE,SUPPORT | SINGLE CLEAT TO SUIT 110KV CCU 400SQMM CCU 400SQMM XLPE; CAST ALUMINIUM 59 SERIES 86-92MM + NI INSERT | INTERTEC | INTERTECH ENGINEERING PTY LTD | 5992 | CURRENT
000023791 | CLAMP,ELEC PWR CABLE,SUPPORT | SINGLE CLEAT TO SUIT 110KV CCU 400SQMM CCU 400SQMM XLPE; CAST ALUMINIUM 59 SERIES 86-92MM + NI INSERT | INTERTEC | INTERTECH ENGINEERING PTY LTD | 5992NI | CURRENT
000023792 | CONDUIT,NONMETALLIC,RIGID | 200 MM NOM SIZE;UPVC;ORANGE;HEAVY DUTY; SOCKET MOULDED ONE END;6 M LG;MARKED "ELECTRICITY SUPPLY CABLES";AS2053 | VINIDEX |  | 21065 | VENDOR HELD
000023793 | BEND,NONMETALLIC RIGID CONDUIT | UPVC;ORANGE;150 MM NOM DIA;HEAVY DUTY;15 DEG;6 M RAD;SOCKET MOULDED ONE END; MARKED "ELECTRICITY SUPPLY CABLES"; AS2053 SOLID WALL CONDUIT ONLY ;PK OF 1; | VINIDEX |  | 30597 | VENDOR HELD
000023794 | BEND,ELECTRICAL CONDUIT | 200mm Nom, 15 Deg, 8m Rad, UPVC, HD, Orange, Socket Moulded One End, Marked "ELECTRICITY SUPPLY CABLES", Solid Wall Pipe Only, AS2053 | VINIDEX |  | 31069 | VENDOR HELD
000023795 | BEND,NONMETALLIC RIGID CONDUIT | UPVC;ORANGE;150 MM NOM DIA;HEAVY DUTY;45 DEG;1.83 M RAD;SOCKET MOULDED ONE END; MARKED "ELECTRICITY SUPPLY CABLES"; AS2053 SOLID WALL CONDUIT ONLY; PK OF 1; | VINIDEX |  | 30807 | VENDOR HELD
000023797 | BLADE,RECIPROCATING SAW | RECIPROCATING SAW BLADE; 9 INCH; 10 TPI;BI-METAL SAW BLADE; | MILWAUKE | MILWAUKEE POWER TOOLS | 48005706 | CURRENT
000023797 | BLADE,RECIPROCATING SAW | RECIPROCATING SAW BLADE; 9 INCH; 10 TPI;BI-METAL SAW BLADE; | C&LTOOL | CALTCO T/A C&L TOOL CENTRE | MILWA48005706 | CURRENT
000023797 | BLADE,RECIPROCATING SAW | RECIPROCATING SAW BLADE; 9 INCH; 10 TPI;BI-METAL SAW BLADE; | C&LTOOL | CALTCO T/A C&L TOOL CENTRE | LEN20372960R5 | CURRENT
000023797 | BLADE,RECIPROCATING SAW | RECIPROCATING SAW BLADE; 9 INCH; 10 TPI;BI-METAL SAW BLADE; | TOOLCITY | TOOL CITY | 20372960R5 | CURRENT
000032232 | TERMINATION COMPONENTS,ELEC POWER CABLE | WOODEN MANDRELS FOR LEAD SLEEVES; ASORTED SIZES FROM PILOT CABLE TO GAS JOINT SIZE;SEE UGM DBASE FOR SIZES; | ENERGEX | ENERGEX | UGM2 | CURRENT
000032233 | JOINT,ELECTRICAL POWER CABLE | COPPER JOINTING CANS FOR OIL AND XLPE CABLES;SEE UGM DBASE FOR THE VARIOUS SIZES AVAILABLE; | ENERGEX | ENERGEX | UGM3 | CURRENT
000032235 | TERMINATION COMPONENTS,ELEC POWER CABLE | VARIOUS SPARE PIECES OF BICC 110KV OIL TERMINATION CAN BE USED FOR PARTS OR TRAINING; | ENERGEX | ENERGEX | UGM20 | CURRENT
000032236 | TERMINATION COMPONENTS,ELEC POWER CABLE | BRAND NEW 33KV CABUS SEALING ENDS; TOP BELL ONLY, NO CABLE BOTTOM GLANDS; | ENERGEX | ENERGEX | UGM21 | CURRENT
000032237 | JOINT,ELECTRICAL POWER CABLE | 110KV 1.3" AL STRAIGHT JOINT; SUIT F809/F810 BICC JOINT;INCLUDES TAPES AND OTHER SPARE OIL CANS;SUITS DIFFERENT CABLE; | ENERGEX | ENERGEX | UGM26 | CURRENT
000032238 | TERMINATION,ELECTRICAL POWER CABLE | COMPLETE 33KV OIL TERMINATION;INCLUDING SPLITTER (SOLID SUPPORT TYPE); AND SEALING END BELLS; | ENERGEX | ENERGEX | UGM36 | CURRENT
000032239 | TERMINATION COMPONENTS,ELEC POWER CABLE | 33KV PIRELLI PORCELAIN SEALING ENDS; | ENERGEX | ENERGEX | UGM37 | CURRENT
000032240 | TERMINATION COMPONENTS,ELEC POWER CABLE | 33KV PIRELLI PORCELAIN SEALING ENDS; INCLUDES 3 CORE - 3 SINGLE CORE SPLITTER CANS;SMALL NON SUPPORTING TYPES; | ENERGEX | ENERGEX | UGM38 | CURRENT
000032241 | TERMINATION COMPONENTS,ELEC POWER CABLE | COMPLETE 33KV OIL TERMINATION; INCLUDING SPLITTER (SOLID SUPPORT TYPE); AND SEALING END BELLS; | ENERGEX | ENERGEX | UGM39 | CURRENT
000032242 | TERMINATION COMPONENTS,ELEC POWER CABLE | 110KV TAP SETS TO SUIT F809/810; SSVPK - SSNSD; | ENERGEX | ENERGEX | UGM40 | CURRENT
000032243 | TERMINATION,ELECTRICAL POWER CABLE | COMPLETE 33KV OIL TERMINATION; INCLUDING SPLITTER (SOLID SUPPORT TYPE); AND SEALING END BELLS. 33KV .85" PIRELLI TERMINATION E22/70; | ENERGEX | ENERGEX | UGM43 | CURRENT
000032244 | TERMINATION,ELECTRICAL POWER CABLE | 33KV OIL TERMINATION TAP SET TO SUIT 33KV .85" PIRELLI TERMINATION E22/70; BELLS AVAILABLE ON UGM PALLETS 43, 39, 38, 37, 36 | ENERGEX | ENERGEX | UGM44 | CURRENT
000032245 | TERMINATION COMPONENTS,ELEC POWER CABLE | 110KV SINGLE CORE 500MM2 OIL STRAIGHT JOINT;SUITS DECOMED F781/782(AGW TO MST) TAPES AND BITUMEN ONLY. PARTS MIGHT BE SUITABLE FOR F809/810 | ENERGEX | ENERGEX | UGM45 | CURRENT
000032246 | TERMINATION,ELECTRICAL POWER CABLE | OIL PAPER;OIL CREPE PAPER;HSL TAPES; GAS TAPES AND OIL CARBON TAPES; SEE UGM DBASE FOR VARIOUS QUANTITIES; | ENERGEX | ENERGEX | UGM46 | CURRENT
000032247 | TERMINATION COMPONENTS,ELEC POWER CABLE | BRAND NEW 33KV CABUS SEALING ENDS; TOP BELL ONLY;NO CABLE BOTTOM GLANDS; | ENERGEX | ENERGEX | UGM58 | CURRENT
000032248 | JOINT,ELECTRICAL POWER CABLE | 33KV OIL JOINT PARTS;OUTER BOXES; TAPE SETS;CANS;NO GLOVES; | ENERGEX | ENERGEX | UGM63 | CURRENT
000032249 | TERMINATION COMPONENTS,ELEC POWER CABLE | 110KV EUROMOLD TOOLS X 3 BOXES; SPARE TEST MOLD; | ENERGEX | ENERGEX | UGM67 | CURRENT
000032250 | TERMINATION COMPONENTS,ELEC POWER CABLE | 110KV SING CORE 500MM2OIL STRAIGHT JOINT SUITS DECOMED F781/782(AGW TO MST); TAPES AND BITUMEN ONLY; PARTS MIGHT BE SUITABLE FOR F809/810 | ENERGEX | ENERGEX | UGM75 | CURRENT
000032234 | INSULATOR,STANDOFF | G&W TERMINATION;STAND OFF SUPPORT INSULATORS; | ENERGEX | ENERGEX | UGM15 | STRATEGIC SPARE
000023218 | FILTER, OIL | AES BUND FILTER; REPLACEMENTCARTRIDGE; 500MM X 150MM DIA; | ABSORBEN | ABSORB ENVIROMENTAL SOLUTIONS | AES BF C500 | CURRENT
000023214 | PLATE,BLANKING | TO SUIT CDG31, CDG33 & CDG66; | ERGON | ERGON ENERGY | PLATE, BLANKING | CURRENT
000023821 | CLEANING COMPOUND | CRC BRAKLEEN SPRAY CAN; NECESSARY FOR CLEANING PARTS TO CHECK FOR OIL LEAKS; 500ML CAN; | CRC | CRC INDUSTRIES AUSTRALIA PTY LTD | 5089 | CURRENT
000023821 | CLEANING COMPOUND | CRC BRAKLEEN SPRAY CAN; NECESSARY FOR CLEANING PARTS TO CHECK FOR OIL LEAKS; 500ML CAN; | GILBLODG | GILBERT LODGE AUSTRALIA | CRC5089 | CURRENT
000023821 | CLEANING COMPOUND | CRC BRAKLEEN SPRAY CAN; NECESSARY FOR CLEANING PARTS TO CHECK FOR OIL LEAKS; 500ML CAN; | ATOMSUPP | ATOM SUPPLY | 1310021 | CURRENT
000023821 | CLEANING COMPOUND | CRC BRAKLEEN SPRAY CAN; NECESSARY FOR CLEANING PARTS TO CHECK FOR OIL LEAKS; 500ML CAN; | BLKWOODS | J BLACKWOOD & SON LTD | 04404301 | CURRENT
000023823 | LUBRICANT | CRC 808 Silicone Multi-Service Spray, 330g Aerosol, for Lubricating Fibreglass Booms on EWPS | ATOMSUPP | ATOM SUPPLY | 80500914 | CURRENT
000023823 | LUBRICANT | CRC 808 Silicone Multi-Service Spray, 330g Aerosol, for Lubricating Fibreglass Booms on EWPS | BLKWOODS | J BLACKWOOD & SON LTD | 04843063 | CURRENT
000023823 | LUBRICANT | CRC 808 Silicone Multi-Service Spray, 330g Aerosol, for Lubricating Fibreglass Booms on EWPS | CRC | CRC INDUSTRIES AUSTRALIA PTY LTD | 3055 | CURRENT
000023825 | TRANSFORMER,CURRENT | 6 CORE;LOAD SIDE;TORODIAL CURRENT TRANSFORMER;200/1000/800/1 0; CLASS 0.5PL500R3.5 ON 800/1 TAP; | HAWKSIDD | HAWKER SIDDELEY SWITCHGEAR LTD | 0.5PL500R3.5 | PURCHASE AS REQUIRED
000023826 | ROPE,FIBROUS | Red Kernmantle Type, c/w Black Fleck, 200m x 11mm, for Reroping Extension Ladder Equip Services | DONAGHYS | DONAGHYS PTY LTD | PRP1146 | CURRENT
000023828 | BREATHER | Omni-tuff, 0.8kg Capacity, Desiccant Silica Gel, 3/4" BSP Connection c/w Oil Bath & e-Gel (Orange Unspent, Green Spent) | SMSOMNI | SMS OMNI-TUFF GROUP PTY LTD | 09-YDB2 | CURRENT
000023830 | BREATHER | Omni-tuff, 6.5kg Capacity, Desiccant Silica Gel, 3 Connections 3/4" BSP & 1" BSP & Flange Mount c/w Oil Bath & e-Gel (Orange Unspent, Green Spent) | SMSOMNI | SMS OMNI-TUFF GROUP PTY LTD | 09-YDB6 | CURRENT
000023831 | BRACKET | BRACKET, LIFTING LIFTING BRACKET TO SUIT PLP 11 AND 33KV AIR BREAK SWITCH; C/W U BOLTS TO MOUNT TO ARM AND NAMEPLATE WITH TEST CERT NO. | PLP AUST | PREFORMED LINE PRODUCTS (AUST) | A8756 | CURRENT
000023832 | BAG,TOOL | OVERHEAD EARTH BAGS; ORANGE PVC WITH BLACK HANDLES; 400 X 280 X 370MM, 2 DIV, VERCO FLAP, HANDLE, MFG; STORAGE OF OVERHEAD EARTHS & TRAILING LEADS | TEN | THE ENERGY NETWORK | TENM423 | PURCHASE AS REQUIRED
000023832 | BAG,TOOL | OVERHEAD EARTH BAGS; ORANGE PVC WITH BLACK HANDLES; 400 X 280 X 370MM, 2 DIV, VERCO FLAP, HANDLE, MFG; STORAGE OF OVERHEAD EARTHS & TRAILING LEADS | ENERGYNW | THE ENERGY NETWORK | TENM423 | PURCHASE AS REQUIRED
000023834 | CUBICLE,RACK FRAME. | INDOOR TELECOMMUNICATIONS GENERAL NODE CUBICLE 45RU 19" RACK; STEEL FRAME;SIDE PANELS;FRONT & REAR DOORS; EARTH BAR; G-RAIL; MOD19" RAILS | B&R | B&R ENCLOSURES | XB-416158A/1 | CURRENT
000023835 | SWITCH ISOLATOR. | 12 KV;630 AMP;3 PHASE;MID POLE MTG OR POLE TOP MTG;UNITISED AIR BREAK SWITCH; FITTED WITH ARC INTERRUPTER & EXT SIDE MTG BKT; PLUS EXTENSIBLE DOWNROD; | PLP AUST | PREFORMED LINE PRODUCTS (AUST) | A10245-05 | CURRENT
000023836 | SWITCH ISOLATOR. | 36 KV;630 AMP;3 PHASE;MID POLE MTG OR POLE TOP MTG;UNITISED AIR BREAK SWITCH; FITTED WITH ARC INTERRUPTER; & EXT SIDE MTG BKT;PLUS EXTENSIBLE DOWNROD; | PLP AUST | PREFORMED LINE PRODUCTS (AUST) | A10243-05 | CURRENT
000023798 | CHANNEL,STRUCTURAL | UNISTRUT CHANNEL P5501-HG COMB CHANNEL 41 X 124 X 6M HDG 6MTR LENGHTS | EZYSTRUT | EZYSTRUT CABLE & PIPE SUPPORTS | E5501H | CURRENT
000023799 | BRACKET,ANGLE | Gusset Angle Fitting, 90 Deg, 6 Hole Braced Fitting, 14mm Dia Holes, HD Galv Steel, suit Unistrut Stuctural Channel, 102 x 102 x 40mm, 6mm Thk | EZYSTRUT | EZYSTRUT CABLE & PIPE SUPPORTS | E2484H | CURRENT
000023837 | RESCUE KIT | POLE TOP RESCUE ROPES;BLUE; RESCUE ROPES 45M WITH 2 X DA HOOKS; HD PTRK45M; | HEIGHDYN | HEIGHT DYNAMICS | HD PTRK45M | PURCHASE AS REQUIRED
000023838 | RESCUE KIT | STRAP, POLE TOP POLE POLETOP RESCUER;POLE STRAP BLUE WITH FLOATING D RING; | HEIGHDYN | HEIGHT DYNAMICS | HD PTRK POLESTRAP BLUE | PURCHASE AS REQUIRED
000023839 | RESCUE KIT | HARNESS, POLE TOP BELT; POLE BELT STANDARD C/W QUICK CONNECT BUCKLES;COLOUR - BLUE; | HEIGHDYN | HEIGHT DYNAMICS | E116M | PURCHASE AS REQUIRED
000023839 | RESCUE KIT | HARNESS, POLE TOP BELT; POLE BELT STANDARD C/W QUICK CONNECT BUCKLES;COLOUR - BLUE; | HEIGHDYN | HEIGHT DYNAMICS | HD PTRK POLEBELTQC | PURCHASE AS REQUIRED
000023800 | BARRIER,INSULATION | INSULATION BARRIER 330MM X 50MM X 20MM HDPE PLATE TO SUIT UNISTRUT STAND; | DOTMAR | DOTMAR EPP PTY LTD | 330MM X 50MM X 20MM HDPE | CURRENT
000023801 | BOX,ELECTRICAL,MULTIAPPLICATION. | ALARM INTERFACE PANEL; IP66; 1000MMH, 600MMW, 300MMD; INDOOR USE | NHP | NHP ELECTRICAL ENGINEERING | MAS1006030R5 | PURCHASE AS REQUIRED
000023842 | BLOCK, FENCING | POLYBLOK;BLOCK FOR TEMPORARY WORKSITE FENCING PANELS;BLACK POLYBLOK;43MM HOLE; | JAYBRO | JAYBRO CIVIL & SAFETY PRODUCTS | 02-P43B | PURCHASE AS REQUIRED
000023843 | JOINER, FENCING | COUPLER;FOR TEMPORARY WORKSITE FENCING PANELS;HEAVY DUTY COUPLER; 40MM OD;LINK FOR TEMP FENCE PANELS; | JAYBRO | JAYBRO CIVIL & SAFETY PRODUCTS | 01-FCP40 | PURCHASE AS REQUIRED
000023844 | PALLET, MATERIAL HANDLING | STORAGE PALLET FOR TEMP FENCING PANELS; STILLAGE TO SUIT 2.5M TEMP FENCE PANEL; 25 PANELS PER STILLAGE; | JAYBRO | JAYBRO CIVIL & SAFETY PRODUCTS | 01-FPST24CH | PURCHASE AS REQUIRED
000023846 | PANEL, FENCING | TEMPORARY WORKSITE FENCING PANELS; A/CLIMB MESH PANEL;40MM OD;2.55M X 2.1M; PANELS COME IN 25 PER PALLET;STILLAGE PALLET SC23844; | JAYBRO | JAYBRO CIVIL & SAFETY PRODUCTS | 01-3400 | PURCHASE AS REQUIRED
000023802 | RELAY,PROTECTION,IMPEDENCE | SEL 311 L;5 A;MAX 150 V AC;125V DC AUX; 125V DC LOGIC INPUT;4U HORIZONTAL RACK MOUNT TWO 10/100BASE-T ETHERNET 850NM MM OPTICAL FIBRE; | SEL | SCHWEITZER ENGINEERING LABORATORIES INC. | 0311L1JCC325424XX | CURRENT
000023783 | RELAY,PROTECTION,IMPEDENCE | SEL 311 L;5 A;MAX 150 V AC;125V DC AUX 125 V DC LOGIC INPUT;4U HORIZONTAL RACK MOUNT TWO 10/100BASE-T ETHERNET 1300NM SM OPTICAL FIBRE; | SEL | SCHWEITZER ENGINEERING LABORATORIES INC. | 0311L1JDD325424XX | CURRENT
000023804 | PANEL,BLANK | NILSTAT; BLANK PLATE;AREVA P123; TERMINAL STRIP;PRE-WIRED ZONE SUBSTATIONS; | ERGON | ERGON ENERGY | 23804 | PURCHASE AS REQUIRED
000023803 | PLATE,BLANKING | BLANKING PLATE, RELAY CUTOUT; SEL TYPE;311L HORIZONTAL RELAY; HORIZONTAL PLATE SIZE 580 X 300; | ERGON | ERGON ENERGY | 23803 | PURCHASE AS REQUIRED
000023854 | LIGHT UNIT,PORTABLE | Milwaukee LED Area Light, 18V, 1100 Lumens, M18 Red Li-Ion, Cordless, Octagonal Roll Cage, 222mm | MILWAUKE | MILWAUKEE POWER TOOLS | M18AL-0 | CURRENT
000023854 | LIGHT UNIT,PORTABLE | Milwaukee LED Area Light, 18V, 1100 Lumens, M18 Red Li-Ion, Cordless, Octagonal Roll Cage, 222mm | TOOLCITY | TOOL CITY | M18AL-0 (MILWAUKEE) | CURRENT
000023854 | LIGHT UNIT,PORTABLE | Milwaukee LED Area Light, 18V, 1100 Lumens, M18 Red Li-Ion, Cordless, Octagonal Roll Cage, 222mm | C&LTOOL | CALTCO T/A C&L TOOL CENTRE | MILWTM18AL-0 | CURRENT
000034077 | PLINTH,CONCRETE | IGIS; CONCRETE MOUNTING PLINTH; GROUPS 1-4; 4 WAY UNITS; | EDS | ELECTRICAL DISTRIBUTION SOLUTIONS | 6124-404 - 4 | CURRENT
000023850 | SWITCH FUSE GEAR | ABB SAFEPLUS VFV- SINGLE TRANSFORMER FUSE SWITCH DOUBLE FEEDER CIRCUIT BREAKER REAR TOP OR FRONT BOTTOM CABLE ENTRY | ABB | ABB FAN PTY LTD | 51033AFLR | PURCHASE AS REQUIRED
000023850 | SWITCH FUSE GEAR | ABB SAFEPLUS VFV- SINGLE TRANSFORMER FUSE SWITCH DOUBLE FEEDER CIRCUIT BREAKER REAR TOP OR FRONT BOTTOM CABLE ENTRY | ABB | ABB FAN PTY LTD | 51033CNAFLR | PURCHASE AS REQUIRED
000023851 | SWITCH FUSE GEAR | ABB SAFEPLUS VFFV- DOUBLE TRANSFORMER FUSE SWITCH DOUBLE FEEDER CIRCUIT BREAKER REAR TOP OR FRONT BOTTOM CABLE ENTRY | ABB | ABB FAN PTY LTD | 51034AFLR | PURCHASE AS REQUIRED
000023851 | SWITCH FUSE GEAR | ABB SAFEPLUS VFFV- DOUBLE TRANSFORMER FUSE SWITCH DOUBLE FEEDER CIRCUIT BREAKER REAR TOP OR FRONT BOTTOM CABLE ENTRY | ABB | ABB FAN PTY LTD | 51034CNAFLR | PURCHASE AS REQUIRED
000023852 | SWITCH FUSE GEAR | ABB SAFEPLUS VFF-FV- TRIPLE TRANSFORMER FUSE SWITCH DOUBLE FEEDER CIRCUIT BREAKER REAR TOP OR FRONT BOTTOM CABLE ENTRY | ABB | ABB FAN PTY LTD | 51035AFLR | PURCHASE AS REQUIRED
000023852 | SWITCH FUSE GEAR | ABB SAFEPLUS VFF-FV- TRIPLE TRANSFORMER FUSE SWITCH DOUBLE FEEDER CIRCUIT BREAKER REAR TOP OR FRONT BOTTOM CABLE ENTRY | ABB | ABB FAN PTY LTD | 51035CNAFLR | PURCHASE AS REQUIRED
000023853 | SWITCH FUSE GEAR | ABB SAFEPLUS VFFV-FV- TRIPLE TRANSFORMER FUSE SWITCH TRIPLE FEEDER CIRCUIT BREAKER REAR TOP OR FRONT BOTTOM CABLE ENTRY | ABB | ABB FAN PTY LTD | 51036AFLR | PURCHASE AS REQUIRED
000023853 | SWITCH FUSE GEAR | ABB SAFEPLUS VFFV-FV- TRIPLE TRANSFORMER FUSE SWITCH TRIPLE FEEDER CIRCUIT BREAKER REAR TOP OR FRONT BOTTOM CABLE ENTRY | ABB | ABB FAN PTY LTD | 51036CNAFLR | PURCHASE AS REQUIRED
000023856 | FUSE | INPUT FUSE FOR SFU-K203; MAIN FUSE OF CONVERTER POWER SUPPLY; ULTRA RAPID;INPUT FUSE 125A FOR SFU-K203 | LANDIS | LANDIS GYR (AUST) PTY LTD | 155.307.00125 | CURRENT
000023857 | FUSE | INPUT FUSE 63A; SFU-K101/103; MAIN FUSE; CONVERTER POWER SUPPLY; ULTRA RAPID; INPUT FUSE 63A FOR SFU-K101/103; | LANDIS | LANDIS GYR (AUST) PTY LTD | 155.307.00063 | PURCHASE AS REQUIRED
000023849 | POWER MODULE CONVERTER | SFU-K103 POWER MODULE; W/OPERATING PANEL;POWER MODULE SUITABLE FOR SFU-K103 TRANSMITTER RACK SC17518; | LANDIS | LANDIS GYR (AUST) PTY LTD | SFU-K103 POWER MODULE | CURRENT
000032819 | SWITCH, PRESSURE | GAS PRESSURE SWITCH; MITSUBISHI TYPE GR 110KV SWITCHGEAR; | MITSUBIS | MITSUBISHI | TPS-35-3 | MAINTENANCE STOCK
000023848 | POWER SUPPLY | DC/DC CONVERTER;18-75VDC INPUT;24VDC OUT 6.3AMP OUTPUT;C/W DIN RAIL MOUNTING BRACKET;2250VDC INPUT TO OUTPUT ISOLATION;1600VDC IN/OUT TO CASE | AMTEX | AMTEX ELECTRONICS | WAF150-48S24W-DN | CURRENT
000023861 | SPECTACLES,INDUSTRIAL | POLARISED SAFETY GLASSES;MACK B-DOUBLE; BLACK SILVER FRAME;SMOKED POLARISED LENS MEDIUM IMPACT;SCRATCH AND ANTI FOG LENS; | ATOMSUPP | ATOM SUPPLY | 162195 | CURRENT
000023861 | SPECTACLES,INDUSTRIAL | POLARISED SAFETY GLASSES;MACK B-DOUBLE; BLACK SILVER FRAME;SMOKED POLARISED LENS MEDIUM IMPACT;SCRATCH AND ANTI FOG LENS; | NOBLE |  | ME503 | CURRENT
000023865 | GOGGLES,INDUSTRIAL | GOGGLE UVEX CARBONVISION CLEAR; MEDIUM IMPACT GOGGLE;SPLASH PROOF; WRAP AROUND CLEAR LENS;ANTI FOG; AS/NZS 1337.1 | BLKWOODS | J BLACKWOOD & SON LTD | 09813835 | CURRENT
000023866 | GOGGLES,INDUSTRIAL | Safety Goggle, Medium Impact, Wraparound Smoke Lens, Anti-Fog, Anti-Scratch, Platinum Coating, TPR Foam Seal, Nylon Strap, AS/NZS 1337.1 | BOLLE | BOLLE SAFETY | 1667102 | CURRENT
000023866 | GOGGLES,INDUSTRIAL | Safety Goggle, Medium Impact, Wraparound Smoke Lens, Anti-Fog, Anti-Scratch, Platinum Coating, TPR Foam Seal, Nylon Strap, AS/NZS 1337.1 | BLKWOODS | J BLACKWOOD & SON LTD | 03253077 | CURRENT
000023866 | GOGGLES,INDUSTRIAL | Safety Goggle, Medium Impact, Wraparound Smoke Lens, Anti-Fog, Anti-Scratch, Platinum Coating, TPR Foam Seal, Nylon Strap, AS/NZS 1337.1 | BLKWOODS | J BLACKWOOD & SON LTD | 09813869 | CURRENT
000023868 | INSULATOR,TEST | HIGH VOLTAGE INSULATOR TESTER FOR LIVE LINE TESTING OF DISC INSULATORS;RANGE 0 TO 40KV RESOLUTION;100V ACCURACY +/-5% 7 SEGMENT 25MM LCD;CARRY CASE C/W SET OF | PENTA | PENTA AUST (TMAC THEW & MCCANN/HYLEC) | PA21410 | CURRENT
000023868 | INSULATOR,TEST | HIGH VOLTAGE INSULATOR TESTER FOR LIVE LINE TESTING OF DISC INSULATORS;RANGE 0 TO 40KV RESOLUTION;100V ACCURACY +/-5% 7 SEGMENT 25MM LCD;CARRY CASE C/W SET OF | HYLEC | HYLEC PTY LTD | E1669001 | CURRENT
000023859 | CUBICLE,RACK FRAME. | INDOOR TELECOMMUNICATIONS WALL MOUNT CUBICLE; 6RU 19"; 6RU X 350; HORIZONTAL EARTH BAR 3MM X 18MM C/W 14 X M6; | B&R | B&R ENCLOSURES | XB-416156/4 | CURRENT
000023867 | SWITCHBOARD,LV | WEBER TYPE;CLEAR POYCARBONATE DEAD FRONT CUBICLE TYPE ASSEMBLY;U/W 1000 OR 1500 KVA DIST TX'S;3150A TRANSFORMER;LV ISOL;4 FUSE BASES;ENERGEX DIST TX BOTTOM | WEBER | WEBER SOUTH PACIFIC PTY LTD | VF234250-EGX10 | PURCHASE AS REQUIRED
000023869 | CYLINDER,GAS | Empty Cylinder, 10kg, for SF6 Cleaned/ Used Gas Purity > 97%, Apple Green Body, Golden Yellow Shoulder, Type 31 Valve c/w Handle | CATALINA | CATALINA INDUSTRIES PL | 10KG APPLE GREEN + GOLD YELLOW | PURCHASE AS REQUIRED
000023870 | DRILL,ELECTRIC | Bosch rotary hammer drill, 1150w, 1-11j, 6.8kg, accepts SDS Max drill bits 12-40mm; | BOSCH | ROBERT BOSCH (AUST) PTY LTD | GBH-5-40 DCE PROFESSIONAL | CURRENT
000023871 | TEST PROBE,EXTENSION | Test Lamp Probe Long; 170mm long probe suits Thew & McCann tesT Lamps; | PENTA | PENTA AUST (TMAC THEW & MCCANN/HYLEC) | PA12767 | PHASING
000023871 | TEST PROBE,EXTENSION | Test Lamp Probe Long; 170mm long probe suits Thew & McCann tesT Lamps; | THEWMCAN | TMAC THEW & MCCANN GROUP | TLP-101-FIXED | PHASING
000023872 | CONNECTOR,ELECTRICAL | CONNEX PFISTERER TYPE 3;SEPARABLE CONNECTOR TO SUIT ILJIN 33 KV 630 SQ XLPE/LAT CABLE; C/W KEVLAR STRING, MESH, ROLL SPRING & 3 ROLLS CREPE PAPER; W/O | INTERTEC | INTERTECH ENGINEERING PTY LTD | 870 335 630 (23872) | CURRENT
000023900 | CONNECTOR,ELECTRICAL | CONNEX PFISTERER TYPE 3;SEPARABLE CONNECTOR TO SUIT ILJIN 33 KV 800 SQ XLPE/LAT CABLE; C/W KEVLAR STRING, MESH, ROLL SPRING & 3 ROLLS CREPE PAPER; W/O | TECONN | TE CONNECTIVITY LTD | RPIT-6380-S465W350PNA | PURCHASE AS REQUIRED
000023900 | CONNECTOR,ELECTRICAL | CONNEX PFISTERER TYPE 3;SEPARABLE CONNECTOR TO SUIT ILJIN 33 KV 800 SQ XLPE/LAT CABLE; C/W KEVLAR STRING, MESH, ROLL SPRING & 3 ROLLS CREPE PAPER; W/O | INTERTEC | INTERTECH ENGINEERING PTY LTD | 870 335 800 (23900) | PURCHASE AS REQUIRED
000023900 | CONNECTOR,ELECTRICAL | CONNEX PFISTERER TYPE 3;SEPARABLE CONNECTOR TO SUIT ILJIN 33 KV 800 SQ XLPE/LAT CABLE; C/W KEVLAR STRING, MESH, ROLL SPRING & 3 ROLLS CREPE PAPER; W/O | STREAM | STREAMLINED ENERGY PTY LTD | SES.33SEIK35/800.EN | PURCHASE AS REQUIRED
000023873 | SWITCH ISOLATOR. | ABB R SERIES 36kV POLYMER AIR BREAK SWITCH 800 AMP SINGLE PHASE ASSEMBLY; U/W PLATE DWG SST136-ST008-01; FOR SUBSTATION USE; | ABB | ABB FAN PTY LTD | 7506348 | PURCHASE AS REQUIRED
000023219 | PLATE,BLANKING | RELAY CUTOUT; SIEMENS SOLKOR Rf RELAY; VERTICAL PLATE SIZE 400 X 250; TO SUIT EX-BCC 255mm WIDE PANELS; | ERGON | ERGON ENERGY | CCSTD-EP022-29 AMENDMENT A | PURCHASE AS REQUIRED
000023874 | MODEM,COMMUNICATIONS | ZIGBEE MODEM; EDMI ZIGBEE MODEM; | EDMI | EDMI PTY LTD | ZCA4-124 | PURCHASE AS REQUIRED
000023875 | METER,LOGGER | ZIGBEE LOGGER; EDMI ZIGBEE LOGGER FOR WATER & GAS; | EDMI | EDMI PTY LTD | 23875 | PURCHASE AS REQUIRED
000023876 | BOLT,MACHINE | STEEL;GALV;HEX;M20;100 MM LG;W/HEX NUT TO BE FITTED TO BOLT; FULL SIZE SHANK; BAG OF 30; PACKWEIGHT 12KG; | STATEWD | STATEWIDE FSTNERS & ENG SPLS PL | M20X100MMGALHEXBOLTGR4.4&NUT | CURRENT
000023877 | JOINT,ELECTRICAL POWER CABLE | OIL JOINTING TAP SETS; VARIOUS UNDERGROUND OIL CABLE JOINTING TAP SETS; REFER TO UGM STOCKDATABASE NUMBER "UGM5" PALLET NUMBER | ENERGEX | ENERGEX | UGM5 | CURRENT
000023878 | JOINT,ELECTRICAL POWER CABLE | OIL JOINTING TAP SETS; VARIOUS UNDERGROUND OIL CABLE JOINTING TAP SETS; REFER TO UGM STOCKDATABASE "UGM4" PALLET NUMBER FOR ACTUAL NUMBERS | ENERGEX | ENERGEX | UGM4 | CURRENT
000023879 | JOINT,ELECTRICAL POWER CABLE | OIL JOINTING TAP SETS; VARIOUS UNDERGROUND OIL CABLE JOINTING TAP SETS; REFER TO UGM STOCKDATABASE "UGM1" PALLET NUMBER FOR ACTUAL NUMBERS | ENERGEX | ENERGEX | UGM1 | CURRENT
000023881 | INSULATING COMPOUND,ELECTRICAL | Resin & Hardener Compound DS700A&B, Alt Resin for Prysmian 110kV Joint Outer Box, 20kg When Mixed, 6 Units per Joint | MIDLANDS | MIDLAND METALS | DS700A & B | CURRENT
000023882 | RELAY,PROTECTION | Busbar CT Supervision, 40-275V AC & 62-250V DC Aux Supply, Supervision Relay Only, For BZ Schemesee SC21043 & SC21044 | RMSPROD | RMS PRODUCTS (RELAY MONITORING SYSTEMS) | 2V68-S-BAB | CURRENT
000023883 | DISCONNECT BOX,ELECTRICAL POWER CABLE | LV;2 WAY UNIVERSAL;RESIN FILLED TURRET; CASTIRONLID;1430MM LG,620MM W,342MM H; INCLUDES 60L RESIN; WT 32KG (LID) & 55KG (TURRET); | SICAME | SICAME AUSTRALIA PTY LTD | LVD-FLB-2-4C-RES | PURCHASE AS REQUIRED
000023884 | LINK,ELECTRICAL DISCONNECT | 415 V;400 AMP;DISCONNECT LINK FOR USE WITH SICAME 4 WAY DB (6584); | SICAME | SICAME AUSTRALIA PTY LTD | WL-82 | CURRENT
000023901 | RELAY,ELECTROMAGNETIC | BUSBAR PROTECTION; RMS TYPE 2C73-AAA- 1A INPUT 0.1 - 0.4In IN 7x 5% STEPS; | RMS | RELAY MONITORING SYSTEMS PL | 2C73-AAA- | CURRENT
000023885 | RELAY,ELECTROMAGNETIC | BUSBAR PROTECTION RMS TYPE 2C73-ABA- 5A INPUT 0.1 - 0.4In IN 7x 5% STEPS; | RMS | RELAY MONITORING SYSTEMS PL | 2C73-ABA- | PURCHASE AS REQUIRED
000023886 | WRENCH,RATCHET | Large VDE Adjustable Torque Wrench, 460mm,Dualescale, 20-100Nm(15-80 lbf.ft) 1/2" Drive, CW/CCW Operation, Reversible Ratchet, 1000V AC/1500V DC, | CNWPL | CNW PL - SLACKS CREEK | 36 50393 0100 029 ASSY | CURRENT
000023886 | WRENCH,RATCHET | Large VDE Adjustable Torque Wrench, 460mm,Dualescale, 20-100Nm(15-80 lbf.ft) 1/2" Drive, CW/CCW Operation, Reversible Ratchet, 1000V AC/1500V DC, | TORQUE | TORQUE TECHNOLOGIES PTY LTD | 36 50393 0100 029 | CURRENT
000020781 | SOLVENT,INDUSTRIAL. | SEPTONE, ACETONE 1LTR; ACETONE FOR RESINS,GUMS,FATS,OILS,WAXES, RUBBER, PLASTICS,NITROCELLULOSE,LACQUERS, PAINTS,VARNISH, ADHESIVES&RUBBERCEMENTS; | BLKWOOD | J BLACKWOOD & SON LTD | 05235395 | CURRENT
000020781 | SOLVENT,INDUSTRIAL. | SEPTONE, ACETONE 1LTR; ACETONE FOR RESINS,GUMS,FATS,OILS,WAXES, RUBBER, PLASTICS,NITROCELLULOSE,LACQUERS, PAINTS,VARNISH, ADHESIVES&RUBBERCEMENTS; | ATOMSUPP | ATOM SUPPLY | ASA1 | CURRENT
000023805 | BRACKET,MOUNTING | MOUNTING BRACKET POLE N SERIES TYPE C POLE MOUNTING; FOR POLE MOUNTING SUBSTATIONS N38 ACRs; | SCHNEDER | SCHNEIDER PTY LTD | 991000005 | CURRENT
000034200 | ENCLOSURE, OUTDOOR | OUTDOOE ENCLOSURE KIT; GROUP 1; 4 WAY RMU; SUITABLE FOR ABB SAFELINK2 RMU; | ABB | ABB FAN PTY LTD | 5811914 | CURRENT
000023887 | LINK,STRESS | Replacement Stress Link, for Lugall Webbing Strap Serial Hoists, Silver | TEN | THE ENERGY NETWORK | PLA-572 | CURRENT
000034201 | ENCLOSURE, OUTDOOR | OUTDOOR ENCLOSURE KIT; GROUP 1; 4 WAY CFCF SPECIFIC RMU; SUITABLE FOR ABB SAFELINK2 RMU; | ABB | ABB FAN PTY LTD | 5811915 | CURRENT
000034202 | PLINTH | Mounting Plinth, Concrete, Group 1, 4-Way RMU, for ABB SAFELINK2 RMU | ABB | ABB FAN PTY LTD | 5811916 | CURRENT
000034203 | PLINTH | Mounting Plinth, Concrete, Group 1, 4-Way CFCF Specific RMU, for ABB SAFELINK2 RMU | ABB | ABB FAN PTY LTD | 5811917 | CURRENT
000023888 | CONVERTER,FREQUENCY,STATIC | SFU-K 203 IN AN OUTDOOR ENCLOSURE; 2 OUTPUTS; STAINLESS STEEL; OUTDOOR RITTAL CUBICLE INCLUDING AIRCONDITIONING SIMILAR TO SC17519 (INDOOR VERSION) | LANDIS | LANDIS GYR (AUST) PTY LTD | 175.203.00001 | CURRENT
000023889 | TRANSFORMER,VOLTAGE | 12KV DUAL SECONDARY VOLTAGE TRANSFORMER; STAR / STAR / OPEN DELTA; | TWS | TWS ENERGY CONTROLS | 12KV 3P VT | PHASING
000023892 | SPLICE,CONDUCTOR | SPLICES, FULL COMPRESSION, ALUMINIUM; 19/4.75MM AAC (TAURUS); 60TON (TRANSMISSION USE); | PLP AUST | PREFORMED LINE PRODUCTS (AUST) | CMS-238-3 | CURRENT
000023893 | PLATE,EARTHING | TRIFURCATING EARTHING PLATE; COPPER EARTHING 6.3MM PLATE WITH 3 X 25MM BALLCLAMPS WITH 50MM COPPER CABLE TAIL TO CLE420 CLAMP; | THEWMCAN | TMAC THEW & MCCANN GROUP | TM00124 | PURCHASE AS REQUIRED
000023891 | MODBUS | SINGLE METER SMARTHUB; SMSH PCB ON A MOUNTING PLATE, Ni-MH BATTERY, MODEM & INTERCONNECTING CABLES; IN ENCLOSURE 150 X 150 X 76 WITH CAT5E CABLE; | RFTECH | RF TECHNOLOGIES | SINGLE METER SMARTHUB | PURCHASE AS REQUIRED
000023896 | STRAP,WEBBING | YELLOW STRAP 32 X 3.05M (10') LONG; REPLACEMENT STRAP FOR LUGALL/LINCOLN SERIAL HOISTS; | SPECFORC | SPECIALISED FORCE | 646 | PURCHASE AS REQUIRED
000023897 | LINK,INLINE | Temp 11kV, 600A Continous, Flathooks, Single Unit, c/w Arc Chute | ACCULEC | ACCULEC PTY LTD - E18524 | ALTD06200RLH | CURRENT
000023903 | LINK,INLINE | Duckbill Lead, 1.2m Clear Cu Braid Cable 360A Cont Rated, Chance Duckbill to HD Dbl Bolt Palm Lug End Fitting, Dual Thick-walled Clear Heatshrink/Stress | ACCULEC | ACCULEC PTY LTD - E18524 | ALTDLEAD1.2LGDK | CURRENT
000023903 | LINK,INLINE | Duckbill Lead, 1.2m Clear Cu Braid Cable 360A Cont Rated, Chance Duckbill to HD Dbl Bolt Palm Lug End Fitting, Dual Thick-walled Clear Heatshrink/Stress | BRITECH | BRI-TECH PTY LTD | ALTDLEAD1.2LGDK | CURRENT
000023914 | LINK,INLINE | Temp 11kV, 600A Continous, Full assembly Flathooks, Ratchet Turnbuckle, Clevis & Shackles, w/o Arc Chute | ACCULEC | ACCULEC PTY LTD - E18524 | ALTDCSN_ARCEX | CURRENT
000023922 | LINK,INLINE | Temp 11kV, 600A Continous, Full Assembly w/o Leads, c/w Arc Chute & Customised Wooden Box, Set of 3 | ACCULEC | ACCULEC PTY LTD - E18524 | ALTDCS-EXKIT | CURRENT
000023930 | LINK,INLINE | Ferrule Lead, 1.2m Clear Cu Braid Cable, 360A Cont Rated, Screw Ferrule for Duckbill Clamp to HD Dbl Bolt Palm Lug End Fitting, Dual Thick-walled Clear | ACCULEC | ACCULEC PTY LTD - E18524 | ALTDLEAD1.2LGFR | PURCHASE AS REQUIRED
000023930 | LINK,INLINE | Ferrule Lead, 1.2m Clear Cu Braid Cable, 360A Cont Rated, Screw Ferrule for Duckbill Clamp to HD Dbl Bolt Palm Lug End Fitting, Dual Thick-walled Clear | BRITECH | BRI-TECH PTY LTD | ALTDLEAD1.2LGFR | PURCHASE AS REQUIRED
000023917 | LINK,INLINE | Stalk Lead, 1.2m Clear Cu Braid Cable, 360A Cont Rated, Tinned Cu 120mm2 Stalk Lug to HD Dbl Bolt Palm Lug End Fitting, Dual Thick-walled Clear Heatshrink/ | ACCULEC | ACCULEC PTY LTD - E18524 | ALTDLEAD1.2LGSTK | CURRENT
000023917 | LINK,INLINE | Stalk Lead, 1.2m Clear Cu Braid Cable, 360A Cont Rated, Tinned Cu 120mm2 Stalk Lug to HD Dbl Bolt Palm Lug End Fitting, Dual Thick-walled Clear Heatshrink/ | BRITECH | BRI-TECH PTY LTD | ALTDLEAD1.2LGSTK | CURRENT
000023898 | TERMINAL COVER SCREW | TERMINAL COVER SCREW FOR MK10A; FOR ATLAS SERIES OF METERS; PACK OF 100; | EDMI | EDMI PTY LTD | MWORK19113 | PURCHASE AS REQUIRED
000023905 | TERMINAL SCREW | TERMINAL SCREWS BEVEL BOTTOM (FLAT BLADE | EDMI | EDMI PTY LTD | MWORK19116 | PURCHASE AS REQUIRED
000023915 | TERMINAL SCREW | TERMINAL SCREWS FLAT BOTTOM (FLAT BLADE) | EDMI | EDMI PTY LTD | MWORK19136 | PURCHASE AS REQUIRED
000023923 | SWITCH. | HPB HAND SWITCH | EDMI | EDMI PTY LTD | DSTU WC | PURCHASE AS REQUIRED
000023906 | READING HEAD | MR2 OPTICAL READ HEAD | EDMI | EDMI PTY LTD | MTVS/DSTU | PURCHASE AS REQUIRED
000023920 | PROBE ENDS | PROBE END BLACK / RED / WHITE | EDMI | EDMI PTY LTD | DSTU | PURCHASE AS REQUIRED
000023907 | HANGING CLIP | HANGING CLIPS - SINGLE-PHASE MK7C ONLY METERS | EDMI | EDMI PTY LTD | PLAS19753 | PURCHASE AS REQUIRED
000023908 | FINGERGUARD | FINGER GUARD  MK7C | EDMI | EDMI PTY LTD | PLAS19775 | PURCHASE AS REQUIRED
000023921 | FINGERGUARD | FINGER GUARD  MK10A | EDMI | EDMI PTY LTD | PLAS19131 | PURCHASE AS REQUIRED
000023931 | READING HEAD | OPTICAL READ HEAD ANSI DB9; READING HEAD FOR PROGRAMMING OF EDMI METERS; | EDMI | EDMI PTY LTD | 200187 | PURCHASE AS REQUIRED
000023940 | READING HEAD | OPTICAL PROBE ANSI (USB) | EDMI | EDMI PTY LTD | 200056 | PURCHASE AS REQUIRED
000023909 | COVER,TERMINAL | TERMINAL COVER - SHORT - MK7C | EDMI | EDMI PTY LTD | PLAS19750 | CURRENT
000023927 | COVER,TERMINAL | TERMINAL COVER - MK10A | EDMI | EDMI PTY LTD | PLAS19129 | PURCHASE AS REQUIRED
000023941 | LINK,INLINE | Temp 11kV, 600A Continous, Flathooks, Link Only, w/o Arc Chute, Hardware or Turnbuckle | ACCULEC | ACCULEC PTY LTD - E18524 | ALTD06200RH | CURRENT
000023911 | HOIST,CHAIN | CHAIN LEVERBLOCK; 6300KG VITAL VR-2 SERIES LEVER BLOCK;C/W 3 MTR H.O.L; FITTED WITH GRADE 100 LOAD CHAIN; | STEHOUSE | STENHOUSE LIFTING EQUIPMENT PL | VR2-60 | PURCHASE AS REQUIRED
000023912 | ROPE CRIMP | ROPE CRIMP ALUMINIUM; USED FOR CREATING EYE SPLICES IN 11MM LADDER ROPE; PACK OF 100; | STEHOUSE | STENHOUSE LIFTING EQUIPMENT PL | AA63A | PURCHASE AS REQUIRED
000023918 | JOINER, DOWNROD | COUPLER;FOR PLP AIR BREAK SWITCH DOWNROD; CAST ALUMINIUM COUPLER; 23/32 NB PIPE; 8 X M10 BOLTS;MAINTENANCE SPARE ONLY FOR SC23835 & 23836; | PLP AUST | PREFORMED LINE PRODUCTS (AUST) | E928 | MAINTENANCE STOCK
000023813 | ADAPTOR | ADAPTOR PALM - 2HOLES RADIUS SLOT; 33kV & 11kV CABLE TERMINATION; 25,38 & 50 OD; TUBULAR COPPER BUSBAR; | GLOBAL | GLOBAL MANUFACTURING GROUP | 23813 | CURRENT
000023926 | TERMINAL,LUG | Mechanical Shear Bolt, Al-Cu, 185-400mm2 1 x M12 Palm Bolt Hole, suit Al or Cu Conductor, Pack of 3 | AUSTMOLD | AUSTRALMOLD PTY LTD | C 185-400 X 12 | CURRENT
000023926 | TERMINAL,LUG | Mechanical Shear Bolt, Al-Cu, 185-400mm2 1 x M12 Palm Bolt Hole, suit Al or Cu Conductor, Pack of 3 | INTERTEC | INTERTECH ENGINEERING PTY LTD | SICON 332625010 | CURRENT
000023926 | TERMINAL,LUG | Mechanical Shear Bolt, Al-Cu, 185-400mm2 1 x M12 Palm Bolt Hole, suit Al or Cu Conductor, Pack of 3 | TECONN | TE CONNECTIVITY LTD | BLMT-185/400-13 | CURRENT
000023926 | TERMINAL,LUG | Mechanical Shear Bolt, Al-Cu, 185-400mm2 1 x M12 Palm Bolt Hole, suit Al or Cu Conductor, Pack of 3 | TECONN | TE CONNECTIVITY LTD | BLMT-150/400 MK2-13 | CURRENT
000023928 | SEALER,STEEL STRAPPING HAND | Band-It Giant Strapping Tool, Crimp Tool G40269, for Crimping 32mm S/Steel Strapping | BLKWOODS | J BLACKWOOD & SON LTD | 0425 0908 | CURRENT
000023928 | SEALER,STEEL STRAPPING HAND | Band-It Giant Strapping Tool, Crimp Tool G40269, for Crimping 32mm S/Steel Strapping | STATEWD | STATEWIDE FSTNERS & ENG SPLS PL | G40269 | CURRENT
000023929 | TERMINAL,LUG | Mechanical Shear Bolt, Al-Cu, 95-240mm2, 1 x M12 Palm Bolt Hole, suit Al or Cu Conductor, Pack of 3 | LEGEND | LEGEND POWER SYSTEMS | KSSP-12-95240 | CURRENT
000023929 | TERMINAL,LUG | Mechanical Shear Bolt, Al-Cu, 95-240mm2, 1 x M12 Palm Bolt Hole, suit Al or Cu Conductor, Pack of 3 | AUSTMOLD | AUSTRALMOLD PTY LTD | C 95-240 X 12 | CURRENT
000023929 | TERMINAL,LUG | Mechanical Shear Bolt, Al-Cu, 95-240mm2, 1 x M12 Palm Bolt Hole, suit Al or Cu Conductor, Pack of 3 | INTERTEC | INTERTECH ENGINEERING PTY LTD | SICON 332605010 | CURRENT
000023929 | TERMINAL,LUG | Mechanical Shear Bolt, Al-Cu, 95-240mm2, 1 x M12 Palm Bolt Hole, suit Al or Cu Conductor, Pack of 3 | TECONN | TE CONNECTIVITY LTD | BLMT-95/240-13 | CURRENT
000023932 | SLEEVE,ELECTRICAL CONNECTOR | Mechanical Shear Bolt, 25-95mm2, 65mm Lg, 5mm Barrier, Al, Blocked, 2 x 13mm A/F Hex Contact Bolts | LEGEND | LEGEND POWER SYSTEMS | ZSSP-1695 | CURRENT
000023932 | SLEEVE,ELECTRICAL CONNECTOR | Mechanical Shear Bolt, 25-95mm2, 65mm Lg, 5mm Barrier, Al, Blocked, 2 x 13mm A/F Hex Contact Bolts | TECONN | TE CONNECTIVITY LTD | BSM-25/95 | CURRENT
000023932 | SLEEVE,ELECTRICAL CONNECTOR | Mechanical Shear Bolt, 25-95mm2, 65mm Lg, 5mm Barrier, Al, Blocked, 2 x 13mm A/F Hex Contact Bolts | AUSTMOLD | AUSTRALMOLD PTY LTD | M 16-95 | CURRENT
000023932 | SLEEVE,ELECTRICAL CONNECTOR | Mechanical Shear Bolt, 25-95mm2, 65mm Lg, 5mm Barrier, Al, Blocked, 2 x 13mm A/F Hex Contact Bolts | INTERTEC | INTERTECH ENGINEERING PTY LTD | SICON 332601010 | CURRENT
000023942 | SLEEVE,ELECTRICAL CONNECTOR | Mechanical Shear Bolt, Al-Cu, 185-400mm2 170mm Lg, Blocked, 6 x Contact Bolts | AUSTMOLD | AUSTRALMOLD PTY LTD | M 185-400 | CURRENT
000023942 | SLEEVE,ELECTRICAL CONNECTOR | Mechanical Shear Bolt, Al-Cu, 185-400mm2 170mm Lg, Blocked, 6 x Contact Bolts | INTERTEC | INTERTECH ENGINEERING PTY LTD | SICON 332617010 | CURRENT
000023942 | SLEEVE,ELECTRICAL CONNECTOR | Mechanical Shear Bolt, Al-Cu, 185-400mm2 170mm Lg, Blocked, 6 x Contact Bolts | TECONN | TE CONNECTIVITY LTD | BSM-185/400 | CURRENT
000023933 | FUSESAVER KIT | 100A; KIT CONTAINS 1 X FUSESAVER 100A, 1 X LINE CLAMP ASSEMBLY, 1 X COMMUNICATION MODULE, 1 X BIRD GUARD; | SIEMENS | SIEMENS LTD | 3AD8222-1EA00-0AA1 | CURRENT
000023945 | FUSESAVER KIT | 32A; KIT CONTAINS 1 X FUSESAVER 32A, 1 X LINE CLAMP ASSEMBLY, 1 X COMMUNICATION MODULE, 1 X BIRD GUARD; | SIEMENS | SIEMENS LTD | 3AD8234-1EA00-0AA1 | CURRENT
000023934 | PIT,UTILITY | SERVICE PIT; 950LG X 430WD X 685D;TYPE B REMOVABLE LID; 6 X 100A SERVICE FUSES; SUIT 16SQMM CU XLPE INCOMING CABLE; C/W 1M X 16SQMM FLEXIBLE TAILS | WEBER | WEBER SOUTH PACIFIC PTY LTD | PE02508007004 | CURRENT
000023935 | METER,WATTHOUR | EDMI MK10A WC METER SHOP; EDMI MK10A 10(100)A WC METER FOR METER SHOP. 3 INPUTS; | EDMI | EDMI PTY LTD | 1A11-1J21-27-F11-203010-3 | CURRENT
000023946 | METER,WATTHOUR | 3 PHASE, 4 WIRE 240VAC, 5-20A CT CLASS 1 WITH POWERED COMMUNICATIONS PORT METERING DYNAMICS, NON PLANT ITEM WITH THREE PULSE INPUTS | EDMI | EDMI PTY LTD | 1A11-1H11-27-F11-203030-3 | CURRENT
000023946 | METER,WATTHOUR | 3 PHASE, 4 WIRE 240VAC, 5-20A CT CLASS 1 WITH POWERED COMMUNICATIONS PORT METERING DYNAMICS, NON PLANT ITEM WITH THREE PULSE INPUTS | EDMI | EDMI PTY LTD | 1A11-1H11-27-F11-203010-3 | CURRENT
000023809 | ALARM INTERFACE | C&I ALARM INTERFACE FOR REMOTE CONTROL; STEEL; 1200MMH, 800MMW, 300MMD; IP66; SICMS, BATTERY SUPERVISION, RELAYS & TERMINALS FOR USE IN C&I SUBSTATIONS; | NHP | NHP ELECTRICAL ENGINEERING | EGXSC23809 | CURRENT
000023943 | FILE,HAND | ORANGE PLASTIC FILE HANDLE; TO SUIT ROUND 3/16 4.8MM ROUND FILE (SC2317) FOR CHAINSAW SHARPENING; | ARBORLNK | ARBORLINK PTY LTD | 00008814500 | CURRENT
000023947 | CAPACITOR, MOTOR | COOPER 15UF CAPACITOR; TO SUIT QUIK-DRIVE TAPCHANGER TYPE; | COOPELEC | COOPER ELECTRICAL AUSTRALIA PTY LTD | A84363410 | CURRENT
000023948 | CABLE,CONTROL,ELECTRICAL | REPLACEMENT UNIVERSAL CONTROL CABLE; FOR STEP VOLTAGE REGULATOR; 14 PIN 30FT LEAD; FOR USE WITH ALL CPS REGULATORS POST 2009 WITH 230V AUX WINDINGS; PACK 1 | COOPELEC | COOPER ELECTRICAL AUSTRALIA PTY LTD | 5041490B0360 | CURRENT
000033171 | CIRCUIT BREAKER | TURBULATOR; LMT; REYROLLE; 400 AMP CB 11KV; | QK124 | MISC ELECTRICAL WORKS SUBSTATIONS | 861P311 | CURRENT
000023949 | TERMINATION,ELECTRICAL POWER CABLE | 33 KV; FOR 800 SQ MM S/C CU XLPE/LAT/ LLDPE/MDPE CABLE; HEAT SHRINK; 3 PHASE; OUTDOOR TERMINATION; TO AS/NZS 4805 PART 2; PACK OF 1; WEIGHT 5KG; | TECONN | TE CONNECTIVITY LTD | EPKT-EX531 | PHASING
000023951 | TERMINATION,ELECTRICAL POWER CABLE | 33KV; FOR 630 SQ MM S/C CU XLPE/LAT/ LLDPE/MDPE CABLE; HEAT SHRINK; 3 PHASE; OUTDOOR TERMINATION; TO AS/NZS 4805 PART 2; PACK OF 1; WEIGHT 5KG; | TECONN | TE CONNECTIVITY LTD | EPKT-EX530 | PURCHASE AS REQUIRED
000023953 | INVERTER,SINE WAVE | 600W CONTINUOUS (1800W 5 SEC SURGE) SINE WAVE INVERTER;INPUT 24V DC (21-34V) OUTPUT 240VAC; U/W SACS EQUIPMENT | LATRONIC | LATRONIC SUNPOWER PL | LS624CG | CURRENT
000023980 | INVERTER,SINE WAVE | 600W CONTINUOUS (1800W 5 SEC SURGE) SINE WAVE INVERTER;INPUT 48V DC (42-68V) OUTPUT 240VAC; U/W SACS EQUIPMENT; | LATRONIC | LATRONIC SUNPOWER PL | LS648CG | CURRENT
000023965 | INVERTER,SINE WAVE | 600W CONTINUOUS (1800W 5 SEC SURGE) SINE WAVE INVERTER; INPUT 100-120 VDC OUTPUT 230VAC; | LATRONIC | LATRONIC SUNPOWER PL | LS6120CG | CURRENT
000023954 | EARTHING BOLT KIT | M12 SS SUIT AL LAT 33KV POLE TERMINATION LAT EARTHING BOLT KIT WITH EXTRA THREAD TO SUIT AL LAT SHEAR BOLT LUG;KIT=3 SET BOLTS, WASHERS & NUTS FOR 3 PHASE TERM; | COPLYN | COPLYN ENGINEERING | 23954 | CURRENT
000023816 | TERMINAL,LUG | BOLTED RUN PALM TAP; ALUMINIUM TYPE; 2000 AMP; 4 HOLE 18MM DIA PALM; 60MM CENTRES; SUIT 37/3.00 AAC CABLE; | PLP AUST | PREFORMED LINE PRODUCTS (AUST) | BRPT-210-AS8 | PURCHASE AS REQUIRED
000023970 | TERMINATION,ELECTRICAL POWER CABLE | 33KV; FOR 630 SQ MM S/C CU XLPE/LAT/ LLDPE/MDPE CABLE; COLD SHRINK; 3 PHASE; OUTDOOR TERMINATION; FOR FUSE UNIT CUBICLE; PACK OF 1; WEIGHT5KG; | INTERTEC | INTERTECH ENGINEERING PTY LTD | 7666-S-8-3+LUGS+EARTH KIT | PURCHASE AS REQUIRED
000023970 | TERMINATION,ELECTRICAL POWER CABLE | 33KV; FOR 630 SQ MM S/C CU XLPE/LAT/ LLDPE/MDPE CABLE; COLD SHRINK; 3 PHASE; OUTDOOR TERMINATION; FOR FUSE UNIT CUBICLE; PACK OF 1; WEIGHT5KG; | TECONN | TE CONNECTIVITY LTD | CSTI-6152-ML-7-13 | PURCHASE AS REQUIRED
000023955 | BRACKET,MOUNTING | OVERHEAD STRINGING ROLLER; BRACKET TO CONNECT THE STRINGING ROLLERS TO THE INSULATORS; U/W UNIVERSAL STRINGING ROLLER ASSEMBLY SC23956; | SPECFORC | SPECIALISED FORCE | IB-1 | CURRENT
000023955 | BRACKET,MOUNTING | OVERHEAD STRINGING ROLLER; BRACKET TO CONNECT THE STRINGING ROLLERS TO THE INSULATORS; U/W UNIVERSAL STRINGING ROLLER ASSEMBLY SC23956; | TEN | THE ENERGY NETWORK | 1A-2A | CURRENT
000023956 | STRINGING ROLLER ASSEMBLY | UNIVERSAL CONDUCTOR STRINGING ROLLER; 1.135T, 175MM SHEAVE; BALL EYE CLEVIS HOOK ATTACHED; U/W BRACKET SC23955. | TEN | THE ENERGY NETWORK | SPP-1A-T12 | CURRENT
000023956 | STRINGING ROLLER ASSEMBLY | UNIVERSAL CONDUCTOR STRINGING ROLLER; 1.135T, 175MM SHEAVE; BALL EYE CLEVIS HOOK ATTACHED; U/W BRACKET SC23955. | SPECFORC | SPECIALISED FORCE | CB-1-T12 | CURRENT
000023910 | SPILL SMART FLOOR SWEEP | FLOOR SWEEP, ABSORBENT FOR WATER, OIL & CHEMICAL SPILLS; INSOLUBLE IN WATER; 2.5KG BAG; | ALLENS | ALLENS INDUSTRIAL PRODUCTS PTY LTD | SPILLSMART 2.5KG | CURRENT
000023910 | SPILL SMART FLOOR SWEEP | FLOOR SWEEP, ABSORBENT FOR WATER, OIL & CHEMICAL SPILLS; INSOLUBLE IN WATER; 2.5KG BAG; | ABSORBEN | ABSORB ENVIROMENTAL SOLUTIONS | SPILLSMART 2.5KG | CURRENT
000023924 | SPILL SMART FLOOR SWEEP | FLOOR SWEEP; ABSORBENT FOR WATER, OIL & CHEMICAL SPILLS; INSOLUBLE IN WATER; 5KG BAG; | ABSORBEN | ABSORB ENVIROMENTAL SOLUTIONS | AES PFS 5KG | CURRENT
000023924 | SPILL SMART FLOOR SWEEP | FLOOR SWEEP; ABSORBENT FOR WATER, OIL & CHEMICAL SPILLS; INSOLUBLE IN WATER; 5KG BAG; | AUSTSAF | AUSTRALIAN SAFETY SUPPLIES | SPILLSMART 5KG | CURRENT
000023924 | SPILL SMART FLOOR SWEEP | FLOOR SWEEP; ABSORBENT FOR WATER, OIL & CHEMICAL SPILLS; INSOLUBLE IN WATER; 5KG BAG; | ALLENS | ALLENS INDUSTRIAL PRODUCTS PTY LTD | SPILLSMART 5KG | CURRENT
000023957 | CLIP | Helmet Clip, for LED Safety Helmet Lamp, Pack of 4 | BLKWOOD | J BLACKWOOD & SON LTD | 03959103/PETZL L360-Z06 | CURRENT
000023957 | CLIP | Helmet Clip, for LED Safety Helmet Lamp, Pack of 4 | ATOMSUPP | ATOM SUPPLY | 297089 | CURRENT
000023958 | CABLE,POWER,ELECTRICAL | 0.6/1kV, 240mm2, 4 Core, Sector Shape, Stranded Al, XLPE Insulated, PVC/HDPE | CABLGRID | CABLE GRID AUSTRALIA PL | CGA413 | CURRENT
000023958 | CABLE,POWER,ELECTRICAL | 0.6/1kV, 240mm2, 4 Core, Sector Shape, Stranded Al, XLPE Insulated, PVC/HDPE | JBJOINT | JB JOINTING SUPPLIES PTY LTD | JB-1KV-240AL-4C | CURRENT
000023958 | CABLE,POWER,ELECTRICAL | 0.6/1kV, 240mm2, 4 Core, Sector Shape, Stranded Al, XLPE Insulated, PVC/HDPE | PRYSMIAN | PRYSMIAN POWER CABLES & SYSTEMS AUST | 5209617 | CURRENT
000023958 | CABLE,POWER,ELECTRICAL | 0.6/1kV, 240mm2, 4 Core, Sector Shape, Stranded Al, XLPE Insulated, PVC/HDPE | HCA | HENGTONG CABLE AUSTRALIA PTY LTD | HCA23958EQL | CURRENT
000023958 | CABLE,POWER,ELECTRICAL | 0.6/1kV, 240mm2, 4 Core, Sector Shape, Stranded Al, XLPE Insulated, PVC/HDPE | NANELECT | NAN ELECTRICAL CABLE AUSTRALIA PL | 4CX240MLVPMEX | CURRENT
000023958 | CABLE,POWER,ELECTRICAL | 0.6/1kV, 240mm2, 4 Core, Sector Shape, Stranded Al, XLPE Insulated, PVC/HDPE | MIDLANDS | MIDLAND METALS | MMO-1KV 4X240AXPM | CURRENT
000023959 | CARD,CIRCUIT | PSMS-PCB; REPLACEMENT PC CARD FOR NOJA RC10 CONTROLLER ON NOJA RECLOSERS; | NOJAPWR | NOJA POWER | PSMS-PCB | CURRENT
000023959 | CARD,CIRCUIT | PSMS-PCB; REPLACEMENT PC CARD FOR NOJA RC10 CONTROLLER ON NOJA RECLOSERS; | NOJAPWR | NOJA POWER | REL-02 | CURRENT
000023818 | TRANSFORMER,CURRENT | INTERPOSING CT 5/5A; MES-62/20B; STEMAR INTERPOSING CT; 5A/5A CLASS 0.5 2.5VA; | STEMAR |  | MES-62/20B | PURCHASE AS REQUIRED
000023962 | STAND,EXTENSION | ABB SAFELINK METAL STAND, EXTENTION; METAL PLINTH EXTENDED 300MM HEIGHT FOR 4-WAY RMU CFCC/CCCC; W 893MM, D 500MM, H 300MM, WEIGHT 40KG; | ABB | ABB FAN PTY LTD | C0220 | CURRENT
000023972 | SPLICE,CONDUCTOR | Shear Bolt, Full Tension, Cable Range 6-11.3mm Dia, suit AAC/AAAC/ACSR, Box of 1 | SICAME | SICAME AUSTRALIA PTY LTD | MTRS06-11 | PHASING
000023974 | SPLICE,CONDUCTOR | Mechanical Shear Head Bolt, 44.4kN, 800A, Cable Range 11-18.8mm Dia, suit AAC/AAAC/ACSR, Box of 1 (scm) | SICAME | SICAME AUSTRALIA PTY LTD | MTRS11-18 | CURRENT
000023971 | HARNESS,SAFETY,INDUSTRIAL | HEIGHT, SAFTEY, HARNESS; FOR REPLACEMENT IN KITS; LARGE; | PROTECTR |  | VHI TOW 5 - L | PURCHASE AS REQUIRED
000023971 | HARNESS,SAFETY,INDUSTRIAL | HEIGHT, SAFTEY, HARNESS; FOR REPLACEMENT IN KITS; LARGE; | AEGISAFE | P.O.BOX 1057 BRIGHTON QLD | VHI TOW 5 - L | PURCHASE AS REQUIRED
000023971 | HARNESS,SAFETY,INDUSTRIAL | HEIGHT, SAFTEY, HARNESS; FOR REPLACEMENT IN KITS; LARGE; | HEIGHDYN | HEIGHT DYNAMICS | VHI TOW5-L | PURCHASE AS REQUIRED
000023817 | MODULAR OUTLET. | RJ45 OUTLET DIN RAIL MOUNTED; TERMINAL RAIL OUTLET, RJ45 MODULE EIA/TIA 568B, IP 20, CAT.6 ISO/IEC 11801; | HAYMANS | HAYMANS ELECTRICAL | KLI8808360000 | CURRENT
000023963 | BLADE,CABLE STRIPPER | Replacement Alroc CCT Stripper Blade, Short, Circular, for Circumference Cutting 3mm | PENTA | PENTA AUST (TMAC THEW & MCCANN/HYLEC) | PA21217 | CURRENT
000023963 | BLADE,CABLE STRIPPER | Replacement Alroc CCT Stripper Blade, Short, Circular, for Circumference Cutting 3mm | HYLEC | HYLEC PTY LTD | MTC4/30 | CURRENT
000023952 | WRENCH/DRILL,IMPACT,BATTERY | Milwaukee 18V, M18 Fuel, 7/16" Hex High Impact Drill, Hi-Torq | C&LTOOL | CALTCO T/A C&L TOOL CENTRE | M18CHIDH716-0 | CURRENT
000023952 | WRENCH/DRILL,IMPACT,BATTERY | Milwaukee 18V, M18 Fuel, 7/16" Hex High Impact Drill, Hi-Torq | ATOMSUPP | ATOM SUPPLY | 191306/M18CHIDH716-0 | CURRENT
000023952 | WRENCH/DRILL,IMPACT,BATTERY | Milwaukee 18V, M18 Fuel, 7/16" Hex High Impact Drill, Hi-Torq | TOOLCITY | TOOL CITY | M18CHIDH716-0 | CURRENT
000023952 | WRENCH/DRILL,IMPACT,BATTERY | Milwaukee 18V, M18 Fuel, 7/16" Hex High Impact Drill, Hi-Torq | CNWPL | CNW PL - SLACKS CREEK | M18CHIDH716-0 | CURRENT
000023952 | WRENCH/DRILL,IMPACT,BATTERY | Milwaukee 18V, M18 Fuel, 7/16" Hex High Impact Drill, Hi-Torq | C&LTOOL | CALTCO T/A C&L TOOL CENTRE | MILWTM18ONEFHIWF716-0 | CURRENT
000023952 | WRENCH/DRILL,IMPACT,BATTERY | Milwaukee 18V, M18 Fuel, 7/16" Hex High Impact Drill, Hi-Torq | MILWAUKE | MILWAUKEE POWER TOOLS | M18ONEFHIWH7160 | CURRENT
000023967 | MODEM,COMMUNICATIONS | 3G Modem (Smart SAM3T) c/w TGSM/GPRS SIM, Feature 5 Band with Label, Vodafone SIM Fitted & Tested with RJ45 to RJ45 Lead | INTERCEL | INTERCEL PTY LTD | SAM3T - VODAFONE STOCK, PLANT | PHASING
000023977 | MULTIMETER | Flexible Clamp Meter, TrueRMS 30A/300A/ 3000A, Flexible Coil, Backlight LCD Display, 1.8m Lead c/w 2 x AAA Batteries | AMPLITUD | AMPLITUDE PTY LTD - 396777 | DCL3000R | CURRENT
000023977 | MULTIMETER | Flexible Clamp Meter, TrueRMS 30A/300A/ 3000A, Flexible Coil, Backlight LCD Display, 1.8m Lead c/w 2 x AAA Batteries | REXEL | REXEL PTY LTD | KEW2210R | CURRENT
000023977 | MULTIMETER | Flexible Clamp Meter, TrueRMS 30A/300A/ 3000A, Flexible Coil, Backlight LCD Display, 1.8m Lead c/w 2 x AAA Batteries | KYORITSU | KYORITSU | KEW2210R | CURRENT
000023977 | MULTIMETER | Flexible Clamp Meter, TrueRMS 30A/300A/ 3000A, Flexible Coil, Backlight LCD Display, 1.8m Lead c/w 2 x AAA Batteries | TRIOSMAR | TRIO SMARTCAL PL | 26-18 | CURRENT
000023978 | ROLLER,CABLE | Max Rated Tension 15kN c/w Saftey Hook designed for 4 x 95mm2 or 4 x 150mm2 ABC, for Installing Inuslated Cable | FULTON | FULTON INDUSTRIES PL | L5300/3 | CURRENT
000024062 | BOLT,MACHINE | STAINLESS STEEL. GDE 304; HEX HD; M10; ISO M; 130MM LG; BOX OF 25; | STATEWD | STATEWIDE FSTNERS & ENG SPLS PL | HBS4M10130 | CURRENT
000024063 | MONITOR. | LV MONITORING - FRU; LV MONITORING FIELD REPLACEMENT UNIT FOR DEFECTIVE LV MONITORS; | WILSONTR | WILSON POWER TRANSFORMER | 133-7133-80 | CURRENT
000024067 | SHOE,SAFETY,LADDER | Step ladder Feet Kit, c/w 1 Foot, Accociated Washers & Rivets, suits Ladamax Step Ladders | LADAMAX | LADAMAX ALUMINIUM PRODUCTS PL | FSA090 | PURCHASE AS REQUIRED
000024068 | FIBRE CONVERTER | ETHERNET TO FIBRE CONVERTER; SUPPLIED WITH SX SFP MODULE WITH LC CONNECTOR; EKI-2741F-AE + SFP-GMM-550, FOR SUBSTATION COMMUNICATIONS; | ADVANTEC | ADVANTECH AUSTRALIA PTY LTD | EKI-2741F-BE | CURRENT
000024068 | FIBRE CONVERTER | ETHERNET TO FIBRE CONVERTER; SUPPLIED WITH SX SFP MODULE WITH LC CONNECTOR; EKI-2741F-AE + SFP-GMM-550, FOR SUBSTATION COMMUNICATIONS; | ADVANTEC | ADVANTECH AUSTRALIA PTY LTD | EKI-BTO | CURRENT
000024069 | EARTH LINK BOX | BX:ELEC;33KV CBL SYS,SHEATH E COMBINED EARTH LINK BOX 33KV CABLE SYSTEM; SHEATH EARTH COMBINED DIRECT & SVL BONDING WIT H 120SQMM CU XLPE INSULATED CONCENTRIC B | AKPOWER | AK POWER SOLUTIONS PTY LTD | AKPOWER/TC6/DRAWING 21274 | CURRENT
000024071 | JOINT BOX,ELECTRIC CABLE | BX:ELEC;E LINK,W/ 240MM2 CU XLPE INSUL JOINT BOX,ELECTRIC CABLE Earth Link Box, 110kV Cable System, Sheath Earth Break c/w 240mm2 Cu XLPE Insulated Concentric | AKPOWER | AK POWER SOLUTIONS PTY LTD | AKPOWER/LC6/DRAWING 21190 | CURRENT
000024080 | EARTH LINK BOX | BX:ELEC;33KV CBL SYS,NO SVLS,CONNCETIONS EARTH LINK BOX 33KV CABLE SYSTEM; SHEATH EARTH DIRECT BONDING WITH 120SQMM CU XL PE INSULATED CONCENTRIC BONDING LEAD CON | AKPOWER | AK POWER SOLUTIONS PTY LTD | AKPOWER/EC6/DRAWING 21214 | CURRENT
000024076 | EARTH LINK BOX | BX:ELEC;SHEATH E COMBINED DIR & SVL BD EARTH LINK BOX 110KV CABLE SYSTEM; SHEAT H EARTH COMBINED DIRECT & SVL BONDING WI TH 240SQMM CU XLPE INSULATED CONCENTRIC | AKPOWER | AK POWER SOLUTIONS PTY LTD | AKPOWER/TC6/DRAWING 21274 | CURRENT
000033172 | GAUGE. | GUAGE, OIL LEVEL; TRANSFORMER OIL LEVEL GUAGE WILSON; | WILSON | WILSON TRANSFORMER CO. PTY LTD | 280-0057P10 | CURRENT
000024072 | ARRESTER,ELECTRICAL SURGE | GAPLESS; METAL OXIDE; 27KV; 20KA PEAK; CLASS 4 LINE DISCHARGE; POLMER HOUSING; SURGE ARRESTER BODY ONLY SUITS SC19942 (36KV CAPACITOR BANK); REFER EXTENDED | ABB | ABB FAN PTY LTD | 784123 | PURCHASE AS REQUIRED
000024074 | LID,PIT | CONCRETE; MARKING "ELECTRICITY"; SUITS BODY SC17736; 18KG; | PLP AUST | PREFORMED LINE PRODUCTS (AUST) | D-PIT300DLCTE | PURCHASE AS REQUIRED
000024075 | TOOL,MULTIFUNCTION | Milwaukee Multi-Tool, Conduit Cutter, 18V c/w Carry Case & Battery Charger, Skin Only | MILWAUKE | MILWAUKEE POWER TOOLS | M18FMT-0 | CURRENT
000024075 | TOOL,MULTIFUNCTION | Milwaukee Multi-Tool, Conduit Cutter, 18V c/w Carry Case & Battery Charger, Skin Only | C&LTOOL | CALTCO T/A C&L TOOL CENTRE | M18FMT-0 | CURRENT
000024077 | GRINDER,BATTERY,PORTABLE | Milwaukee, 18V, suit 115-125mm Disk, Skin Only | MILWAUKE | MILWAUKEE POWER TOOLS | M18FSAG125XPDB0 | CURRENT
000024077 | GRINDER,BATTERY,PORTABLE | Milwaukee, 18V, suit 115-125mm Disk, Skin Only | C&LTOOL | CALTCO T/A C&L TOOL CENTRE | MILWTM18FSAG125XPDB20 | CURRENT
000024078 | ADAPTOR | BAYONET ADAPTOR; PUSH IN BUTTON NYLON BAYONET FOR 32MM FIBREGLASS STICKS (AD070); SUITABLE TO BE USED WITH LINK STICKS - SC19191 & SC19192; | PENTA | PENTA AUST (TMAC THEW & MCCANN/HYLEC) | PA10527 | PURCHASE AS REQUIRED
000024078 | ADAPTOR | BAYONET ADAPTOR; PUSH IN BUTTON NYLON BAYONET FOR 32MM FIBREGLASS STICKS (AD070); SUITABLE TO BE USED WITH LINK STICKS - SC19191 & SC19192; | THEWMCAN | TMAC THEW & MCCANN GROUP | TM10527 | PURCHASE AS REQUIRED
000024082 | INSULATION SLEEVING,ELECTRICAL | POLYOLEFIN, HEAT SHRINKABLE; 51MM MIN ID XP, 25.4MM MAX ID RECOVERED 1.14MM MIN THK RECOVERED; 1.2M LG; BLACK | LEGEND | LEGEND POWER SYSTEMS | XLP51BK/4FT | CURRENT
000024082 | INSULATION SLEEVING,ELECTRICAL | POLYOLEFIN, HEAT SHRINKABLE; 51MM MIN ID XP, 25.4MM MAX ID RECOVERED 1.14MM MIN THK RECOVERED; 1.2M LG; BLACK | TECONN | TE CONNECTIVITY LTD | HS-BK-50/25 | CURRENT
000024083 | CUBICLE,ELECTRICAL EQUIPMENT. | COOLING FANS, ASSEMBLY STRUCTURES AND CONTROL CUBICLE(SUPPLY & INSTALLATION); SERIAL NUMBER : 140488; | ABB | ABB FAN PTY LTD | Z-AFC063-SDQ.41.3 | STRATEGIC SPARE
000024084 | CABLE,POWER,ELECTRICAL | 33 KV; 50 SQMM; TRIPLEX STRANDED CIRCULAR AL; XLPE; CWS 38/1.04MM; WBT/PVC/HDPE; STRATEGIC SPARE SSBTG; AS1429.1 | MIDLANDS | MIDLAND METALS | T28514 | STRATEGIC SPARE
000024085 | CUSHION KIT,DOWNLEAD | OPGW TOWER DOWNLEAD WITH EXTENSION TO SUIT 14.48 OPGW; | PLP AUST | PREFORMED LINE PRODUCTS (AUST) | OFDLM-22E-144166 | CURRENT
000024112 | RESISTOR,FIXED,FILM. | RESISTOR,FIXED,FILM; METAL; 1K OHMS; + OR -5% 1W; | RMSCOMP | RMS COMPONENTS PL | PR01/1K0 | CURRENT
000024086 | SAFELINK FUSE AUXILIARY | FUSE AUXILIARY SWITCH FOR RETROFITTING ONTO FUSE MODULE SAFELINK RMU'S; SUITABLE FOR BOTH ABB SAFELINK2 RMUs; REFER TO EXTENDED TEXT; | ABB | ABB FAN PTY LTD | SAFELINK SWITCH FUSE AUXILIARY | CURRENT
000024139 | METER | Phase Angle Meter, Model 597C, 50Hz, Accuracy 0.1Deg, Voltage Range 10V to 500V, DC Input Range 50mA to 50A | REDPHASE | RED PHASE INSTRUMENTS AUSTRALIA P/L | 597C | PURCHASE AS REQUIRED
000024145 | DETECTOR,SYSTEM VOLTAGE | DETECTOR,SYSTEM VOLTAGE REPLACEMENT HOUSING; CONTACT VOLTAGE DETECTOR, RANGE 11-33KV; TAG 200 REPLACEMENT WHITE POLYCARBONATE HOUSING; | PENTA | PENTA AUST (TMAC THEW & MCCANN/HYLEC) | PA21487 | PURCHASE AS REQUIRED
000024145 | DETECTOR,SYSTEM VOLTAGE | DETECTOR,SYSTEM VOLTAGE REPLACEMENT HOUSING; CONTACT VOLTAGE DETECTOR, RANGE 11-33KV; TAG 200 REPLACEMENT WHITE POLYCARBONATE HOUSING; | HYLEC | HYLEC PTY LTD | BT200 | PURCHASE AS REQUIRED
000024113 | CONDUIT,NONMETALLIC,RIGID | 50MM WHITE; CONDUIT STRAIGHT 4.5M LONG; ID 50MM; TELSTRA/NBN LEAD IN CABLE; | TRI UGRD | TRI UNDERGROUND AUSTRALIA PTY LTD | CONTS50 | PURCHASE AS REQUIRED
000024114 | CONDUIT,NONMETALLIC,RIGID | 50MM WHITE; CONDUIT 90 DEG BEND 300; RAD ID 50MM; TELSTRA/NBN LEAD IN CABLE; | TRI UGRD | TRI UNDERGROUND AUSTRALIA PTY LTD | TS5090300FFS | PURCHASE AS REQUIRED
000024143 | SIGN | HV EARTHING DANGER SIGN; FOR USE IN MEN AREAS; | UES | UTILITY ENGRAVING & SIGNS | 24143 | PURCHASE AS REQUIRED
000024144 | ELBOW,TERMINATION POWER CABLE. | INSULATED DEAD-BREAK SCREENED SEPARABLE CONNECTORS (ELBOW); SET OF 3 FOR 3 PHASE; 24KV TO SUIT 630SQ MM CU CABLE; 11KV; C/W SCREEN LUG 10-70SQ MM; | NKT | NKT CABLES AUSTRALIA P/L | CB12/24-630 (1250) - 630SQMM | CURRENT
000024144 | ELBOW,TERMINATION POWER CABLE. | INSULATED DEAD-BREAK SCREENED SEPARABLE CONNECTORS (ELBOW); SET OF 3 FOR 3 PHASE; 24KV TO SUIT 630SQ MM CU CABLE; 11KV; C/W SCREEN LUG 10-70SQ MM; | STREAM | STREAMLINED ENERGY PTY LTD | SES.11SAT12.SKS500-630.EN | CURRENT
000024144 | ELBOW,TERMINATION POWER CABLE. | INSULATED DEAD-BREAK SCREENED SEPARABLE CONNECTORS (ELBOW); SET OF 3 FOR 3 PHASE; 24KV TO SUIT 630SQ MM CU CABLE; 11KV; C/W SCREEN LUG 10-70SQ MM; | INTERTEC | INTERTECH ENGINEERING PTY LTD | EGX24144 | CURRENT
000024153 | SIGN | DANGER, DO NOT CLIMB, Energex Logo, Climbing Deterrent for High Risk Steel Lattice Towers, Dwg 29122-A3-3 | UES | UTILITY ENGRAVING & SIGNS | 24153 | PURCHASE AS REQUIRED
000023864 | SIGN | AUTHORISED PERSONS ONLY; ALUMINIUM; RETROREFLECTIVE; 450MM H, 330MM W, 2MM THK; AS 1319; | ARTCRAFT | ARTCRAFT PTY LTD | 23864 | CURRENT
000024155 | EARTHING EQUIPMENT | AFLC ZELLWEGER PORTABLE EARTHS; FOR EARTHING APPARATUS WITHIN SUBSTATION AFLC ZELLWEGER CUBICLES; PLEASE REFER TO EXTENDED TEXT FOR MORE INFORMATION; | PENTA | PENTA AUST (TMAC THEW & MCCANN/HYLEC) | PA11286 | PURCHASE AS REQUIRED
000024155 | EARTHING EQUIPMENT | AFLC ZELLWEGER PORTABLE EARTHS; FOR EARTHING APPARATUS WITHIN SUBSTATION AFLC ZELLWEGER CUBICLES; PLEASE REFER TO EXTENDED TEXT FOR MORE INFORMATION; | THEWMCAN | TMAC THEW & MCCANN GROUP | FR0J3A3.0A03RF AFLC EARTH | PURCHASE AS REQUIRED
000024155 | EARTHING EQUIPMENT | AFLC ZELLWEGER PORTABLE EARTHS; FOR EARTHING APPARATUS WITHIN SUBSTATION AFLC ZELLWEGER CUBICLES; PLEASE REFER TO EXTENDED TEXT FOR MORE INFORMATION; | THEWMCAN | TMAC THEW & MCCANN GROUP | 24155 | PURCHASE AS REQUIRED
000024156 | CLAMP,ELEC PWR CABLE,SUPPORT | SINGLE CABLE; GALV STEEL & STAINLESS STEEL; TO SUIT CABLE 20 TO 90MM DIA; LOCKING RATCHET DIANMETER ADJUSTMENT; TWO BOLT HORIZ MTG; M12 CLEARANCE; | TYCO | TYCO | CBH30-100V/1 | CURRENT
000024158 | WHEEL, CUT-OFF | ABRASIVE:WHEEL;CUTTING DISC,125MM,22MM WHEEL, CUT-OFF 125MM ULTRA THIN STAINLES S CUTTING DISC; FLEXOVIT 125MM X 0.8MM X 22MM; | ATOMSUPP | ATOM SUPPLY | 92600039 | CURRENT
000024158 | WHEEL, CUT-OFF | ABRASIVE:WHEEL;CUTTING DISC,125MM,22MM WHEEL, CUT-OFF 125MM ULTRA THIN STAINLES S CUTTING DISC; FLEXOVIT 125MM X 0.8MM X 22MM; | C&LTOOL | CALTCO T/A C&L TOOL CENTRE | MAKACOW125X0.8-12 | CURRENT
000024164 | DISK,ABRASIVE | 125mm Zirconia Flap Disc, 80 Grit | C&LTOOL | CALTCO T/A C&L TOOL CENTRE | JAY1-AF12580 | CURRENT
000024164 | DISK,ABRASIVE | 125mm Zirconia Flap Disc, 80 Grit | BLKWOOD | J BLACKWOOD & SON LTD | 01521955 | CURRENT
000024164 | DISK,ABRASIVE | 125mm Zirconia Flap Disc, 80 Grit | ATOMSUPP | ATOM SUPPLY | 233097 | CURRENT
000024159 | LABEL | BRADY BM71-32-427; LABEL FOR USE WITH BRADY BMP71 LABELER; SUITABLE FOR USE WITH CAT5 CABLES & FIBRE PATCH CABLES; USE RIBBON M71-R4300; BOX OF 1000; | CNWPL | CNW PL - SLACKS CREEK | BM-32-427 | CURRENT
000024159 | LABEL | BRADY BM71-32-427; LABEL FOR USE WITH BRADY BMP71 LABELER; SUITABLE FOR USE WITH CAT5 CABLES & FIBRE PATCH CABLES; USE RIBBON M71-R4300; BOX OF 1000; | APCS | INACO AUTOMATION CONTROLS | 114877 | CURRENT
000024159 | LABEL | BRADY BM71-32-427; LABEL FOR USE WITH BRADY BMP71 LABELER; SUITABLE FOR USE WITH CAT5 CABLES & FIBRE PATCH CABLES; USE RIBBON M71-R4300; BOX OF 1000; | CNWPL | CNW PL - SLACKS CREEK | 114877 | CURRENT
000024160 | LABEL | BRADY M71-32-427; LABEL FOR USE WITH THE BRADY BMP71 LABELER; SUITABLE FOR USE WITH CAT5 CABLES & FIBRE PATCH CABLES; USE RIBBON M71-R4300; | APCS | INACO AUTOMATION CONTROLS | 115093 | CURRENT
000024160 | LABEL | BRADY M71-32-427; LABEL FOR USE WITH THE BRADY BMP71 LABELER; SUITABLE FOR USE WITH CAT5 CABLES & FIBRE PATCH CABLES; USE RIBBON M71-R4300; | CNWPL | CNW PL - SLACKS CREEK | 115093 | CURRENT
000024161 | LABEL | BRADY M7 1FT-1-425; LABEL FOR USE WITH BRADY BMP71 LABELER; SUITABLE FOR USE WITH RG-179 AND FIBRE PIG TAILS; USE RIBBON M71-R4300; | CNWPL | CNW PL - SLACKS CREEK | M7-1-425-FT | CURRENT
000024161 | LABEL | BRADY M7 1FT-1-425; LABEL FOR USE WITH BRADY BMP71 LABELER; SUITABLE FOR USE WITH RG-179 AND FIBRE PIG TAILS; USE RIBBON M71-R4300; | APCS | INACO AUTOMATION CONTROLS | 114706 | CURRENT
000024161 | LABEL | BRADY M7 1FT-1-425; LABEL FOR USE WITH BRADY BMP71 LABELER; SUITABLE FOR USE WITH RG-179 AND FIBRE PIG TAILS; USE RIBBON M71-R4300; | CNWPL | CNW PL - SLACKS CREEK | 114706 | CURRENT
000024162 | LABEL | BRADY M71EP-7-7593-WT; LABEL FOR USE WITH THE BRADY LABELER; 35MM X 18MM LABEL; SUITABLE FOR CB LABELS; USE RIBBON M71-R6000; | CNWPL | CNW PL - SLACKS CREEK | M7-7-7593-WT | CURRENT
000024162 | LABEL | BRADY M71EP-7-7593-WT; LABEL FOR USE WITH THE BRADY LABELER; 35MM X 18MM LABEL; SUITABLE FOR CB LABELS; USE RIBBON M71-R6000; | APCS | INACO AUTOMATION CONTROLS | 872120 | CURRENT
000024162 | LABEL | BRADY M71EP-7-7593-WT; LABEL FOR USE WITH THE BRADY LABELER; 35MM X 18MM LABEL; SUITABLE FOR CB LABELS; USE RIBBON M71-R6000; | CNWPL | CNW PL - SLACKS CREEK | 872120 | CURRENT
000024165 | LABEL | BRADY M71-33-427; LABEL FOR USE WITH THE BRADY BMP71 LABELER; SUITABLE FOR USE WITH 20 PAIR CABLES & FIBRE CABLES; USE RIBBON M71-R43000; | REXEL | REXEL PTY LTD | BRD173335 | CURRENT
000024165 | LABEL | BRADY M71-33-427; LABEL FOR USE WITH THE BRADY BMP71 LABELER; SUITABLE FOR USE WITH 20 PAIR CABLES & FIBRE CABLES; USE RIBBON M71-R43000; | APCS | INACO AUTOMATION CONTROLS | 115095 | CURRENT
000024165 | LABEL | BRADY M71-33-427; LABEL FOR USE WITH THE BRADY BMP71 LABELER; SUITABLE FOR USE WITH 20 PAIR CABLES & FIBRE CABLES; USE RIBBON M71-R43000; | REXEL | REXEL PTY LTD | BRD115095 | CURRENT
000024166 | LABEL | BRADY M71-45-422; LABEL FOR USE WITH THE BRADY BMP71 LABELER; 38MM X 9.5MM LABEL; SUITABLE FOR LABELLING MODEMS, DATA PORTS; USE RIBBON M71-R6000; | APCS | INACO AUTOMATION CONTROLS | 114833 | CURRENT
000024166 | LABEL | BRADY M71-45-422; LABEL FOR USE WITH THE BRADY BMP71 LABELER; 38MM X 9.5MM LABEL; SUITABLE FOR LABELLING MODEMS, DATA PORTS; USE RIBBON M71-R6000; | REXEL | REXEL PTY LTD | BRD114833 | CURRENT
000024170 | PRINTER RIBBON | BRADY R4300 BLACK; M71-R4300; PRINTER RIBBON FOR BRADY BMP71 LABELER; SUITABLE FOR USE WITH M71-32-427 LABELS; | CNWPL | CNW PL - SLACKS CREEK | M7-R4300 | CURRENT
000024170 | PRINTER RIBBON | BRADY R4300 BLACK; M71-R4300; PRINTER RIBBON FOR BRADY BMP71 LABELER; SUITABLE FOR USE WITH M71-32-427 LABELS; | APCS | INACO AUTOMATION CONTROLS | 114548 | CURRENT
000024170 | PRINTER RIBBON | BRADY R4300 BLACK; M71-R4300; PRINTER RIBBON FOR BRADY BMP71 LABELER; SUITABLE FOR USE WITH M71-32-427 LABELS; | CNWPL | CNW PL - SLACKS CREEK | 114548 | CURRENT
000024180 | PRINTER RIBBON | BRADY R6000 BLACK; M71-R6000; PRINTER RIBBON FOR BRADY BMP71 LABELER; SUITABLE FOR USE WITH M71EP-7593-WT LABELS; | CNWPL | CNW PL - SLACKS CREEK | M7-R6000 | CURRENT
000024180 | PRINTER RIBBON | BRADY R6000 BLACK; M71-R6000; PRINTER RIBBON FOR BRADY BMP71 LABELER; SUITABLE FOR USE WITH M71EP-7593-WT LABELS; | APCS | INACO AUTOMATION CONTROLS | BRD114547 | CURRENT
000024180 | PRINTER RIBBON | BRADY R6000 BLACK; M71-R6000; PRINTER RIBBON FOR BRADY BMP71 LABELER; SUITABLE FOR USE WITH M71EP-7593-WT LABELS; | CNWPL | CNW PL - SLACKS CREEK | 114547 | CURRENT
000024174 | SHELF,ELECTRICAL EQUIPMENT | TRAY, 19' CABINET, 1 RU PERFORATED; XB-425636/1; 1 RU MOUNTING TRAY FOR USE IN MPLS SLIMLINE CABINETS; USED FOR PSU AND DISTRIBUTION BOX MOUNTING; | B&R | B&R ENCLOSURES | XB-425636/1 | CURRENT
000822339 | CABLE,POWER,ELECTRICAL | 11KV; TRIPLEX 3 X 1 CORE; 400SQ MM AL WB STRANDED CONDUCTOR; TRXLPE INSULATED WATER BLOCKED COPPER WIRE SCREEN; BLACK MDPE; CUT TO LENGTH; | MIDLANDS | MIDLAND METALS | MMO11KV3X1CX400ATRXWBTSCRWBTH | PURCHASE AS REQUIRED
000023979 | DISK,CPU | Solid State Disk, SACS SSD 16GB, 2.5" IDE, Industrial Grade | SYNERGY | CONTROL SYNERGY PL | KD16GFI-303 | CURRENT
000023814 | FRAME,MOUNTING | 11Kx NEX SUPPORT STRUCTURE; STRUCTURE; STEEL; GALV; HOT DIPPED; NEX; DIM X= 3600MM; TYPE 1; ENERGEX DWG LOSTD-ST042-02; USED IN SUBSTNS; | ERGON | ERGON ENERGY | 23814 - LOSTD-ST042-02 | PURCHASE AS REQUIRED
000023815 | FRAME,MOUNTING | 11Kx NEX SUPPORT STRUCTURE; STRUCTURE; STEEL; GALV; HOT DIPPED; NEX; DIM X = 2700MM; TYPE 2; ENERGEX DWG LOSTD-ST042-02; USED IN SUBSTATIONS; | ERGON | ERGON ENERGY | 23815 - LOSTD-ST042-02 | PURCHASE AS REQUIRED
000024168 | COVER,ELECTRICAL EQUIPMENT | DUST COVER FOR RJ45 PORTS; USED ON EQUIPMENT IN THE MPLS NETWORK; | HELLERMN |  | 854-40246 | CURRENT
000024168 | COVER,ELECTRICAL EQUIPMENT | DUST COVER FOR RJ45 PORTS; USED ON EQUIPMENT IN THE MPLS NETWORK; | RSCOMP | RADIOSPARES COMPONENT PTY LTD | 719-0797 | CURRENT
000024169 | COVER,ELECTRICAL EQUIPMENT | DUST COVER FOR SFP CAGE, BLACK; DUST COVER FOR SFP PORTS USED ON EQUIPMENT IN THE MPLS NETWORK; | RSCOMP | RADIOSPARES COMPONENT PTY LTD | 680-9446 | CURRENT
000024171 | METER | AFLC Meter, "DINGO", for Measuring Audio Frequency Signal Strength on Distribution Networks | PENTA | PENTA AUST (TMAC THEW & MCCANN/HYLEC) | PA01964 | PURCHASE AS REQUIRED
000024171 | METER | AFLC Meter, "DINGO", for Measuring Audio Frequency Signal Strength on Distribution Networks | THEWMCAN | TMAC THEW & MCCANN GROUP | TM00544 | PURCHASE AS REQUIRED
000024171 | METER | AFLC Meter, "DINGO", for Measuring Audio Frequency Signal Strength on Distribution Networks | THEWMCAN | TMAC THEW & MCCANN GROUP | TM01964 | PURCHASE AS REQUIRED
000024146 | SWITCHGEAR,TRANSFORMER | TRANSFORMER SWGR UNIT; 12KV; 1250 A; 25KA; 2000 A BUS; METAL ENCLOSED FIXED SWGR; CONTROL GEAR ASSEMBLY; 110 V DC AUX SUPPLY, C/W CURRENT TRANSFORMERS | 10142D | SCHNEIDER - EI8618 - PRIMARY SWITCHGEAR | 24146 | CURRENT
000024146 | SWITCHGEAR,TRANSFORMER | TRANSFORMER SWGR UNIT; 12KV; 1250 A; 25KA; 2000 A BUS; METAL ENCLOSED FIXED SWGR; CONTROL GEAR ASSEMBLY; 110 V DC AUX SUPPLY, C/W CURRENT TRANSFORMERS | SCHNEIDR | SCHNEIDER PTY LTD (MANUFACTURER) | 24146 | CURRENT
000023982 | RELAY,OVERCURR & EARTH FAULT,DIRECTIONAL | 48/110V DC pwr; 48/110V DC logic; 1A/5A-ph 1A/5A-resd, 1A/5A-SEF; Flush/60TE Rack;100BaseTx;100Base FX; | SCHNEDER | SCHNEIDER PTY LTD | P14221BC8M0469J | PHASING
000023988 | RELAY,PROTECTION | Directional O/C & E/F, 110VDC Logic, 48/125VDC Pwr, 1A Ph & 1A Resd, 3U Vert Panel, 10/100T, MMST, 100FX, MMLC, RS232/RS485 Flush | SEL | SCHWEITZER ENGINEERING LABORATORIES INC. | 035179A3H134X2 | PHASING
000023998 | RELAY,PROTECTION | Line Diff, OC & Dir EF, 16/10 I/O, 48-250VDC Pwr, 1/5A CT, 1300nm FO Line Comms Module, DNP3 over RS485 & 100BaseTX, 4U Case | ABB | ABB FAN PTY LTD | RED615 HBDDAEAGAHH1AMA1XG | CURRENT
000023998 | RELAY,PROTECTION | Line Diff, OC & Dir EF, 16/10 I/O, 48-250VDC Pwr, 1/5A CT, 1300nm FO Line Comms Module, DNP3 over RS485 & 100BaseTX, 4U Case | ABB | ABB FAN PTY LTD | HBDDAEAGAHH1AMA1XG | CURRENT
000024024 | RELAY,FEEDER DIFFERENTIAL. | 48/110V DC PWR; 24/250V DC LOGIC; 1A/5A-PH 1A/5A-RESD; FLUSH OR 80TE CASE RACK MOUNTING; | SCHNEDER | SCHNEIDER PTY LTD | P54321BC8M0D19M | PHASING
000024025 | RELAY,FEEDER DIFFERENTIAL. | 48/110V DC PWR; 24/250V DC LOGIC; 1A/5A-PH 1A/5A-RESD; FLUSH OR 80TE CASE RACK MOUNTING; | SCHNEDER | SCHNEIDER PTY LTD | P54321BA8M0D19M | STRATEGIC SPARE
000024026 | RELAY,FEEDER DIFFERENTIAL. | 48/110V DC PWR; 24/250V DC LOGIC; 1A/5A-PH 1A/5A-RESD; FLUSH OR 80TE CASE RACK MOUNTING; | SCHNEDER | SCHNEIDER PTY LTD | P54321BB8M0D19M | PHASING
000024060 | METER,LOGGER | METER,CURRENT AND VOLTAGE MEASURING; 125/250 Vdc pwr; 110V DC logic; 1A/5A-ph 1A/5A-resd; Flush Mount;EIA-232;EIA-485;100BASE-FX; | SEL | SCHWEITZER ENGINEERING LABORATORIES INC. | 0735BX20943GXXXXXX15121XX | CURRENT
000023215 | ADAPTOR | EARTHING TAGS; SET INCLUDES ZERO(0) DEGREES; FOURTY-FIVE(45)DEGREES NINETY(90) DEGREES; USED FOR AFLC COUPLING CELL; | ERGON | ERGON ENERGY | EARTHING TAGS SC23215 | CURRENT
000023986 | RELAY,PROTECTION | Directional O/C & E/F, 110VDC Logic, 48/125VDC Pwr, 1A Ph & 1A Resd, 3U Horiz Rack, 10/100T, MMST, 100FX, MMLC, RS232/RS485 Flush | SEL | SCHWEITZER ENGINEERING LABORATORIES INC. | 035173A3H134X2 | PHASING
000023518 | SWITCHGEAR,TRANSFORMER | TRANSFORMER SWITCHGEAR UNIT, 36KV, 1250A, 31.5KA, 2000 A BUS; TRANSFORMER CB UNIT WITH BUS EARTH SWITCH; CONTRACT 10142C; REFER TO EXTENDED DESCRIPTION; | SIEMENS | SIEMENS LTD | 8DA10 - SC23518 | PURCHASE AS REQUIRED
000024172 | WHEEL,ABRASIVE | ABRASIVE:WHEEL;CUT-OFF,125MM,22.23MM WHEEL,ABRASIVE Cut Off Wheel, 125 x 1 x 22.23mm Disc, Complies with AS17788.1 - 1987 | TOOLCITY | TOOL CITY | B-18150-10 | CURRENT
000024172 | WHEEL,ABRASIVE | ABRASIVE:WHEEL;CUT-OFF,125MM,22.23MM WHEEL,ABRASIVE Cut Off Wheel, 125 x 1 x 22.23mm Disc, Complies with AS17788.1 - 1987 | BLKWOOD | J BLACKWOOD & SON LTD | B-18150-10 | CURRENT
000024172 | WHEEL,ABRASIVE | ABRASIVE:WHEEL;CUT-OFF,125MM,22.23MM WHEEL,ABRASIVE Cut Off Wheel, 125 x 1 x 22.23mm Disc, Complies with AS17788.1 - 1987 | C&LTOOL | CALTCO T/A C&L TOOL CENTRE | MAKACOW125X1INOX | CURRENT
000024173 | BEACON,PERSONAL LOCATOR | GPS, Digital 406MHz, High Intensity Flashing LED, 7 Year Battery Life, IP67 Carry Case, supplied with Asset & Barcode | PENTA | PENTA AUST (TMAC THEW & MCCANN/HYLEC) | PA21663 | CURRENT
000024173 | BEACON,PERSONAL LOCATOR | GPS, Digital 406MHz, High Intensity Flashing LED, 7 Year Battery Life, IP67 Carry Case, supplied with Asset & Barcode | GME | GME INNOVATIVE ELECTRONICS | MT610G | CURRENT
000024173 | BEACON,PERSONAL LOCATOR | GPS, Digital 406MHz, High Intensity Flashing LED, 7 Year Battery Life, IP67 Carry Case, supplied with Asset & Barcode | HYLEC | HYLEC PTY LTD | MT610GBAUS | CURRENT
000024173 | BEACON,PERSONAL LOCATOR | GPS, Digital 406MHz, High Intensity Flashing LED, 7 Year Battery Life, IP67 Carry Case, supplied with Asset & Barcode | HYLEC | HYLEC PTY LTD | MT610GAUS | CURRENT
000024178 | ADAPTOR,CONNECTOR,ELECTRICAL | CRIMP CONNECTOR, LIP BLADE, BLUE 5MM WIDE; USED ON TERMINAL BLOCK AND SWITCHBOARDS FOR COMMUNICATION INSTALLATIONS;PACK OF 50 | LEGEND | LEGEND POWER SYSTEMS | LB2-5DG | CURRENT
000024178 | ADAPTOR,CONNECTOR,ELECTRICAL | CRIMP CONNECTOR, LIP BLADE, BLUE 5MM WIDE; USED ON TERMINAL BLOCK AND SWITCHBOARDS FOR COMMUNICATION INSTALLATIONS;PACK OF 50 | HAYMANS | HAYMANS ELECTRICAL | CAALB2-5DG | CURRENT
000023398 | FUSE ELEMENT,ELEC | 250 AMP; 12 KV; FUSE; HRC TYPE; FOR PROTECTING 2.2 MVAR (CONTRACT 09019) AND 3.75 MVAR (CONTRACT CL45) CAPACITOR BANK STAGES; 442MM LONG; | ABB | ABB FAN PTY LTD | 3010314.250A | CURRENT
000023399 | CAPACITOR UNIT. | 7.5 KV;TWO BUSHING (2-S1);50 HZ;476KVAR; INTERNALLY FUSED; CAPACITOR CAN TO SUIT ENERGEX ABB 2.2MVAR ABBACUS CAPACITOR BANK STAGES; | ABB | ABB FAN PTY LTD | HVA15007.10-X | STRATEGIC SPARE
000023401 | CAPACITOR UNIT. | 7.45 KV;800kVAr;TWO BUSHING;INTERNALLY FUSED; CAPACITOR CAN; 45.88 MICROFARAD; 2.250MOHM; TYPE CHDB 162; USED WITH 3.75MVAR 11KV STAGE CAPACITOR BANK; | ABB | ABB FAN PTY LTD | HVA13024.10-X | CURRENT
000023402 | CONTACTOR | HIGH VOLTAGE; VACUUM; 12KV; 250AMP; 6KA 1S; FIXED NON-WITHDRAWABLE; FOR CAP BANK SWITCHING; 3 PHASE VACUUM CONTACTOR; VSC-S/G; SCO; BASIC; OPTION BOAR; | ABB | ABB FAN PTY LTD | 1VCF305532R1100 | CURRENT
000023403 | TRANSFORMER,CURRENT | CT; 12KV; 600/5A; 20kA 3s; OVER CURRENT EARTH FAULT (OCEF) PROTECTION CT; TO SUIT 3.75MVAR (CONTRACT CL45) 11KV CAPACITOR BANK STAGES; | ABB | ABB FAN PTY LTD | HVA13024.32 | CURRENT
000023404 | TRANSFORMER,CURRENT | CT; 12KV; 20/5A; 30VA; 2kA 1s; OUT OF BALANCE (OOB) PROTECTION CT (AKA AS UNBALANCE CT);TO SUIT 3.75MVAR (CONTRACT CL45) 11KV CAPACITOR BANK STAGES; | ABB | ABB FAN PTY LTD | HVA13024.31 | CURRENT
000024141 | CIRCUIT BREAKER | VACUUM;ABB;VD4; 12KV; 3 PHASE; 630AMP; 25KA/3s; 210MM POLE DISTANCE; TO SUIT ABB 11kV 5.0 MVAR SINGLE-STAGE CAPACITOR BANK (CONTRACT 09019); | ABB | ABB FAN PTY LTD | HVA15007.41 | STRATEGIC SPARE
000024179 | LOCKOUT DEVICE | Lock, Handle & Hasp, 3 Point Locking System, c/w S/Steel Rods, S/Steel Handle S/Steel Lock & Hasp, for Padmount Transformers (Rect & Sq) | WILSON | WILSON TRANSFORMER CO. PTY LTD | 3PT LOCKING SET | CURRENT
000024142 | TRANSFORMER,CURRENT | OVER CURRENT EARTH FAULT (OC EF) PROTECTION; CT; 12KV; 1000/600/1A; 2.5VA 20KA/3s; TYPE SW45; CURRENT TRANSFORMER TO SUIT 5.0MVAR 11KV CAP SINGLE BANK | ABB | ABB FAN PTY LTD | HVA15007.32 | CURRENT
000024152 | TRANSFORMER,CURRENT | CT; 12KV; 15/1A; 30VA; 2KA 1s;TYPE SW44; OUT OF BALANCE(OOB) PROTECTION CT (AKA UNBALANCE CT); TO SUIT 11KV 5.0MVAR 11KV SINGLE STAGE CAPACITOR BANK; | ABB | ABB FAN PTY LTD | HVA15007.31 | CURRENT
000024132 | CAPACITOR UNIT. | 6.93 KV RMS; 667KVAR, TWO BUSHING(2-S1); INTERNALLY FUSED; CAPACITOR CAN; 44.2 MICROFARAD; 1.12MOHM; TYPE CHD850B; USED WITH 20MVAR 33KV STAGE CAPACITOR BANK; | ABB | ABB FAN PTY LTD | HVB10023.10 | CURRENT
000024134 | INSULATOR,STANDOFF | STATION POST, CYLINDRICAL; PORCELAIN, SOLID CORE; 458MM H; VERTICAL; BASE MTG; 33 KV NOM SYS V; 200KV LIWV; NOM CREEPAGE 995MM; APPROX WEIGHT 15KG; | DULMISON | DULMISON (AUST) PTY LTD | H10765 | CURRENT
000024138 | GUARD,ANIMAL | BIRD CAP; WILDLIFE PROOFING; TO SUIT ABB 33KV CAPACITOR BANKS SC19442 (CONTRACT 09019); POLYPROPELENE; GREY; | ABB | ABB FAN PTY LTD | BIRD04 | CURRENT
000024182 | INVERTER,POWER | POWERPOINT; DOUBLE POWERPOINT FOR VEHICLE INVERTERS; 240V; DUAL SWITCHED, WHITE; ONLY COMPATIBLE WITH CMS CABLING; OVERALL SIZE IS 130MM X 72MM; | ENERDRIV | ENERDRIVE PTY LTD | CMS-C16.2WT | PURCHASE AS REQUIRED
000024183 | INSULATING COMPOUND,ELECTRICAL | GUROFLEX MV INSULATING COMPOUND;TWO PART COLD POUR;FOR 33 KV STRAIGHT JOINTS ,USING COPPER SLEEVES ON 185-800 SQ MM XLPE/LY/HDPE;4.3 L KIT;SHELF LIFE 2 YRS | TYCO | TYCO | GUROFLEX-MV-C430B 4.3L | PURCHASE AS REQUIRED
000024194 | INSULATING COMPOUND,ELECTRICAL | GUROFLEX MV INSULATING COMPOUND;TWO PART COLD POUR;FOR 33 KV STRAIGHT JOINTS ,USING COPPER SLEEVES ON 185-800 SQ MM XLPE/LY/HDPE;10L KIT;SHELF LIFE 2 YRS | TYCO | TYCO | GUROFLEX-MV-C1000 10L | PURCHASE AS REQUIRED
000024184 | CUBICLE,ELECTRICAL EQUIPMENT. | SURFACE MOUNTED ENCLOSURES, HAGAR LOAD CENTRE; LOAD CENTRE 8 CB POSITIONS USED IN SLIMLINE RACKS FOR MPLS COMMUNICATIONS INSTALLATIONS; | HAYMANS | HAYMANS ELECTRICAL | HAGGD108T | CURRENT
000024185 | CHARGER,BATTERY | Milwaukee 18V, 6-Bay Sequential Charger, for Li-Ion Batteries | MILWAUKE | MILWAUKEE POWER TOOLS | M1418C6 | CURRENT
000024185 | CHARGER,BATTERY | Milwaukee 18V, 6-Bay Sequential Charger, for Li-Ion Batteries | TOOLCITY | TOOL CITY | M1418C6 | CURRENT
000024185 | CHARGER,BATTERY | Milwaukee 18V, 6-Bay Sequential Charger, for Li-Ion Batteries | TDETOOLS | TRADE TOOLS DIRECT (GEEBUNG) | M1418C6 | CURRENT
000024185 | CHARGER,BATTERY | Milwaukee 18V, 6-Bay Sequential Charger, for Li-Ion Batteries | C&LTOOL | CALTCO T/A C&L TOOL CENTRE | MILWAM1418C6 | CURRENT
000024187 | DRILL | Milwaukee, 18V Hammer Drill, M18 Fuel Rotary, 3-Mode, Skin Only | MILWAUKE | MILWAUKEE POWER TOOLS | M18FHP-0 | CURRENT
000024187 | DRILL | Milwaukee, 18V Hammer Drill, M18 Fuel Rotary, 3-Mode, Skin Only | C&LTOOL | CALTCO T/A C&L TOOL CENTRE | M18FHP-0 | CURRENT
000023216 | CABLE GLAND | CABLE GLAND SET; CABLE GLAND; LOCK NUT, EARTH TAG (SET) FOR ARMOURED CABLE; USED FOR AFLC COUPLING EQUIPMENT; | CABAC | CABAC (MANUFACTURER) | CW25, LNM25, ET25 | CURRENT
000024188 | METER | Load Unit, 100A CT, Min Cat III 600V, Input Leads 10A Fused Retractable Shrouds, Output Leads 16mm2 Cu Cable all Colour Coded & Double Insulated c/w | GAYRAD | JJ ELECTRICAL MANUFACTURING T/A GAYRAD | MLU100-3 | CURRENT
000024190 | ELBOW,TERMINATION POWER CABLE. | SET OF 3 X 630A DYSCONS EXT BUSHINGS FOR SCHNEIDER GENIE EVO SWITCHGEAR 1250A PANELS; COUPLING FOR SECOND CABLE, 1 X 13MM HOLE SUIT M12 BOLT; | SCHNEDER | SCHNEIDER PTY LTD | GDVA-203 | CURRENT
000024200 | ELBOW,TERMINATION POWER CABLE. | SET OF 3 X 630A DYSCONS TO SUIT SCHNEIDER GENIE EVO SWITCHGEAR 1250A PANELS; 1 X CABLE PER PHASE, 1 X 13MM HOLE SUIT M12 BOLT; | SCHNEDER | SCHNEIDER PTY LTD | GDVA-202 | CURRENT
000024197 | ELBOW,TERMINATION POWER CABLE. | INSULATED DEAD-BREAK SCREENED SEPARABLE CONNECTORS (ELBOWS); SET OF 3 FOR 3 PHASE; 24KV TO SUIT 800SQMM CU CABLE; 11KV; C/W SCREEN LUG 10-70SQMM; | NKT | NKT CABLES AUSTRALIA P/L | 2662545 | CURRENT
000024197 | ELBOW,TERMINATION POWER CABLE. | INSULATED DEAD-BREAK SCREENED SEPARABLE CONNECTORS (ELBOWS); SET OF 3 FOR 3 PHASE; 24KV TO SUIT 800SQMM CU CABLE; 11KV; C/W SCREEN LUG 10-70SQMM; | SICAME | SICAME AUSTRALIA PTY LTD | CST1250 11 24197 | CURRENT
000024197 | ELBOW,TERMINATION POWER CABLE. | INSULATED DEAD-BREAK SCREENED SEPARABLE CONNECTORS (ELBOWS); SET OF 3 FOR 3 PHASE; 24KV TO SUIT 800SQMM CU CABLE; 11KV; C/W SCREEN LUG 10-70SQMM; | STREAM | STREAMLINED ENERGY PTY LTD | SES.24SAT24.SKS800-1000.EN | CURRENT
000024147 | SWITCHGEAR,FEEDER | FEEDER SWGR UNIT;12 KV;1250 A;25KA;C&I; 2000 A BUS;METAL ENCLOSED FIXED SWGR; 110 V DC AUX SUP-PLY C/W VT & CURRENT TFMRS FOR 3OC EF SEF CBF (P142) FD & IS | SCHNEDER | SCHNEIDER PTY LTD | CONTRACT 10142D ITEM 41 | CURRENT
000024148 | SWITCHGEAR,FEEDER | FEEDER SWGR UNIT;12 KV;1250 A;25KA;C&I; 2000 A BUS;METAL ENCLOSED FIXED SWGR; 110 V DC AUX SUP-PLY C/W CURRENT TFMRS FOR 3OC EF SEF CBF (P142); | SCHNEDER | SCHNEIDER PTY LTD | CONTRACT 10142D ITEM 42 | CURRENT
000024149 | SWITCHGEAR,FEEDER | FEEDER SWGR UNIT;12 KV;1250 A;25KA;C&I; 2000 A BUS;METAL ENCLOSED FIXED SWGR; 110 V DC AUX SUP-PLY C/W VT & CURRENT TFMRS FOR CUST METERING & 3OC EF SEF CBF | SCHNEDER | SCHNEIDER PTY LTD | CONTRACT 10142D ITEM 43 | CURRENT
000024192 | SWITCH FUSE GEAR | ABB SAFE+ AFLR VVVV-VV;REAR TOP OR FRONT BOTTOM CABLE ENTRY;630A CB INCOMER; 630A TRANSFORMER CB; FOR USE IN CBD MESH SUBS; 2050X925X2486H; 800+430KG; EXT RHS | ABB | ABB FAN PTY LTD | 510106 | PURCHASE AS REQUIRED
000024196 | SWITCHGEAR,FEEDER | ABB SAFEPLUS VVV-VV- TRIPLE TRANSFORMER CIRCUIT BREAKER DOUBLE FEEDER CIRCUIT BREAKER REAR TOP OR FRONT BOTTOM CABLE ENTRY | ABB | ABB FAN PTY LTD | 510105 | PURCHASE AS REQUIRED
000024199 | SWITCHGEAR,FEEDER | ABB SAFEPLUS VVV- SINGLE TRANSFORMER CIRCUIT BREAKER DOUBLE FEEDER CIRCUIT BREAKER REAR TOP OR FRONT BOTTOM CABLE ENTRY | ABB | ABB FAN PTY LTD | 510103 | PURCHASE AS REQUIRED
000024204 | SWITCH FUSE GEAR | ABB SAFEPLUS AFLR VVVV-; REAR TOP OR FRONT BOTTOM CABLE ENTRY;630A CB INCOMER 630A TRANSFORMER CB; FOR USE IN CBD MESH SUBS; 1346X925X2486H; 800KG; EXT RHS; | ABB | ABB FAN PTY LTD | 510104 | PURCHASE AS REQUIRED
000024193 | CONNECTOR,ELECTRICAL | TYPE 3 SEPARABLE CONNECTOR TO SUIT ILJIN 33KV 630SQMM XLPE/LAT CABLE; C/W KEVLAR STRING; W/O VOLTAGE TAP; SET OF 3 PACK WEIGHT 11KG: | NKT | NKT CABLES AUSTRALIA P/L | CPI-3 630SQMM | CURRENT
000024193 | CONNECTOR,ELECTRICAL | TYPE 3 SEPARABLE CONNECTOR TO SUIT ILJIN 33KV 630SQMM XLPE/LAT CABLE; C/W KEVLAR STRING; W/O VOLTAGE TAP; SET OF 3 PACK WEIGHT 11KG: | TECONN | TE CONNECTIVITY LTD | RPIT-6363-W | CURRENT
000024175 | CIRCUIT BREAKER | OUTDOOR; SF6; SCHNEIDER; 36KV; MTR CHG SPRING; 110V TRIP; INCLUDES 3 X 36KV POST CTS; | SCHNEDER | SCHNEIDER PTY LTD | 36GIE31 | CURRENT
000024198 | RELAY,OVERCURRENT | UNDER-/OVERCURRENT RELAY; 50HZ 0.5-1.5A; DC 110-125/220-250V; ABB RXIG 22; RK411006-DF; | ABB | ABB FAN PTY LTD | RK411006-DF | CURRENT
000024201 | RELAY,OVERCURRENT | UNDER-/OVERCURRENT RELAY; 50HZ 1-3A; DC 110-125/220-250V; ABB RXIG 22; RK411006-DG; | ABB | ABB FAN PTY LTD | RK411006-DG | CURRENT
000024203 | RELAY,OVERCURRENT | TIME OVERCURRENT RELAY; ABB RXIDK 2 H LR = AC 1A 50-60HZ; STANDARD FILTER; 1MRK000838-AA; | ABB | ABB FAN PTY LTD | 1MRK000838-AA | CURRENT
000024205 | RELAY,OVERCURRENT | TIME OVERCURRENT RELAY; ABB RXIDK 2 HR LR = SC 5A 50-60HZ; STANDARD FILTER; 1MRK000838-HA; | ABB | ABB FAN PTY LTD | 1MRK000838-HA | CURRENT
000024210 | RELAY,OVERCURRENT | UNDER VOLTAGE; OVER VOLTAGE; AC 5-15V DC 110-125/220-250V; ABB RXEG21 RK411102-DA; | ABB | ABB FAN PTY LTD | RK411102-DA | CURRENT
000024206 | FUSEHOLDER,BASE & CARRIER | 100AMP; 500V;OUTDOOR SERVICE TYPE;SINGLE POLE;6-95 SQ MM INSULATED AL/CU; C/W YELLOW NUMBER PLATE; SPECIAL USE FOR FUSE BASE REPLACEMENT PROGRAM; | SICAME | SICAME AUSTRALIA PTY LTD | PFV100 695E IDP YELLOW PLATE | CURRENT
000023519 | SWITCHGEAR,FEEDER | FEEDER SWITCHGEAR UNIT, 36KV; 800A, 31.5KA, 200 A BUS; SUITABLE FOR 110 V DC AUXILLARY SUPPLY INCLUDING CURRENT TRANSFORMERS FOR FEEDER AND BZ & HI | SIEMENS | SIEMENS LTD | 8DA10 - SC23519 | PURCHASE AS REQUIRED
000023520 | SWITCHGEAR,TRANSFORMER | TRANSFORMER SWITCHGEAR UNIT, 36KV; INCLUDING 3 PHASE BUS VOLTAGE TFORMER AND CURRENT TFORMERS FOR TFORMER AND BZ HI & LI PROTECTION; | SIEMENS | SIEMENS LTD | 8DA10 - SC23520 | PURCHASE AS REQUIRED
000024211 | MICROCIRCUIT,DIGITAL | RENESAS MICROCONTROLLER; HD64F7051SFJ20V; CPU IC USED ON SICM2B; | 10315 | CIRCUIT SOLUTIONS PL - 075383 | HD64F7051SFJ20V | CURRENT
000024208 | MONITOR. | LOW VOLTAGE FEEDER MONITOR; OVERHEAD LV FEEDER MONITORING; LOW VOLTAGE CIRCUIT MONITORING; EDMI MK10A, INTERCELL SAM3S, TELSTRA NETWORK; | WILSONTR | WILSON POWER TRANSFORMER | 133-7135-01 | CURRENT
000024049 | RELAY | MULTITRIP; RMS 2HSM520D2-E-20M00B-4M56S1 HR FLAG;20 SR CONT; 125 V DC;SIZE 4 MODULAR CASE; Non-Latched Multitrip | RMS | RELAY MONITORING SYSTEMS PL | 2HSM520D2-E-20M00B-4M56S1 | CURRENT
000023810 | BOX,ELECTRICAL,MULTIAPPLICATION. | ENCLOSURE W/MOUNT M/STEEL IP66; H1200xW800xD300mm S/DOOR; | NHP | NHP ELECTRICAL ENGINEERING | MAS1208030R5 | PURCHASE AS REQUIRED
000024117 | PANEL,INTERFACE | ZONE SUBSTATION ALARM INTERFACE PANEL; 15 ALARMS; ENCLOSURE W/MOUNT M/STEEL IP66; H800xW400xD300mm S/DOOR; 15 ALARMS | NHP | NHP ELECTRICAL ENGINEERING | EGXSC24117 | CURRENT
000024117 | PANEL,INTERFACE | ZONE SUBSTATION ALARM INTERFACE PANEL; 15 ALARMS; ENCLOSURE W/MOUNT M/STEEL IP66; H800xW400xD300mm S/DOOR; 15 ALARMS | NHP | NHP ELECTRICAL ENGINEERING | MCLSPEC-BIT0317186 | CURRENT
000024212 | FIXTURE,LIGHTING | LED; 32W 3000K; 350MM - 3725 LUMENS; BULKHEAD CEILING OR WALL MTG; POLYCARBONATE BOWL;CAST ALUMINIUM BODY C/W S/S WIRE GUARD;INTEGRAL CONTROL | ZUMTOBEL | ZUMTOBEL LIGHTING PL | BEG24079 | CURRENT
000024116 | SIGN | DANGER HIGH VOLTAGE SYMBOLIC, Alum Retro Reflective, 220mm Dia, 1.6mm Thk, Dwg 2900-A3 D53 | ARTCRAFT | ARTCRAFT PTY LTD | 24116 | CURRENT
000024115 | SIGN | LOW LIVE PARTS KEEP CLEAR; ALUMINIUM RETRO REFLECTIVE; 220mm x 180mm x 1.6mm THICK; DRAWING 2900-A3 D52 | ARTCRAFT | ARTCRAFT PTY LTD | 24115 | CURRENT
000024213 | HOIST,CHAIN | Vital Lever Hoist, 1.5m Height of Lift, 800kg WLL, AS1418.2 | STEHOUSE | STENHOUSE LIFTING EQUIPMENT PL | 44202 | PURCHASE AS REQUIRED
000024213 | HOIST,CHAIN | Vital Lever Hoist, 1.5m Height of Lift, 800kg WLL, AS1418.2 | STEHOUSE | STENHOUSE LIFTING EQUIPMENT PL | VR2-08 | PURCHASE AS REQUIRED
000024214 | HOIST,CHAIN | Vital Lever Hoist, 1.5m Height of Lift, 1.6t WLL, AS1418.2 | STEHOUSE | STENHOUSE LIFTING EQUIPMENT PL | VR2-15 | PURCHASE AS REQUIRED
000024215 | HOIST,WINCH,RATCHET LEVER. | CHAIN LEVER HOIST; 1.5 (HOL) HEIGHT OF LIFT; WLL 3.2TN; WEIGHT 16.3KG COMPLIES TO AS1418.2 | STEHOUSE | STENHOUSE LIFTING EQUIPMENT PL | VR2-30 | PURCHASE AS REQUIRED
000024217 | BOX, ESCAPE | Orange, 200 x 100 x 500mm, EWP Plastic Escape Box Only, to house Descending Rope | HEIGHDYN | HEIGHT DYNAMICS | ENERGEX ESCAPE MASTER BOX | PURCHASE AS REQUIRED
000024217 | BOX, ESCAPE | Orange, 200 x 100 x 500mm, EWP Plastic Escape Box Only, to house Descending Rope | HEIGHDYN | HEIGHT DYNAMICS | EWP BOX | PURCHASE AS REQUIRED
000024218 | STEPLADDER | Folding Step Stool, 2 Ft, Rated to 136Kg, Plastic, 2 Step, Industrial Use, 10Kg | AMPLITUD | AMPLITUDE PTY LTD - 396777 | FG420903CYLND | PURCHASE AS REQUIRED
000024218 | STEPLADDER | Folding Step Stool, 2 Ft, Rated to 136Kg, Plastic, 2 Step, Industrial Use, 10Kg | HYLEC | HYLEC PTY LTD | 4209EZSTEP | PURCHASE AS REQUIRED
000024051 | RELAY,ELECTROMAGNETIC | RELAY, VOLTAGE MEASUREMENT; SETTING RANGE 1-255 V AC IN 1V STEPS; AUX VOLTAGE 40-275V AC & 40-300V DC; | RMS | RELAY MONITORING SYSTEMS PL | 2V76-BA | CURRENT
000024050 | RELAY,ELECTROMAGNETIC | RELAY, VOLTAGE MEASUREMENT; SETTING RANGE 1-255 V AC IN 1V STEPS; AUX VOLTAGE 20-70V DC; | RMS | RELAY MONITORING SYSTEMS PL | 2V76-AA | CURRENT
000024119 | PLATE,BLANKING | Relay Cutout, ABB Type RED615, Brushed Al, Vertical Plate, 200 x 350mm, suitable to replace SOLKOR RF | ERGON | ERGON ENERGY | CCSTD-EP022-34/B | PURCHASE AS REQUIRED
000024118 | PLATE,BLANKING | RELAY CUTOUT; ABB TYPE RED615 RELAY; VERTICAL PLATE; SIZE 300 X 250; TO SUIT EX-BCC; 255mm WIDE PANELS; | ERGON | ERGON ENERGY | CCSTD-EP022-33 AMENDMENT 1 | PURCHASE AS REQUIRED
000024279 | CORONA RING | CORONA RING TO SUIT 110/132KV SYNTHETIC LONGROD INSULATORS (120 OR 160KN); SC04552; SC18680; SC19833; SC19834 | FLOWLINE | FLOWLINE INDUSTRIES PTY LTD | 148 040-005 | CURRENT
000024089 | CONTACTOR, AUXILIARY | SFUK AUXIALIARY CONTACT; RETRO FIT 100-FAB22; USED IN PROCEDURE SCC UPGRADE PDF; USED WITH 100-C CONTACTORS | ALL&BRAD | ALLEN & BRADLEY MANUFACTURER | ALB100FAB22 | MAINTENANCE STOCK
000024088 | CONTACTOR, ELECTRICAL | SFU-K 203 MAIN CONTACTOR; RETRO FIT C/W AUX CONTACT; | REXEL | REXEL PTY LTD | ALB100D140EA11 | MAINTENANCE STOCK
000024087 | CONTACTOR, ELECTRICAL | SFU-K 103 MAIN CONTACTOR; SFU-K 203; SHORTING CONTACTOR; UPGRADE RETROFIT | ALL&BRAD | ALLEN & BRADLEY MANUFACTURER | 100D140T200 | MAINTENANCE STOCK
000024280 | LID,PIT | DTMR; PIT LID FOR MAIN ROADS TYPE 8 PIT; DTMR SPEC MRTS91 CONUITS AND PITS; DRAWINGS DTMR 1634 PIT LIDS, 1631 PITS; | DTMROADS | DEPARTMENT OF MAIN ROADS | DRAWING 1634 & 1631 | PURCHASE AS REQUIRED
000024281 | LID,PIT | DTMR, for Main Roads Type 7 Pit, 2 Half Lids per Set, DTMR Spec MRTS91 Conduits & Pits, Dwg 1634 Pit Lids & 1631 Pits | DTMROADS | DEPARTMENT OF MAIN ROADS | DRAWING 1634 & 1631 TYPE 7 | PURCHASE AS REQUIRED
000024283 | ADAPTER, METER | MINI HUBS | EDMI | EDMI PTY LTD | ECD485 | CURRENT
000024282 | METER,WATTHOUR | MK6E HV 3Ph, 4 Wire/ 3 Wire 63.5/240VAC 1A CT Class 0.2 c/w Aux Supply & Powered Comms Port, Metering Dynamics Label, Plant Item | EDMI | EDMI PTY LTD | 2000-6E20-1A351-220-521-F02 | CURRENT
000023811 | BOX,ELECTRICAL,MULTIAPPLICATION. | WALL MOUNTED, AFLC LINK BOX ENCLOSURE; AUDIO FREQUENCY LOAD CONTROL; ISOLATION LINKS INSTALLED H343XW330XD254 S/DOOR; | ERGON | ERGON ENERGY | SC23811 | CURRENT
000024305 | PATCH LEAD,FIBRE OPTIC | OPTICAL FIBRE PATCH CABLE D4LCLC1M-C2 LC-LC DUPLEX OM4 1 METRE | OPTIMAL | OPTIMAL CABLE SERVICES PTY LTD | D4LCLC1M-C2 | PURCHASE AS REQUIRED
000024306 | PATCH LEAD,FIBRE OPTIC | OPTICAL FIBRE PATCH CABLE D4STLC1M-C2 ST-LC DUPLEX OM4 1 METRE | OPTIMAL | OPTIMAL CABLE SERVICES PTY LTD | D4STLC1M-C2 | PURCHASE AS REQUIRED
000024307 | PATCH LEAD,FIBRE OPTIC | OPTICAL FIBRE PATCH CABLE D4LCLC3M-C2 LC-LC DUPLEX OM4 3 METRE | OPTIMAL | OPTIMAL CABLE SERVICES PTY LTD | D4LCLC3M-C2 | PURCHASE AS REQUIRED
000024308 | PATCH LEAD,FIBRE OPTIC | OPTICAL FIBRE PATCH CABLE D4STLC3M-C2 ST-LC DUPLEX OM4 3 METRE | OPTIMAL | OPTIMAL CABLE SERVICES PTY LTD | D4STLC3M-C2 | PURCHASE AS REQUIRED
000024309 | PATCH LEAD,FIBRE OPTIC | OPTICAL FIBRE PATCH CABLE D4LCLC5M-C2 LC-LC DUPLEX OM4 5 METRE | OPTIMAL | OPTIMAL CABLE SERVICES PTY LTD | D4LCLC5M-C2 | PURCHASE AS REQUIRED
000024310 | PATCH LEAD,FIBRE OPTIC | OPTICAL FIBRE PATCH CABLE D4STLC5M-C2 ST-LC DUPLEX OM4 5 METRE | OPTIMAL | OPTIMAL CABLE SERVICES PTY LTD | D4STLC5M-C2 | PURCHASE AS REQUIRED
000024311 | PATCH LEAD,FIBRE OPTIC | OPTICAL FIBRE PATCH CABLE D4LCLC10M-C2 LC-LC DUPLEX OM4 10 METRE | OPTIMAL | OPTIMAL CABLE SERVICES PTY LTD | D4LCLC10M-C2 | PURCHASE AS REQUIRED
000024312 | PATCH LEAD,FIBRE OPTIC | OPTICAL FIBRE PATCH CABLE D4STLC10M-C2 ST-LC DUPLEX OM4 10 METRE | OPTIMAL | OPTIMAL CABLE SERVICES PTY LTD | D4STLC10M-C2 | PURCHASE AS REQUIRED
000024313 | PATCH LEAD,FIBRE OPTIC | OPTICAL FIBRE PATCH CABLE D4LCLC15M-C2 LC-LC DUPLEX OM4 15 METRE | OPTIMAL | OPTIMAL CABLE SERVICES PTY LTD | D4LCLC15M-C2 | PURCHASE AS REQUIRED
000024314 | PATCH LEAD,FIBRE OPTIC | OPTICAL FIBRE PATCH CABLE D4STLC15M-C2 ST-LC DUPLEX OM4 15 METRE | OPTIMAL | OPTIMAL CABLE SERVICES PTY LTD | D4STLC15M-C2 | PURCHASE AS REQUIRED
000024315 | PATCH LEAD,FIBRE OPTIC | OPTICAL FIBRE PATCH CABLE D4LCLC20M-C2 LC-LC DUPLEX OM4 20 METRE | OPTIMAL | OPTIMAL CABLE SERVICES PTY LTD | D4LCLC20M-C2 | PURCHASE AS REQUIRED
000024316 | PATCH LEAD,FIBRE OPTIC | OPTICAL FIBRE PATCH CABLE D4STLC20M-C2 ST-LC DUPLEX OM4 20 METRE | OPTIMAL | OPTIMAL CABLE SERVICES PTY LTD | D4STLC20M-C2 | PURCHASE AS REQUIRED
000024317 | PATCH LEAD,FIBRE OPTIC | OPTICAL FIBRE PATCH CABLE D4LCLC25M-C2 LC-LC DUPLEX OM4 25 METRE | OPTIMAL | OPTIMAL CABLE SERVICES PTY LTD | D4LCLC25M-C2 | PURCHASE AS REQUIRED
000024318 | PATCH LEAD,FIBRE OPTIC | OPTICAL FIBRE PATCH CABLE D4STLC25M-C2 ST-LC DUPLEX OM4 25 METRE | OPTIMAL | OPTIMAL CABLE SERVICES PTY LTD | D4STLC25M-C2 | PURCHASE AS REQUIRED
000024319 | PATCH LEAD,FIBRE OPTIC | OPTICAL FIBRE PATCH CABLE D4LCLC30M-C2 LC-LC DUPLEX OM4 30 METRE | OPTIMAL | OPTIMAL CABLE SERVICES PTY LTD | D4LCLC30M-C2 | PURCHASE AS REQUIRED
000024320 | PATCH LEAD,FIBRE OPTIC | OPTICAL FIBRE PATCH CABLE D4STLC30M-C2 ST-LC DUPLEX OM4 30 METRE | OPTIMAL | OPTIMAL CABLE SERVICES PTY LTD | D4STLC30M-C2 | PURCHASE AS REQUIRED
000024321 | PATCH LEAD,FIBRE OPTIC | OPTICAL FIBRE PATCH CABLE D4LCLC35M-C2 LC-LC DUPLEX OM4 35 METRE | OPTIMAL | OPTIMAL CABLE SERVICES PTY LTD | D4LCLC35M-C2 | PURCHASE AS REQUIRED
000024322 | PATCH LEAD,FIBRE OPTIC | OPTICAL FIBRE PATCH CABLE D4STLC35M-C2 ST-LC DUPLEX OM4 35 METRE | OPTIMAL | OPTIMAL CABLE SERVICES PTY LTD | D4STLC35M-C2 | PURCHASE AS REQUIRED
000024284 | ENCLOSURE,DATA LOGGER | SMARTNET MESH END POINT; END POINT LOGGER; USED WITH SMARTNET MESH GATEWAY AND REPEATERS | RFTECH | RF TECHNOLOGIES | SMARTNET MESH END POINT | CURRENT
000024284 | ENCLOSURE,DATA LOGGER | SMARTNET MESH END POINT; END POINT LOGGER; USED WITH SMARTNET MESH GATEWAY AND REPEATERS | PACDATA | PACIFIC DATA SYSTEMS QLD | SMARTNET MESH END POINT | CURRENT
000024284 | ENCLOSURE,DATA LOGGER | SMARTNET MESH END POINT; END POINT LOGGER; USED WITH SMARTNET MESH GATEWAY AND REPEATERS | EAQ | ELECTRONICS ASSEMBLY QUEENSLAND PTY LTD | SMARTNET MESH END POINT | CURRENT
000024299 | BRACKET,MOUNTING | CABLE SUPPORT; FLOOR MOUNTED; T BRACKET; 400MM HIGH;400MM L CHANNEL; SUITS CABLE SIZES UP TO 1600SQ MM; REFER DRAWING UT1239-A3; | MAXFAB | MAXWORHTY FABRICATION (QLD) PL | UT1239-A3-1-B | CURRENT
000024285 | PROCESSOR,GATEWAY | SMARTNET MESH GATEWAY;RADIO RECEIVER; CONCENTRATOR; INCLUDES MODEM AND ANNTENNA | RFTECH | RF TECHNOLOGIES | SMARTNET MESH GATEWAY | CURRENT
000024285 | PROCESSOR,GATEWAY | SMARTNET MESH GATEWAY;RADIO RECEIVER; CONCENTRATOR; INCLUDES MODEM AND ANNTENNA | PACDATA | PACIFIC DATA SYSTEMS QLD | SMARTNET MESH GATEWAY | CURRENT
000024285 | PROCESSOR,GATEWAY | SMARTNET MESH GATEWAY;RADIO RECEIVER; CONCENTRATOR; INCLUDES MODEM AND ANNTENNA | EAQ | ELECTRONICS ASSEMBLY QUEENSLAND PTY LTD | SMARTNET MESH GATEWAY | CURRENT
000024288 | BREATHER | MTraB DB200-T, Dehydrating Breather, Self Regenerative, for Transformer Main Tank > 40MVA | REINHAUS | REINHAUSEN (AUST) PL | DB200-T | PURCHASE AS REQUIRED
000024289 | BRACKET,MOUNTING | 1000MM CABLE SUPPORT ARM; 33 & 11kV VARIABLE FLOOR CLEAT CABLE SUPPORT; ARM ONLY; | ENI | ENI INDUSTRIES PL | UT1189-A2-1-B | CURRENT
000024621 | ACCESSORIES,FIBRE OPTIC | Fibre Channel; 6 Foot lg 100x100 (1.8m); mm Fibre Ducting - Yellow; Panduit; | HAYMAN | HAYMANS INDUSTRIES PTY LTD | FR4X4YL-01 | PURCHASE AS REQUIRED
000024621 | ACCESSORIES,FIBRE OPTIC | Fibre Channel; 6 Foot lg 100x100 (1.8m); mm Fibre Ducting - Yellow; Panduit; | RFTECH | RF TECHNOLOGIES | FR4X4YL - 01 | PURCHASE AS REQUIRED
000024622 | ACCESSORIES,FIBRE OPTIC | Fibre Channel; Coupler; 100 x 100 mm; Panduit; | HAYMANS | HAYMANS ELECTRICAL | FRBC4X4LYL | PURCHASE AS REQUIRED
000024622 | ACCESSORIES,FIBRE OPTIC | Fibre Channel; Coupler; 100 x 100 mm; Panduit; | RFTECH | RF TECHNOLOGIES | FRBC4X4YL | PURCHASE AS REQUIRED
000024623 | ACCESSORIES,FIBRE OPTIC | End Cap;; 100 x 100 mm Fibre Channel; Panduit; | HAYMAN | HAYMANS INDUSTRIES PTY LTD | FREC4X4YL | PURCHASE AS REQUIRED
000024623 | ACCESSORIES,FIBRE OPTIC | End Cap;; 100 x 100 mm Fibre Channel; Panduit; | RFTECH | RF TECHNOLOGIES | FREC4X4YL | PURCHASE AS REQUIRED
000024624 | ACCESSORIES,FIBRE OPTIC | 90 DEGREE HORIZONTAL SWEEP; 100 X100 MM HORIZONTAL 90 DEGREE SWEEP ; FRRA4X4YL;PANDUIT; | HAYMAN | HAYMANS INDUSTRIES PTY LTD | FRRA4X4YL | PURCHASE AS REQUIRED
000024624 | ACCESSORIES,FIBRE OPTIC | 90 DEGREE HORIZONTAL SWEEP; 100 X100 MM HORIZONTAL 90 DEGREE SWEEP ; FRRA4X4YL;PANDUIT; | RFTECH | RF TECHNOLOGIES | FRRA4X4YL | PURCHASE AS REQUIRED
000024625 | ACCESSORIES,FIBRE OPTIC | 45 DEGREE VERTICAL INSIDE BEND; 100 X 10 MM; VERTICAL INSIDE 45 DEGREE BEND; FRIV454X4YL;PANDUIT; | RFTECH | RF TECHNOLOGIES | FRIV454X4YL | PURCHASE AS REQUIRED
000024626 | ACCESSORIES,FIBRE OPTIC | 45 DEGREE VERTICAL OUTSIDE BEND; 100 X 100 MM VERTICAL OUTSIDE 45 DEGREE BEND;FROV454X4YL;PANDUIT; | HAYMAN | HAYMANS INDUSTRIES PTY LTD | FROV454X4YL | PURCHASE AS REQUIRED
000024626 | ACCESSORIES,FIBRE OPTIC | 45 DEGREE VERTICAL OUTSIDE BEND; 100 X 100 MM VERTICAL OUTSIDE 45 DEGREE BEND;FROV454X4YL;PANDUIT; | RFTECH | RF TECHNOLOGIES | FROV454X4YL | PURCHASE AS REQUIRED
000024627 | ACCESSORIES,FIBRE OPTIC | TEE FITTING; 100 X 100MM HORIZONTAL 3 WAY T PIECE;FRT4X4YL;PANDUIT; | HAYMAN | HAYMANS INDUSTRIES PTY LTD | FRT4X4YL | PURCHASE AS REQUIRED
000024627 | ACCESSORIES,FIBRE OPTIC | TEE FITTING; 100 X 100MM HORIZONTAL 3 WAY T PIECE;FRT4X4YL;PANDUIT; | RFTECH | RF TECHNOLOGIES | FRT4X4YL | PURCHASE AS REQUIRED
000024628 | ACCESSORIES,FIBRE OPTIC | FOUR WAY CROSS FITTING; 100 X 100MM 4 WAY HORIZONTAL INTERSECTION; FRFWC4X4YL;PANDUIT; | RFTECH | RF TECHNOLOGIES | FRFWC4X4YL | PURCHASE AS REQUIRED
000024629 | ACCESSORIES,FIBRE OPTIC | VERTICAL TEE; 100 X 100MM VERTICAL T-PIECE;FRVT4X4YL;PANDUIT; | HAYMAN | HAYMANS INDUSTRIES PTY LTD | FRVT4X4YL | PURCHASE AS REQUIRED
000024629 | ACCESSORIES,FIBRE OPTIC | VERTICAL TEE; 100 X 100MM VERTICAL T-PIECE;FRVT4X4YL;PANDUIT; | RFTECH | RF TECHNOLOGIES | FRVT4X4YL | PURCHASE AS REQUIRED
000024630 | ACCESSORIES,FIBRE OPTIC | 2 PORT SPILLOUT; 2 PORT SPILLOUT FROM VERTICAL T-PIECE TO CORRUGATED CONDUIT;FIDT4X4BL;PANDUIT; | HAYMAN | HAYMANS INDUSTRIES PTY LTD | FIDT4X4BL | PURCHASE AS REQUIRED
000024630 | ACCESSORIES,FIBRE OPTIC | 2 PORT SPILLOUT; 2 PORT SPILLOUT FROM VERTICAL T-PIECE TO CORRUGATED CONDUIT;FIDT4X4BL;PANDUIT; | RFTECH | RF TECHNOLOGIES | FIDT4X4BL | PURCHASE AS REQUIRED
000024631 | ACCESSORIES,FIBRE OPTIC | 1 PORT SPILLOUT; 1 PORT SPILLOUT SIDE MOUNTING TO CORRUGATED CONDUIT; FR1.5IDEYL;PANDUIT; | HAYMAN | HAYMANS INDUSTRIES PTY LTD | FR1.5IDEYL | PURCHASE AS REQUIRED
000024631 | ACCESSORIES,FIBRE OPTIC | 1 PORT SPILLOUT; 1 PORT SPILLOUT SIDE MOUNTING TO CORRUGATED CONDUIT; FR1.5IDEYL;PANDUIT; | RFTECH | RF TECHNOLOGIES | FR1.5IDEYL | PURCHASE AS REQUIRED
000024632 | ACCESSORIES,FIBRE OPTIC | CORRUGATED TUBE; 38 MM CORRUGATED CONDUIT - YELLOW;CLT150F-X4; PANDUIT; | HAYMAN | HAYMANS INDUSTRIES PTY LTD | CLT150F-X4 | PURCHASE AS REQUIRED
000024632 | ACCESSORIES,FIBRE OPTIC | CORRUGATED TUBE; 38 MM CORRUGATED CONDUIT - YELLOW;CLT150F-X4; PANDUIT; | RFTECH | RF TECHNOLOGIES | CLT150F-X4 | PURCHASE AS REQUIRED
000024633 | ACCESSORIES,FIBRE OPTIC | ADJUSTABLE CABLE LADDER BRACKET; FR6ALB;PANDUIT; | HAYMAN | HAYMANS INDUSTRIES PTY LTD | FR6ALB | PURCHASE AS REQUIRED
000024633 | ACCESSORIES,FIBRE OPTIC | ADJUSTABLE CABLE LADDER BRACKET; FR6ALB;PANDUIT; | RFTECH | RF TECHNOLOGIES | FR6ALB | PURCHASE AS REQUIRED
000024634 | CABLE,CONTROL,ELECTRICAL | Control, 450/750V; 12C,1.5mm2, Unbunched PVC/PVC, Black Sheath, Metre Marked, Numbered Active Cores, 250m Drum, Drum Weight 148kg, AS5000.3 | MIDLANDS | MIDLAND METALS | MMO-12X1.5 CU PVC PVC UG | CURRENT
000024634 | CABLE,CONTROL,ELECTRICAL | Control, 450/750V; 12C,1.5mm2, Unbunched PVC/PVC, Black Sheath, Metre Marked, Numbered Active Cores, 250m Drum, Drum Weight 148kg, AS5000.3 | BAMBACH | BAMBACH WIRES & CABLES PTY LTD | T-ENQ 222 | CURRENT
000024634 | CABLE,CONTROL,ELECTRICAL | Control, 450/750V; 12C,1.5mm2, Unbunched PVC/PVC, Black Sheath, Metre Marked, Numbered Active Cores, 250m Drum, Drum Weight 148kg, AS5000.3 | MIDLANDS | MIDLAND METALS | MMO-12X1.5+ECUPVCPVCUG | CURRENT
000024634 | CABLE,CONTROL,ELECTRICAL | Control, 450/750V; 12C,1.5mm2, Unbunched PVC/PVC, Black Sheath, Metre Marked, Numbered Active Cores, 250m Drum, Drum Weight 148kg, AS5000.3 | NANELECT | NAN ELECTRICAL CABLE AUSTRALIA PL | 12E915CLVCCEX | CURRENT
000024634 | CABLE,CONTROL,ELECTRICAL | Control, 450/750V; 12C,1.5mm2, Unbunched PVC/PVC, Black Sheath, Metre Marked, Numbered Active Cores, 250m Drum, Drum Weight 148kg, AS5000.3 | OLEX | OLEX AUSTRALIA PTY LTD | BPAP05RP012 | CURRENT
000024635 | CABLE,CONTROL,ELECTRICAL | Control, 450/750V; 6C, 4mm2, Stranded, PVC/PVC, Black Sheath, Metre Marked, Numbered Active Cores, 250m Drum, Drum Weight 129kg, AS5000.3 | MIDLANDS | MIDLAND METALS | MMO-6X4 CU PVC PVC UG | PURCHASE AS REQUIRED
000024635 | CABLE,CONTROL,ELECTRICAL | Control, 450/750V; 6C, 4mm2, Stranded, PVC/PVC, Black Sheath, Metre Marked, Numbered Active Cores, 250m Drum, Drum Weight 129kg, AS5000.3 | BAMBACH | BAMBACH WIRES & CABLES PTY LTD | T-ENQ 229 | PURCHASE AS REQUIRED
000024635 | CABLE,CONTROL,ELECTRICAL | Control, 450/750V; 6C, 4mm2, Stranded, PVC/PVC, Black Sheath, Metre Marked, Numbered Active Cores, 250m Drum, Drum Weight 129kg, AS5000.3 | NANELECT | NAN ELECTRICAL CABLE AUSTRALIA PL | 6CE004CLVCCEX | PURCHASE AS REQUIRED
000024635 | CABLE,CONTROL,ELECTRICAL | Control, 450/750V; 6C, 4mm2, Stranded, PVC/PVC, Black Sheath, Metre Marked, Numbered Active Cores, 250m Drum, Drum Weight 129kg, AS5000.3 | OLEX | OLEX AUSTRALIA PTY LTD | BPAP09RP006 | PURCHASE AS REQUIRED
000024636 | CABLE,CONTROL,ELECTRICAL | Control, 450/750V; 2C, 4mm2, Stranded, PVC/PVC, Black Sheath, Metre Marked, Numbered Active Cores, 250m Drum, Drum Weight 74kg, AS5000.3 | MIDLANDS | MIDLAND METALS | MMO-2X4 CU PVC PVC UG | PURCHASE AS REQUIRED
000024636 | CABLE,CONTROL,ELECTRICAL | Control, 450/750V; 2C, 4mm2, Stranded, PVC/PVC, Black Sheath, Metre Marked, Numbered Active Cores, 250m Drum, Drum Weight 74kg, AS5000.3 | BAMBACH | BAMBACH WIRES & CABLES PTY LTD | T-ENQ 227 | PURCHASE AS REQUIRED
000024636 | CABLE,CONTROL,ELECTRICAL | Control, 450/750V; 2C, 4mm2, Stranded, PVC/PVC, Black Sheath, Metre Marked, Numbered Active Cores, 250m Drum, Drum Weight 74kg, AS5000.3 | MIDLANDS | MIDLAND METALS | MMO-2 X 4 +E CU PVC PVC UG | PURCHASE AS REQUIRED
000024636 | CABLE,CONTROL,ELECTRICAL | Control, 450/750V; 2C, 4mm2, Stranded, PVC/PVC, Black Sheath, Metre Marked, Numbered Active Cores, 250m Drum, Drum Weight 74kg, AS5000.3 | NANELECT | NAN ELECTRICAL CABLE AUSTRALIA PL | 2CE004CLVCCEX | PURCHASE AS REQUIRED
000024636 | CABLE,CONTROL,ELECTRICAL | Control, 450/750V; 2C, 4mm2, Stranded, PVC/PVC, Black Sheath, Metre Marked, Numbered Active Cores, 250m Drum, Drum Weight 74kg, AS5000.3 | OLEX | OLEX AUSTRALIA PTY LTD | DAHP09RP002 | PURCHASE AS REQUIRED
000024637 | CABLE,CONTROL,ELECTRICAL | Control, 450/750V; 4C, 4mm2, Stranded, PVC/PVC, Black Sheath, Metre Marked, Numbered Active Cores, 250m Drum, Drum Weight 104kg, AS5000.3 | MIDLANDS | MIDLAND METALS | MMO-4X4 CU PVC PVC UG | CURRENT
000024637 | CABLE,CONTROL,ELECTRICAL | Control, 450/750V; 4C, 4mm2, Stranded, PVC/PVC, Black Sheath, Metre Marked, Numbered Active Cores, 250m Drum, Drum Weight 104kg, AS5000.3 | BAMBACH | BAMBACH WIRES & CABLES PTY LTD | T-ENQ 228 | CURRENT
000024637 | CABLE,CONTROL,ELECTRICAL | Control, 450/750V; 4C, 4mm2, Stranded, PVC/PVC, Black Sheath, Metre Marked, Numbered Active Cores, 250m Drum, Drum Weight 104kg, AS5000.3 | MIDLANDS | MIDLAND METALS | MMO-4X4+EPVCPVCUG | CURRENT
000024637 | CABLE,CONTROL,ELECTRICAL | Control, 450/750V; 4C, 4mm2, Stranded, PVC/PVC, Black Sheath, Metre Marked, Numbered Active Cores, 250m Drum, Drum Weight 104kg, AS5000.3 | NANELECT | NAN ELECTRICAL CABLE AUSTRALIA PL | 4CE004CLVCCEX | CURRENT
000024637 | CABLE,CONTROL,ELECTRICAL | Control, 450/750V; 4C, 4mm2, Stranded, PVC/PVC, Black Sheath, Metre Marked, Numbered Active Cores, 250m Drum, Drum Weight 104kg, AS5000.3 | OLEX | OLEX AUSTRALIA PTY LTD | HAHP09RP004 | CURRENT
000024638 | CABLE,CONTROL,ELECTRICAL | Control, 450/750V; 8C, 4mm2, Stranded, PVC/PVC, Black Sheath, Metre Marked, Numbered Active Cores, 250m Drum, Drum Weight 164kg, AS5000.3 | MIDLANDS | MIDLAND METALS | MMO-8X4 CU PVC PVC UG | PURCHASE AS REQUIRED
000024638 | CABLE,CONTROL,ELECTRICAL | Control, 450/750V; 8C, 4mm2, Stranded, PVC/PVC, Black Sheath, Metre Marked, Numbered Active Cores, 250m Drum, Drum Weight 164kg, AS5000.3 | BAMBACH | BAMBACH WIRES & CABLES PTY LTD | T-ENQ 230 | PURCHASE AS REQUIRED
000024638 | CABLE,CONTROL,ELECTRICAL | Control, 450/750V; 8C, 4mm2, Stranded, PVC/PVC, Black Sheath, Metre Marked, Numbered Active Cores, 250m Drum, Drum Weight 164kg, AS5000.3 | MMMETALS | MM METALS | MMO-8X4 CU PVC PVC UG | PURCHASE AS REQUIRED
000024638 | CABLE,CONTROL,ELECTRICAL | Control, 450/750V; 8C, 4mm2, Stranded, PVC/PVC, Black Sheath, Metre Marked, Numbered Active Cores, 250m Drum, Drum Weight 164kg, AS5000.3 | NANELECT | NAN ELECTRICAL CABLE AUSTRALIA PL | 8CE004CLVCCEX | PURCHASE AS REQUIRED
000024638 | CABLE,CONTROL,ELECTRICAL | Control, 450/750V; 8C, 4mm2, Stranded, PVC/PVC, Black Sheath, Metre Marked, Numbered Active Cores, 250m Drum, Drum Weight 164kg, AS5000.3 | OLEX | OLEX AUSTRALIA PTY LTD | BPAP09RP008 | PURCHASE AS REQUIRED
000024639 | CABLE,CONTROL,ELECTRICAL | Control, 450/750V; 12C, 4mm2, Stranded, PVC/PVC, Black Sheath, Metre Marked, Numbered Active Cores, 250m Drum, Drum Weight 224kg, AS5000.3 | BAMBACH | BAMBACH WIRES & CABLES PTY LTD | T-ENQ 231 | CURRENT
000024639 | CABLE,CONTROL,ELECTRICAL | Control, 450/750V; 12C, 4mm2, Stranded, PVC/PVC, Black Sheath, Metre Marked, Numbered Active Cores, 250m Drum, Drum Weight 224kg, AS5000.3 | MIDLANDS | MIDLAND METALS | MMO-12X4 CU PVC PVC UG | CURRENT
000024639 | CABLE,CONTROL,ELECTRICAL | Control, 450/750V; 12C, 4mm2, Stranded, PVC/PVC, Black Sheath, Metre Marked, Numbered Active Cores, 250m Drum, Drum Weight 224kg, AS5000.3 | NANELECT | NAN ELECTRICAL CABLE AUSTRALIA PL | 12E004CLVCCEX | CURRENT
000024639 | CABLE,CONTROL,ELECTRICAL | Control, 450/750V; 12C, 4mm2, Stranded, PVC/PVC, Black Sheath, Metre Marked, Numbered Active Cores, 250m Drum, Drum Weight 224kg, AS5000.3 | OLEX | OLEX AUSTRALIA PTY LTD | BPAP09RP012 | CURRENT
000024323 | TRANSFORMER,CURRENT | SINGLE PHASE;POST TYPE;OUTDOOR; 4 CORES; 2x 1200/600/400/5 A;10 VA 5P20 @ 400/5 A 2x 2000/1600/1000/800/5 A; 0.2PX180R0.4 @;800/5A; | ABB | ABB FAN PTY LTD | RITZ GIF 36-68 | PURCHASE AS REQUIRED
000024327 | SWITCH FUSE GEAR | ABB SAFE+ AFLR -VV-; REAR TOP OR FRONT BOTTOM CABLE ENTRY; 2 X 630A TRANSFORME CBS; FOR USE IN CBD MESH SUBS; 696X925X2486H; 430KG; EXT BOTH SIDES | ABB | ABB FAN PTY LTD | 510102 | PURCHASE AS REQUIRED
000024326 | CABLE,CONTROL,ELECTRICAL | Control, 450/750V; 7C, 4mm2, Stranded, PVC/PVC, Black Sheath, Metre Marked, Numbered Active Cores, 100m Drum, AS5000.3 | MIDLANDS | MIDLAND METALS | MMO-7X4 CU PVC PVC UG | CURRENT
000024326 | CABLE,CONTROL,ELECTRICAL | Control, 450/750V; 7C, 4mm2, Stranded, PVC/PVC, Black Sheath, Metre Marked, Numbered Active Cores, 100m Drum, AS5000.3 | BAMBACH | BAMBACH WIRES & CABLES PTY LTD | T-ENQ 243 | CURRENT
000024326 | CABLE,CONTROL,ELECTRICAL | Control, 450/750V; 7C, 4mm2, Stranded, PVC/PVC, Black Sheath, Metre Marked, Numbered Active Cores, 100m Drum, AS5000.3 | MIDLANDS | MIDLAND METALS | MM0-7X4+ECUPVCPVCUG | CURRENT
000024326 | CABLE,CONTROL,ELECTRICAL | Control, 450/750V; 7C, 4mm2, Stranded, PVC/PVC, Black Sheath, Metre Marked, Numbered Active Cores, 100m Drum, AS5000.3 | OLEX | OLEX AUSTRALIA PTY LTD | BPAP09SU007 | CURRENT
000024325 | CABLE,CONTROL,ELECTRICAL | Control, 450/750V; 7C, 2.5mm2, Stranded, PVC/PVC, Black Sheath, Metre Marked, Numbered Active Cores, 100m Drum, AS5000.3 | MIDLANDS | MIDLAND METALS | MMO-7X2.5 CU PVC PVC UG | CURRENT
000024325 | CABLE,CONTROL,ELECTRICAL | Control, 450/750V; 7C, 2.5mm2, Stranded, PVC/PVC, Black Sheath, Metre Marked, Numbered Active Cores, 100m Drum, AS5000.3 | BAMBACH | BAMBACH WIRES & CABLES PTY LTD | T-ENQ 242 | CURRENT
000024325 | CABLE,CONTROL,ELECTRICAL | Control, 450/750V; 7C, 2.5mm2, Stranded, PVC/PVC, Black Sheath, Metre Marked, Numbered Active Cores, 100m Drum, AS5000.3 | MIDLANDS | MIDLAND METALS | MMO-7X2.5+ECUPVCPVCUG | CURRENT
000024325 | CABLE,CONTROL,ELECTRICAL | Control, 450/750V; 7C, 2.5mm2, Stranded, PVC/PVC, Black Sheath, Metre Marked, Numbered Active Cores, 100m Drum, AS5000.3 | OLEX | OLEX AUSTRALIA PTY LTD | BPAP07SU007 | CURRENT
000024220 | CONVERTER | NETWORK MEDIA CONVERTER; 100BASE-FX TO 100BASE-TX; HIGH ELECTROMAGNETIC IMMUNITY;UNMANAGED 88-300VDC SUPPLY | SIEMENS | SIEMENS LTD | RMC-HI-TXFXMMLC-XX | CURRENT
000024328 | EARTHING EQUIPMENT | PORTABLE EARTH H-FRAME; 3M X 6M PHASE CLEAR CABLES W/BAYONETCLAMPS; 1X20M EARTH CLEAR CABLE;17.5KA/0.5S OUTDOOR /14.0KA/0.5S INDOOR MAX CURRENT FAULT | PENTA | PENTA AUST (TMAC THEW & MCCANN/HYLEC) | PA11530 | PURCHASE AS REQUIRED
000024328 | EARTHING EQUIPMENT | PORTABLE EARTH H-FRAME; 3M X 6M PHASE CLEAR CABLES W/BAYONETCLAMPS; 1X20M EARTH CLEAR CABLE;17.5KA/0.5S OUTDOOR /14.0KA/0.5S INDOOR MAX CURRENT FAULT | THEWMCAN | TMAC THEW & MCCANN GROUP | TM11530 | PURCHASE AS REQUIRED
000024328 | EARTHING EQUIPMENT | PORTABLE EARTH H-FRAME; 3M X 6M PHASE CLEAR CABLES W/BAYONETCLAMPS; 1X20M EARTH CLEAR CABLE;17.5KA/0.5S OUTDOOR /14.0KA/0.5S INDOOR MAX CURRENT FAULT | THEWMCAN | TMAC THEW & MCCANN GROUP | 24328 | PURCHASE AS REQUIRED
000024090 | CROSSARM,COMPOSITE | COMPOSITE;2700 MM LG;125 MM X 125 MM; DISTRIBUTION;11SU CONSTR;DRILLED; U/O ENERGEX CONSTRUCTION; CROSS-SECTION DIMENSIONS: | WAGNERS | WAGNERS PTY LTD TOOWOOMBA QLD | EC003-00048 | CURRENT
000024090 | CROSSARM,COMPOSITE | COMPOSITE;2700 MM LG;125 MM X 125 MM; DISTRIBUTION;11SU CONSTR;DRILLED; U/O ENERGEX CONSTRUCTION; CROSS-SECTION DIMENSIONS: | WAGNERS | WAGNERS PTY LTD TOOWOOMBA QLD | ENB04821 | CURRENT
000024091 | CROSSARM,COMPOSITE | Fibre, Predrilled, 2700mm Lg Nom, 125 x 125mm 11kV Suspension, Energex 11SUA 11SUAH, 33P | WAGNERS | WAGNERS PTY LTD TOOWOOMBA QLD | EC003-00050 | CURRENT
000024091 | CROSSARM,COMPOSITE | Fibre, Predrilled, 2700mm Lg Nom, 125 x 125mm 11kV Suspension, Energex 11SUA 11SUAH, 33P | WAGNERS | WAGNERS PTY LTD TOOWOOMBA QLD | ENB05021 | CURRENT
000024092 | CROSSARM,COMPOSITE | COMPOSITE;3600 MM LG;125 MM X 125 MM; DISTRIBUTION;33PO CONSTR;DRILLED; U/O ENERGEX CONSTRUCTION; CROSS-SECTION DIMENSIONS: | WAGNERS | WAGNERS PTY LTD TOOWOOMBA QLD | EC003-00046 | CURRENT
000024092 | CROSSARM,COMPOSITE | COMPOSITE;3600 MM LG;125 MM X 125 MM; DISTRIBUTION;33PO CONSTR;DRILLED; U/O ENERGEX CONSTRUCTION; CROSS-SECTION DIMENSIONS: | WAGNERS | WAGNERS PTY LTD TOOWOOMBA QLD | ENB04658 | CURRENT
000024093 | CROSSARM,COMPOSITE | COMPOSITE;3600 MM LG;125 MM X 125 MM; DISTRIBUTION;33SU CONSTR;DRILLED; U/O ENERGEX CONSTRUCTION; CROSS-SECTION DIMENSIONS: | WAGNERS | WAGNERS PTY LTD TOOWOOMBA QLD | EC003-00043 | CURRENT
000024093 | CROSSARM,COMPOSITE | COMPOSITE;3600 MM LG;125 MM X 125 MM; DISTRIBUTION;33SU CONSTR;DRILLED; U/O ENERGEX CONSTRUCTION; CROSS-SECTION DIMENSIONS: | WAGNERS | WAGNERS PTY LTD TOOWOOMBA QLD | ENB04358 | CURRENT
000024094 | CROSSARM,COMPOSITE | Fibre, Predrilled, 3600mm Lg Nom, 125 x 125mm 22/33kV Suspension, Energex 33SUA | WAGNERS | WAGNERS PTY LTD TOOWOOMBA QLD | EC003-00044 | CURRENT
000024094 | CROSSARM,COMPOSITE | Fibre, Predrilled, 3600mm Lg Nom, 125 x 125mm 22/33kV Suspension, Energex 33SUA | WAGNERS | WAGNERS PTY LTD TOOWOOMBA QLD | ENB04458 | CURRENT
000024095 | CROSSARM,COMPOSITE | COMPOSITE;3600 MM LG;125 MM X 125 MM; DISTRIBUTION;33SUAH CONSTR;DRILLED; U/O ENERGEX CONSTRUCTION; CROSS-SECTION DIMENSIONS: | WAGNERS | WAGNERS PTY LTD TOOWOOMBA QLD | EC003-00045 | CURRENT
000024095 | CROSSARM,COMPOSITE | COMPOSITE;3600 MM LG;125 MM X 125 MM; DISTRIBUTION;33SUAH CONSTR;DRILLED; U/O ENERGEX CONSTRUCTION; CROSS-SECTION DIMENSIONS: | WAGNERS | WAGNERS PTY LTD TOOWOOMBA QLD | ENB04558 | CURRENT
000024096 | CROSSARM,COMPOSITE | Predrilled, 2700mm Lg, 125 x 125mm, Distribution, Wishbone Top Arm, u/o Energex Construction, Cross-Section Dimensions | WAGNERS | WAGNERS PTY LTD TOOWOOMBA QLD | EC003-00042 | CURRENT
000024096 | CROSSARM,COMPOSITE | Predrilled, 2700mm Lg, 125 x 125mm, Distribution, Wishbone Top Arm, u/o Energex Construction, Cross-Section Dimensions | WAGNERS | WAGNERS PTY LTD TOOWOOMBA QLD | ENB04221 | CURRENT
000024097 | CROSSARM,COMPOSITE | Predrilled, 2700mm Lg, 125 x 125mm, Distribution, Wishbone Bottom Arm, u/o Energex Construction, Cross-Section Dimensions | WAGNERS | WAGNERS PTY LTD TOOWOOMBA QLD | EC003-00041 | CURRENT
000024097 | CROSSARM,COMPOSITE | Predrilled, 2700mm Lg, 125 x 125mm, Distribution, Wishbone Bottom Arm, u/o Energex Construction, Cross-Section Dimensions | WAGNERS | WAGNERS PTY LTD TOOWOOMBA QLD | ENB04121 | CURRENT
000024098 | BRACKET,MOUNTING | L-Shape Stabilising Bracket, Galv Steel, 150mm Lg, 50mm W, 163mm H, 6mm Thk | SEWELFRG | GREG SEWELL FORGINGS PTY LTD | M05796 | CURRENT
000024278 | CABLE,FIBRE OPTIC | 8 FIBRE MULTIMODE 50U/125/UM; OM4; OVERHEAD; ADSS LOOSE TUBE CABLE; NOM 12.8MM OD; 150M SPAN; SACRIFICIAL OUTER SHEATH; DRUM SIZE 2000M; | OPTIMAL | OPTIMAL CABLE SERVICES PTY LTD | EPM655LA008BK | PURCHASE AS REQUIRED
000024645 | HOLDER, ROD | Hand held Mini Rodding Equipment; Spring coiled Polyester Rod x 30m; Housed in 3/4 round PVC holder; Non Conductive | CBLAYING | CABLE LAYING PRODUCTS -027250 | MRH-P802163 | PURCHASE AS REQUIRED
000024644 | SUN SHIELD | ALUMINIUM SUN SHIELDS; RETROFIT KIT FOR SUN SHIELDS TO USE WITH SECURITY PANEL SC21872 IN SUBSTATION SWITCHYARDS | NHP | NHP ELECTRICAL ENGINEERING | EGXALISUNKIT | PURCHASE AS REQUIRED
000024329 | ROAD BASE | MIN GRADE CBR15;BULK 1 TONNE BAG; 4 LOOP SINGLE TRIP BAG; TO AS3668-1989 AND OR ISO21898;SAFTEY FACTOR 5:1; MIN SWL 1000KG; TO BE LIFTED FROM CENTRE | BORAL | BORAL | 2.5 CBR15 | CURRENT
000024329 | ROAD BASE | MIN GRADE CBR15;BULK 1 TONNE BAG; 4 LOOP SINGLE TRIP BAG; TO AS3668-1989 AND OR ISO21898;SAFTEY FACTOR 5:1; MIN SWL 1000KG; TO BE LIFTED FROM CENTRE | BUNINGS | BUNNINGS HARDWARE | ROAD BASE | CURRENT
000024329 | ROAD BASE | MIN GRADE CBR15;BULK 1 TONNE BAG; 4 LOOP SINGLE TRIP BAG; TO AS3668-1989 AND OR ISO21898;SAFTEY FACTOR 5:1; MIN SWL 1000KG; TO BE LIFTED FROM CENTRE | NUTCRUSH | NUTCRUSH PL - 71558 | TYPE 2.1 ""C"" GRADING - 20MM | CURRENT
000024329 | ROAD BASE | MIN GRADE CBR15;BULK 1 TONNE BAG; 4 LOOP SINGLE TRIP BAG; TO AS3668-1989 AND OR ISO21898;SAFTEY FACTOR 5:1; MIN SWL 1000KG; TO BE LIFTED FROM CENTRE | LAKELAND | LAKELAND SANDS PTY LED - 006127 | CBR15 | CURRENT
000024646 | RELAY,TIME | ABB;RXKL 1 - 1MRK000066-AB; 24-250 V DC/24-240 V AC ;20MS-99HR | ABB | ABB FAN PTY LTD | RXKL 1 - 1MRK000066-AB | CURRENT
000024640 | TRANSFORMER,DISTRIBUTION | 11 KV;315 KVA;PADMOUNT (SQUARE STYLE);HV IAC-AB;HV HAZ LV BSH;MINERAL OIL INSULAT ONAN;DYN 11;3CR12 CUBICLE;7 TAP POSN;C/W ABB SAFELINK2 C-F-C(CFI) NON-EXT HV RMU | ABB | ABB FAN PTY LTD | 315KVA | PURCHASE AS REQUIRED
000024641 | TRANSFORMER,DISTRIBUTION | 11 KV;500 KVA;PADMOUNT (SQUARE STYLE); IAC-AB;HV HAZ LV BSH;MINERAL OIL INSULAT ONAN;DYN 11;3CR12 CUBICLE;7 TAP POSN;C/W SAFELINK2 C-F-C(CFI) NON-EXT HV RMU | ABB | ABB FAN PTY LTD | 500KVA | PURCHASE AS REQUIRED
000024643 | TRANSFORMER,DISTRIBUTION | 11 KV;1000 KVA;PADMOUNT (SQUARE STYLE) IAC-AB;HV HAZ LV BSH;MINERAL OIL INSULA ONAN;DYN 11;3CR12 CUBICLE; 7 TAP POSN C\W SAFELINK2 C-F-C(CFI) NON-EXT HV | ABB | ABB FAN PTY LTD | 1000 KVA | PURCHASE AS REQUIRED
000024679 | SOCKET,SOCKET WRENCH | Impact, Female, 13mm, 1/2" Drive, Long Shank | MILWAUKE | MILWAUKEE POWER TOOLS | 49666274 | CURRENT
000024679 | SOCKET,SOCKET WRENCH | Impact, Female, 13mm, 1/2" Drive, Long Shank | C&LTOOL | CALTCO T/A C&L TOOL CENTRE | MILWA49666274 | CURRENT
000024679 | SOCKET,SOCKET WRENCH | Impact, Female, 13mm, 1/2" Drive, Long Shank | BLKWOOD | J BLACKWOOD & SON LTD | 1247256 | CURRENT
000024679 | SOCKET,SOCKET WRENCH | Impact, Female, 13mm, 1/2" Drive, Long Shank | SPECFORC | SPECIALISED FORCE | 65827013 | CURRENT
000024679 | SOCKET,SOCKET WRENCH | Impact, Female, 13mm, 1/2" Drive, Long Shank | TEN | THE ENERGY NETWORK | 84571 | CURRENT
000024679 | SOCKET,SOCKET WRENCH | Impact, Female, 13mm, 1/2" Drive, Long Shank | C&LTOOL | CALTCO T/A C&L TOOL CENTRE | ACT60522013 | CURRENT
000024679 | SOCKET,SOCKET WRENCH | Impact, Female, 13mm, 1/2" Drive, Long Shank | C&LTOOL | CALTCO T/A C&L TOOL CENTRE | GEN447813 | CURRENT
000024680 | SOCKET,SOCKET WRENCH | Impact, Female, 15mm, 1/2" Drive, Long Shank | C&LTOOL | CALTCO T/A C&L TOOL CENTRE | GEN447815 | CURRENT
000024680 | SOCKET,SOCKET WRENCH | Impact, Female, 15mm, 1/2" Drive, Long Shank | MILWAUKE | MILWAUKEE POWER TOOLS | 49666276 | CURRENT
000024680 | SOCKET,SOCKET WRENCH | Impact, Female, 15mm, 1/2" Drive, Long Shank | C&LTOOL | CALTCO T/A C&L TOOL CENTRE | MILWA49666276 | CURRENT
000024680 | SOCKET,SOCKET WRENCH | Impact, Female, 15mm, 1/2" Drive, Long Shank | C&LTOOL | CALTCO T/A C&L TOOL CENTRE | ACT60522015 | CURRENT
000024680 | SOCKET,SOCKET WRENCH | Impact, Female, 15mm, 1/2" Drive, Long Shank | BLKWOOD | J BLACKWOOD & SON LTD | 1247455 | CURRENT
000024680 | SOCKET,SOCKET WRENCH | Impact, Female, 15mm, 1/2" Drive, Long Shank | SPECFORC | SPECIALISED FORCE | 65827015 | CURRENT
000024680 | SOCKET,SOCKET WRENCH | Impact, Female, 15mm, 1/2" Drive, Long Shank | TEN | THE ENERGY NETWORK | 84573 | CURRENT
000024681 | SOCKET,SOCKET WRENCH | Impact, Female, 16mm, 1/2" Drive, Long Shank | C&LTOOL | CALTCO T/A C&L TOOL CENTRE | GEN447816 | CURRENT
000024681 | SOCKET,SOCKET WRENCH | Impact, Female, 16mm, 1/2" Drive, Long Shank | MILWAUKE | MILWAUKEE POWER TOOLS | 49666277 | CURRENT
000024681 | SOCKET,SOCKET WRENCH | Impact, Female, 16mm, 1/2" Drive, Long Shank | C&LTOOL | CALTCO T/A C&L TOOL CENTRE | MILWA49666277 | CURRENT
000024681 | SOCKET,SOCKET WRENCH | Impact, Female, 16mm, 1/2" Drive, Long Shank | BLKWOOD | J BLACKWOOD & SON LTD | 1247552 | CURRENT
000024681 | SOCKET,SOCKET WRENCH | Impact, Female, 16mm, 1/2" Drive, Long Shank | SPECFORC | SPECIALISED FORCE | 65827016 | CURRENT
000024681 | SOCKET,SOCKET WRENCH | Impact, Female, 16mm, 1/2" Drive, Long Shank | TEN | THE ENERGY NETWORK | 85474 | CURRENT
000024681 | SOCKET,SOCKET WRENCH | Impact, Female, 16mm, 1/2" Drive, Long Shank | C&LTOOL | CALTCO T/A C&L TOOL CENTRE | ACT60522016 | CURRENT
000024682 | SOCKET,SOCKET WRENCH | Impact, Female, 17mm, 1/2" Drive, Long Shank | MILWAUKE | MILWAUKEE POWER TOOLS | 49666278 | CURRENT
000024682 | SOCKET,SOCKET WRENCH | Impact, Female, 17mm, 1/2" Drive, Long Shank | C&LTOOL | CALTCO T/A C&L TOOL CENTRE | MILWA49666278 | CURRENT
000024682 | SOCKET,SOCKET WRENCH | Impact, Female, 17mm, 1/2" Drive, Long Shank | C&LTOOL | CALTCO T/A C&L TOOL CENTRE | ACT60522017 | CURRENT
000024682 | SOCKET,SOCKET WRENCH | Impact, Female, 17mm, 1/2" Drive, Long Shank | BLKWOOD | J BLACKWOOD & SON LTD | 1247654 | CURRENT
000024682 | SOCKET,SOCKET WRENCH | Impact, Female, 17mm, 1/2" Drive, Long Shank | SPECFORC | SPECIALISED FORCE | 65827017 | CURRENT
000024682 | SOCKET,SOCKET WRENCH | Impact, Female, 17mm, 1/2" Drive, Long Shank | TEN | THE ENERGY NETWORK | 74575D | CURRENT
000024683 | SOCKET,SOCKET WRENCH | Impact, Female, 19mm, 1/2" Drive, Long Shank | MILWAUKE | MILWAUKEE POWER TOOLS | 49666280 | CURRENT
000024683 | SOCKET,SOCKET WRENCH | Impact, Female, 19mm, 1/2" Drive, Long Shank | C&LTOOL | CALTCO T/A C&L TOOL CENTRE | MILWA49666280 | CURRENT
000024683 | SOCKET,SOCKET WRENCH | Impact, Female, 19mm, 1/2" Drive, Long Shank | C&LTOOL | CALTCO T/A C&L TOOL CENTRE | ACT60522019 | CURRENT
000024683 | SOCKET,SOCKET WRENCH | Impact, Female, 19mm, 1/2" Drive, Long Shank | BLKWOOD | J BLACKWOOD & SON LTD | 1247853 | CURRENT
000024683 | SOCKET,SOCKET WRENCH | Impact, Female, 19mm, 1/2" Drive, Long Shank | SPECFORC | SPECIALISED FORCE | 65827019 | CURRENT
000024683 | SOCKET,SOCKET WRENCH | Impact, Female, 19mm, 1/2" Drive, Long Shank | TEN | THE ENERGY NETWORK | 84577 | CURRENT
000024684 | SOCKET,SOCKET WRENCH | Impact, Female, 21mm, 1/2" Drive, Long Shank | MILWAUKE | MILWAUKEE POWER TOOLS | 49666282 | CURRENT
000024684 | SOCKET,SOCKET WRENCH | Impact, Female, 21mm, 1/2" Drive, Long Shank | C&LTOOL | CALTCO T/A C&L TOOL CENTRE | MILWA49666282 | CURRENT
000024684 | SOCKET,SOCKET WRENCH | Impact, Female, 21mm, 1/2" Drive, Long Shank | C&LTOOL | CALTCO T/A C&L TOOL CENTRE | ACT60522021 | CURRENT
000024684 | SOCKET,SOCKET WRENCH | Impact, Female, 21mm, 1/2" Drive, Long Shank | BLKWOOD | J BLACKWOOD & SON LTD | 1247954 | CURRENT
000024684 | SOCKET,SOCKET WRENCH | Impact, Female, 21mm, 1/2" Drive, Long Shank | SPECFORC | SPECIALISED FORCE | 65827021 | CURRENT
000024684 | SOCKET,SOCKET WRENCH | Impact, Female, 21mm, 1/2" Drive, Long Shank | TEN | THE ENERGY NETWORK | 84579 | CURRENT
000024684 | SOCKET,SOCKET WRENCH | Impact, Female, 21mm, 1/2" Drive, Long Shank | C&LTOOL | CALTCO T/A C&L TOOL CENTRE | GEN447821 | CURRENT
000024685 | SOCKET,SOCKET WRENCH | Impact, Female, 23mm, 1/2" Drive, Long Shank | C&LTOOL | CALTCO T/A C&L TOOL CENTRE | GEN447823 | CURRENT
000024685 | SOCKET,SOCKET WRENCH | Impact, Female, 23mm, 1/2" Drive, Long Shank | MILWAUKE | MILWAUKEE POWER TOOLS | 49666284 | CURRENT
000024685 | SOCKET,SOCKET WRENCH | Impact, Female, 23mm, 1/2" Drive, Long Shank | C&LTOOL | CALTCO T/A C&L TOOL CENTRE | MILWA49666284 | CURRENT
000024685 | SOCKET,SOCKET WRENCH | Impact, Female, 23mm, 1/2" Drive, Long Shank | C&LTOOL | CALTCO T/A C&L TOOL CENTRE | ACT60522023 | CURRENT
000024685 | SOCKET,SOCKET WRENCH | Impact, Female, 23mm, 1/2" Drive, Long Shank | BLKWOOD | J BLACKWOOD & SON LTD | 1248153 | CURRENT
000024685 | SOCKET,SOCKET WRENCH | Impact, Female, 23mm, 1/2" Drive, Long Shank | SPECFORC | SPECIALISED FORCE | 65827023 | CURRENT
000024685 | SOCKET,SOCKET WRENCH | Impact, Female, 23mm, 1/2" Drive, Long Shank | TEN | THE ENERGY NETWORK | 84581 | CURRENT
000024686 | SOCKET,SOCKET WRENCH | Impact, Female, 24mm, 1/2" Drive, Long Shank | C&LTOOL | CALTCO T/A C&L TOOL CENTRE | GEN447824 | CURRENT
000024686 | SOCKET,SOCKET WRENCH | Impact, Female, 24mm, 1/2" Drive, Long Shank | MILWAUKE | MILWAUKEE POWER TOOLS | 49666285 | CURRENT
000024686 | SOCKET,SOCKET WRENCH | Impact, Female, 24mm, 1/2" Drive, Long Shank | C&LTOOL | CALTCO T/A C&L TOOL CENTRE | MILWA49666285 | CURRENT
000024686 | SOCKET,SOCKET WRENCH | Impact, Female, 24mm, 1/2" Drive, Long Shank | BLKWOOD | J BLACKWOOD & SON LTD | 1248255 | CURRENT
000024686 | SOCKET,SOCKET WRENCH | Impact, Female, 24mm, 1/2" Drive, Long Shank | SPECFORC | SPECIALISED FORCE | 65827024 | CURRENT
000024686 | SOCKET,SOCKET WRENCH | Impact, Female, 24mm, 1/2" Drive, Long Shank | TEN | THE ENERGY NETWORK | 84582 | CURRENT
000024686 | SOCKET,SOCKET WRENCH | Impact, Female, 24mm, 1/2" Drive, Long Shank | C&LTOOL | CALTCO T/A C&L TOOL CENTRE | ACT60522024 | CURRENT
000024687 | SOCKET,SOCKET WRENCH | Impact, Female, 25mm, 1/2" Drive, Long Shank | C&LTOOL | CALTCO T/A C&L TOOL CENTRE | GEN447825 | CURRENT
000024687 | SOCKET,SOCKET WRENCH | Impact, Female, 25mm, 1/2" Drive, Long Shank | MILWAUKE | MILWAUKEE POWER TOOLS | 49666286 | CURRENT
000024687 | SOCKET,SOCKET WRENCH | Impact, Female, 25mm, 1/2" Drive, Long Shank | C&LTOOL | CALTCO T/A C&L TOOL CENTRE | MILWA49666286 | CURRENT
000024687 | SOCKET,SOCKET WRENCH | Impact, Female, 25mm, 1/2" Drive, Long Shank | BLKWOOD | J BLACKWOOD & SON LTD | 1245253 | CURRENT
000024687 | SOCKET,SOCKET WRENCH | Impact, Female, 25mm, 1/2" Drive, Long Shank | SPECFORC | SPECIALISED FORCE | 65827025 | CURRENT
000024687 | SOCKET,SOCKET WRENCH | Impact, Female, 25mm, 1/2" Drive, Long Shank | TEN | THE ENERGY NETWORK | 84583 | CURRENT
000024687 | SOCKET,SOCKET WRENCH | Impact, Female, 25mm, 1/2" Drive, Long Shank | C&LTOOL | CALTCO T/A C&L TOOL CENTRE | ACT60522025 | CURRENT
000024688 | SOCKET,SOCKET WRENCH | Impact, Female, 27mm, 1/2" Drive, Long Shank | MILWAUKE | MILWAUKEE POWER TOOLS | 49666288 | CURRENT
000024688 | SOCKET,SOCKET WRENCH | Impact, Female, 27mm, 1/2" Drive, Long Shank | C&LTOOL | CALTCO T/A C&L TOOL CENTRE | MILWA49666288 | CURRENT
000024688 | SOCKET,SOCKET WRENCH | Impact, Female, 27mm, 1/2" Drive, Long Shank | BLKWOOD | J BLACKWOOD & SON LTD | 1248357 | CURRENT
000024688 | SOCKET,SOCKET WRENCH | Impact, Female, 27mm, 1/2" Drive, Long Shank | SPECFORC | SPECIALISED FORCE | 65827027 | CURRENT
000024688 | SOCKET,SOCKET WRENCH | Impact, Female, 27mm, 1/2" Drive, Long Shank | TEN | THE ENERGY NETWORK | 84585D | CURRENT
000024688 | SOCKET,SOCKET WRENCH | Impact, Female, 27mm, 1/2" Drive, Long Shank | C&LTOOL | CALTCO T/A C&L TOOL CENTRE | ACT60522027 | CURRENT
000024688 | SOCKET,SOCKET WRENCH | Impact, Female, 27mm, 1/2" Drive, Long Shank | C&LTOOL | CALTCO T/A C&L TOOL CENTRE | GEN447827 | CURRENT
000024689 | SOCKET,SOCKET WRENCH | Impact, Female, 30mm, 1/2" Drive, Long Shank | C&LTOOL | CALTCO T/A C&L TOOL CENTRE | GEN447830 | CURRENT
000024689 | SOCKET,SOCKET WRENCH | Impact, Female, 30mm, 1/2" Drive, Long Shank | MILWAUKE | MILWAUKEE POWER TOOLS | 49666291 | CURRENT
000024689 | SOCKET,SOCKET WRENCH | Impact, Female, 30mm, 1/2" Drive, Long Shank | C&LTOOL | CALTCO T/A C&L TOOL CENTRE | MILWA49666291 | CURRENT
000024689 | SOCKET,SOCKET WRENCH | Impact, Female, 30mm, 1/2" Drive, Long Shank | C&LTOOL | CALTCO T/A C&L TOOL CENTRE | ACT60522030 | CURRENT
000024689 | SOCKET,SOCKET WRENCH | Impact, Female, 30mm, 1/2" Drive, Long Shank | BLKWOOD | J BLACKWOOD & SON LTD | 01248556 | CURRENT
000024689 | SOCKET,SOCKET WRENCH | Impact, Female, 30mm, 1/2" Drive, Long Shank | SPECFORC | SPECIALISED FORCE | 65827030 | CURRENT
000024689 | SOCKET,SOCKET WRENCH | Impact, Female, 30mm, 1/2" Drive, Long Shank | TEN | THE ENERGY NETWORK | 84588 | CURRENT
000024690 | SOCKET,SOCKET WRENCH | Impact, Female, 32mm, 1/2" Drive, Long Shank | C&LTOOL | CALTCO T/A C&L TOOL CENTRE | GEN447832 | CURRENT
000024690 | SOCKET,SOCKET WRENCH | Impact, Female, 32mm, 1/2" Drive, Long Shank | BLKWOOD | J BLACKWOOD & SON LTD | 01248658 | CURRENT
000024690 | SOCKET,SOCKET WRENCH | Impact, Female, 32mm, 1/2" Drive, Long Shank | SPECFORC | SPECIALISED FORCE | 65827032 | CURRENT
000024690 | SOCKET,SOCKET WRENCH | Impact, Female, 32mm, 1/2" Drive, Long Shank | TEN | THE ENERGY NETWORK | 84590D | CURRENT
000024690 | SOCKET,SOCKET WRENCH | Impact, Female, 32mm, 1/2" Drive, Long Shank | C&LTOOL | CALTCO T/A C&L TOOL CENTRE | ACT60522032 | CURRENT
000024690 | SOCKET,SOCKET WRENCH | Impact, Female, 32mm, 1/2" Drive, Long Shank | MILWAUKE | MILWAUKEE POWER TOOLS | 49666293 | CURRENT
000024690 | SOCKET,SOCKET WRENCH | Impact, Female, 32mm, 1/2" Drive, Long Shank | C&LTOOL | CALTCO T/A C&L TOOL CENTRE | MILWA49666293 | CURRENT
000919731 | CIRCUIT BREAKER | REFURBISHED; OUTDOOR;SF6;HAWKER SIDDELEY HORIZON;36 KV;3 PHASE; 2000 AMP;31.5 BKG CAP;110 V DC | HAWKSIDD | HAWKER SIDDELEY SWITCHGEAR LTD | HORIZON | CURRENT
000024121 | SWITCH,ROTARY | 660 V AC;20 AMP NOM; 2 POLE DT,2 POSN; PANEL MTG,BLACK HANDLE TYPE G001; ;60 DEG SWITCHING ;ESCUTCHEON PLATE "SUBSTATION SEF/NSEF PROTECTION" | KRAUSNMR | KRAUS & NAIMER (MANUFACTURER) | CAD12B.AU2R24-604.E.AUS0004 | PURCHASE AS REQUIRED
000024696 | SLEEVE,MARKER,CABLE | 1.3MM-3MM WIRE MARKERS SLEEVES; 15MM LENGTH; USED FOR CONTROL PANEL WIRING; BOX OF 1000 | CNWPL | CNW PL - SLACKS CREEK | DMC-1.3/3-15 | CURRENT
000024696 | SLEEVE,MARKER,CABLE | 1.3MM-3MM WIRE MARKERS SLEEVES; 15MM LENGTH; USED FOR CONTROL PANEL WIRING; BOX OF 1000 | APCS | INACO AUTOMATION CONTROLS | BRD 13255 | CURRENT
000024696 | SLEEVE,MARKER,CABLE | 1.3MM-3MM WIRE MARKERS SLEEVES; 15MM LENGTH; USED FOR CONTROL PANEL WIRING; BOX OF 1000 | REXEL | REXEL PTY LTD | BRD13255 | CURRENT
000024696 | SLEEVE,MARKER,CABLE | 1.3MM-3MM WIRE MARKERS SLEEVES; 15MM LENGTH; USED FOR CONTROL PANEL WIRING; BOX OF 1000 | CNWPL | CNW PL - SLACKS CREEK | 13255 | CURRENT
000700002 | SPACER, SLEEVE | APPROVED MATERIALS ONLY CONDUIT SPACER PLASTIC SUIT 150MM NOT FOR ENERGEX USE | SPACER | THE SPACER COMPANY | CS150 | PURCHASE AS REQUIRED
000700003 | SPACER, SLEEVE | APPROVED MATERIALS ONLY CONDUIT SPACER PLASTIC SUIT 200MM NOT FOR ENERGEX USE | SPACER | THE SPACER COMPANY | CS200 | PURCHASE AS REQUIRED
000700004 | SPACER, SLEEVE | APPROVED MATERIALS ONLY CONDUIT HOLD DOWN PLASTIC NOT FOR ENERGEX USE | SPACER | THE SPACER COMPANY | CHD | PURCHASE AS REQUIRED
000700005 | SPACER, SLEEVE | APPROVED MATERIALS ONLY CONDUIT HOLD DOWN PLASTIC NOT FOR ENERGEX USE | SPACER | THE SPACER COMPANY | SHD | PURCHASE AS REQUIRED
000700006 | SPACER, SLEEVE | APPROVED MATERIALS ONLY CONDUIT SPACER BLOCK PLASTIC 20MM NOT FOR ENERGEX USE | SPACER | THE SPACER COMPANY | SB20 | PURCHASE AS REQUIRED
000700007 | SPACER, SLEEVE | APPROVED MATERIALS ONLY CONDUIT SPACER BLOCK PLASTIC 25MM NOT FOR ENERGEX USE | SPACER | THE SPACER COMPANY | SB25 | PURCHASE AS REQUIRED
000700008 | SPACER, SLEEVE | APPROVED MATERIALS ONLY CONDUIT SPACER BLOCK PLASTIC 50MM NOT FOR ENERGEX USE | SPACER | THE SPACER COMPANY | SB50 | PURCHASE AS REQUIRED
000024697 | LABEL | B390 SYNTHENTIC PAPER;WHITE; FOR CONTROL PANEL WIRE MARKERS; LENGTH 4MM X WIDTH15MM; ROLL OF 300; | CNWPL | CNW PL - SLACKS CREEK | M7-15-390 | CURRENT
000024697 | LABEL | B390 SYNTHENTIC PAPER;WHITE; FOR CONTROL PANEL WIRE MARKERS; LENGTH 4MM X WIDTH15MM; ROLL OF 300; | CNWPL | CNW PL - SLACKS CREEK | BRA880873 | CURRENT
000024697 | LABEL | B390 SYNTHENTIC PAPER;WHITE; FOR CONTROL PANEL WIRE MARKERS; LENGTH 4MM X WIDTH15MM; ROLL OF 300; | APCS | INACO AUTOMATION CONTROLS | BRD 872146 | CURRENT
000024697 | LABEL | B390 SYNTHENTIC PAPER;WHITE; FOR CONTROL PANEL WIRE MARKERS; LENGTH 4MM X WIDTH15MM; ROLL OF 300; | REXEL | REXEL PTY LTD | BRD 872146 | CURRENT
000024697 | LABEL | B390 SYNTHENTIC PAPER;WHITE; FOR CONTROL PANEL WIRE MARKERS; LENGTH 4MM X WIDTH15MM; ROLL OF 300; | CNWPL | CNW PL - SLACKS CREEK | 872146 | CURRENT
000024698 | SLEEVE,MARKER,CABLE | PLASTIC;CLEAR FOR CONTROL PANEL WIRING; 2.5-5MM WIDE X 15MM LONG; BOX OF 1000; | CNWPL | CNW PL - SLACKS CREEK | DMC-2.5/5-15 | CURRENT
000024698 | SLEEVE,MARKER,CABLE | PLASTIC;CLEAR FOR CONTROL PANEL WIRING; 2.5-5MM WIDE X 15MM LONG; BOX OF 1000; | APCS | INACO AUTOMATION CONTROLS | BRD 13256 | CURRENT
000024698 | SLEEVE,MARKER,CABLE | PLASTIC;CLEAR FOR CONTROL PANEL WIRING; 2.5-5MM WIDE X 15MM LONG; BOX OF 1000; | REXEL | REXEL PTY LTD | BRD 13256 | CURRENT
000024698 | SLEEVE,MARKER,CABLE | PLASTIC;CLEAR FOR CONTROL PANEL WIRING; 2.5-5MM WIDE X 15MM LONG; BOX OF 1000; | CNWPL | CNW PL - SLACKS CREEK | 13256 | CURRENT
000024710 | SEALING COMPOUND | TWO PART WATER BLOCK FORM; SEALS 1X 125MM CONDUIT;POLYWATER;INCLUDES 8 OZ CARTRIDGE; FOAM STRIPS; MIXING NOZZLES AND GLOVES | TEN | THE ENERGY NETWORK | FST-250KIT1 | PURCHASE AS REQUIRED
000024648 | ADAPTOR,BRACKET | STEEL; GALVANISED; 630MM LONG 200MM WIDE 4 ATTACHMENT POINTS; 2 X 22MM & 1X 18MM HOLES WITH A 20MM & 16MM NUT WELDED BEHIND ON 1X 22MM HOLE &1X 18MM HOLE IN | HAYMANS | HAYMANS ELECTRICAL | 24648 | CURRENT
000024649 | STRAP,RETAINING | STEEL; HOT DIPPED GALV; 2 HOLES BY 18MM; ONE HOLE BY 22MM; 180MM LENGTH FOR USE ON NON STANDARD CONCRETE POLE | HAYMANS | HAYMANS ELECTRICAL | 24649 | CURRENT
000024650 | BRACKET,MOUNTING | STEEL; GALVANISED; LENGTH 470MM SUIT POLE DIAMETER 200MM; 2X 18MM HOLES; FOR USE ON NON STANDARD CONCRETE POLE | HAYMANS | HAYMANS ELECTRICAL | 24650 | CURRENT
000024651 | BRACKET,MOUNTING | STEEL; GALVANISED; LENGTH 590MM SUIT POLE DIAMETER 250MM; 2X 18MM HOLES; FOR USE ON NON STANDARD CONCRETE POLE | HAYMANS | HAYMANS ELECTRICAL | 24651 | CURRENT
000024652 | BRACKET,MOUNTING | STEEL; GALVANISED; LENGTH 705MM SUIT POLE DIAMETER 300MM; 2X 18MM HOLES; FOR USE ON NON STANDARD CONCRETE POLE | HAYMANS | HAYMANS ELECTRICAL | 24652 | CURRENT
000024653 | BRACKET,MOUNTING | STEEL; GALVANISED; LENGTH 825MM SUIT POLE DIAMETER 350MM; 2X 18MM HOLES; FOR USE ON NON STANDARD CONCRETE POLE | HAYMANS | HAYMANS ELECTRICAL | 24653 | CURRENT
000024654 | BRACKET,MOUNTING | STEEL; GALVANISED; LENGTH 940MM SUIT POLE DIAMETER 400MM; 2X 18MM HOLES; FOR USE ON NON STANDARD CONCRETE POLE | HAYMANS | HAYMANS ELECTRICAL | 24654 | CURRENT
000024655 | BRACKET,MOUNTING | STEEL; GALVANISED; LENGTH 1060MM SUIT POLE DIAMETER 450MM; 2X 18MM HOLES; FOR USE ON NON STANDARD CONCRETE POLE | HAYMANS | HAYMANS ELECTRICAL | 24655 | CURRENT
000024656 | BRACKET,MOUNTING | STEEL; GALVANISED; LENGTH 1180MM SUIT POLE DIAMETER 500MM; 2X 18MM HOLES; FOR USE ON NON STANDARD CONCRETE POLE | HAYMANS | HAYMANS ELECTRICAL | 24656 | CURRENT
000024657 | BRACKET,MOUNTING | STEEL; GALVANISED; LENGTH 12950MM SUIT POLE DIAMETER 550MM; 2X 18MM HOLES; FOR USE ON NON STANDARD CONCRETE POLE | HAYMANS | HAYMANS ELECTRICAL | 24657 | CURRENT
000024658 | BRACKET,MOUNTING | STEEL; GALVANISED; LENGTH 1415MM SUIT POLE DIAMETER 600MM; 2X 18MM HOLES; FOR USE ON NON STANDARD CONCRETE POLE | HAYMANS | HAYMANS ELECTRICAL | 24658 | CURRENT
000024659 | BRACKET,MOUNTING | STEEL; GALVANISED; LENGTH 1530MM SUIT POLE DIAMETER 650MM; 2X 18MM HOLES; FOR USE ON NON STANDARD CONCRETE POLE | HAYMANS | HAYMANS ELECTRICAL | 24659 | CURRENT
000024660 | BRACKET,MOUNTING | STEEL; GALVANISED; LENGTH 1650MM SUIT POLE DIAMETER 700MM; 2X 18MM HOLES; FOR USE ON NON STANDARD CONCRETE POLE | HAYMANS | HAYMANS ELECTRICAL | 24660 | CURRENT
000024661 | BRACKET,POLE | STEEL; HOT DIPPED GALC; 3X 22MM HOLES POLE BAND DIAMETER 275 FOR USE ON NON STANDARD CONCRETE POLE | HAYMANS | HAYMANS ELECTRICAL | 24661 | CURRENT
000024662 | BRACKET,POLE | STEEL; HOT DIPPED GALC; 3X 22MM HOLES POLE BAND DIAMETER 300 FOR USE ON NON STANDARD CONCRETE POLE | HAYMANS | HAYMANS ELECTRICAL | 24662 | CURRENT
000024663 | BRACKET,POLE | STEEL; HOT DIPPED GALC; 3X 22MM HOLES POLE BAND DIAMETER 325 FOR USE ON NON STANDARD CONCRETE POLE | HAYMANS | HAYMANS ELECTRICAL | 24663 | CURRENT
000024664 | BRACKET,POLE | STEEL; HOT DIPPED GALC; 3X 22MM HOLES POLE BAND DIAMETER 350 FOR USE ON NON STANDARD CONCRETE POLE | HAYMANS | HAYMANS ELECTRICAL | 24664 | CURRENT
000024665 | BRACKET,POLE | STEEL; HOT DIPPED GALC; 3X 22MM HOLES POLE BAND DIAMETER 375 FOR USE ON NON STANDARD CONCRETE POLE | HAYMANS | HAYMANS ELECTRICAL | 24665 | CURRENT
000024666 | BRACKET,POLE | STEEL; HOT DIPPED GALC; 3X 22MM HOLES POLE BAND DIAMETER 400 FOR USE ON NON STANDARD CONCRETE POLE | HAYMANS | HAYMANS ELECTRICAL | 24666 | CURRENT
000024667 | BRACKET,POLE | STEEL; HOT DIPPED GALC; 3X 22MM HOLES POLE BAND DIAMETER 425 FOR USE ON NON STANDARD CONCRETE POLE | HAYMANS | HAYMANS ELECTRICAL | 24667 | CURRENT
000024668 | BRACKET,POLE | STEEL; HOT DIPPED GALC; 3X 22MM HOLES POLE BAND DIAMETER 450 FOR USE ON NON STANDARD CONCRETE POLE | HAYMANS | HAYMANS ELECTRICAL | 24668 | CURRENT
000024669 | BRACKET,POLE | STEEL; HOT DIPPED GALC; 3X 22MM HOLES POLE BAND DIAMETER 475 FOR USE ON NON STANDARD CONCRETE POLE | HAYMANS | HAYMANS ELECTRICAL | 24669 | CURRENT
000024670 | BRACKET,POLE | STEEL; HOT DIPPED GALC; 3X 22MM HOLES POLE BAND DIAMETER 500 FOR USE ON NON STANDARD CONCRETE POLE | HAYMANS | HAYMANS ELECTRICAL | 24670 | CURRENT
000024671 | BRACKET,POLE | STEEL; HOT DIPPED GALC; 3X 22MM HOLES POLE BAND DIAMETER 525 FOR USE ON NON STANDARD CONCRETE POLE | HAYMANS | HAYMANS ELECTRICAL | 24671 | CURRENT
000024672 | BRACKET,POLE | STEEL; HOT DIPPED GALC; 3X 22MM HOLES POLE BAND DIAMETER 550 FOR USE ON NON STANDARD CONCRETE POLE | HAYMANS | HAYMANS ELECTRICAL | 24672 | CURRENT
000024673 | BRACKET,POLE | STEEL; HOT DIPPED GALC; 3X 22MM HOLES POLE BAND DIAMETER 575 FOR USE ON NON STANDARD CONCRETE POLE | HAYMANS | HAYMANS ELECTRICAL | 24673 | CURRENT
000024674 | BRACKET,POLE | STEEL; HOT DIPPED GALC; 3X 22MM HOLES POLE BAND DIAMETER 600 FOR USE ON NON STANDARD CONCRETE POLE | HAYMANS | HAYMANS ELECTRICAL | 24674 | CURRENT
000024675 | BRACKET,POLE | STEEL; HOT DIPPED GALC; 3X 22MM HOLES POLE BAND DIAMETER 625 FOR USE ON NON STANDARD CONCRETE POLE | HAYMANS | HAYMANS ELECTRICAL | 24675 | CURRENT
000024676 | BRACKET,POLE | STEEL; HOT DIPPED GALC; 3X 22MM HOLES POLE BAND DIAMETER 650 FOR USE ON NON STANDARD CONCRETE POLE | HAYMANS | HAYMANS ELECTRICAL | 24676 | CURRENT
000024677 | BRACKET,POLE | STEEL; HOT DIPPED GALC; 3X 22MM HOLES POLE BAND DIAMETER 675 FOR USE ON NON STANDARD CONCRETE POLE | HAYMANS | HAYMANS ELECTRICAL | 24677 | CURRENT
000024678 | BRACKET,POLE | STEEL; HOT DIPPED GALC; 3X 22MM HOLES POLE BAND DIAMETER 700 FOR USE ON NON STANDARD CONCRETE POLE | HAYMANS | HAYMANS ELECTRICAL | 24678 | CURRENT
000024712 | DISCONNECTOR,HIGH VOLTAGE | OUTDOOR SINGLE VERTICAL BREAK; 36KV;800 AMP;25KA FOR 3 SEC;GANG 3 PHASE;MANUALLY OPERATED;TYPE VR-P;SUPPLIED WITH POLYMER INSULATORS; WEIGHT 80KG | PLP AUST | PREFORMED LINE PRODUCTS (AUST) | A9365 | PURCHASE AS REQUIRED
000024713 | POWER STRIP,ELECTRICAL OUTLET | 4 Outlet, 10A, Portable Power Device, MCB & RCD Protection, Double Pole Shuttered Outlets, 240V, IP33 Rated, 30mA Sensitivity, Meets AS/NZS3012, | CNWPL | CNW PL - SLACKS CREEK | 485P4CB30-EO | CURRENT
000024713 | POWER STRIP,ELECTRICAL OUTLET | 4 Outlet, 10A, Portable Power Device, MCB & RCD Protection, Double Pole Shuttered Outlets, 240V, IP33 Rated, 30mA Sensitivity, Meets AS/NZS3012, | BLKWOOD | J BLACKWOOD & SON LTD | 0622 3095 | CURRENT
000024713 | POWER STRIP,ELECTRICAL OUTLET | 4 Outlet, 10A, Portable Power Device, MCB & RCD Protection, Double Pole Shuttered Outlets, 240V, IP33 Rated, 30mA Sensitivity, Meets AS/NZS3012, | CNWPL | CNW PL - SLACKS CREEK | SG10R | CURRENT
000024714 | MARKER,UNDERGROUND ELECTRIC CABLE. | ENERGEX 33KV ASSETS LESS THAN 300MM COVER DEPTH; CAST ALUMINIUM; 275 SQ SUITABLE FOR KEYING INTO CAST CONCRETE ENGRAVED AS PRE DRAWING UDS-001 ITEM 1 | RMS | RELAY MONITORING SYSTEMS PL | 24714 | PURCHASE AS REQUIRED
000024715 | MARKER,UNDERGROUND ELECTRIC CABLE. | ENERGEX 11KV ASSETS LESS THAN 300MM COVER DEPTH; CAST ALUMINIUM; 275 SQ SUITABLE FOR KEYING INTO CAST CONCRETE ENGRAVED AS PRE DRAWING UDS-001 ITEM 2 | RMS | RELAY MONITORING SYSTEMS PL | 24715 | PURCHASE AS REQUIRED
000024717 | MARKER,UNDERGROUND ELECTRIC CABLE. | ENERGEX 11KV ASSETS SHALLOW DEPTH CAST ALUMINIUM; 275 SQ SUITABLE FOR KEYING INTO CAST CONCRETE ENGRAVED AS PRE DRAWING UDS-001 ITEM 4 | RMS | RELAY MONITORING SYSTEMS PL | 24717 | PURCHASE AS REQUIRED
000024716 | MARKER,UNDERGROUND ELECTRIC CABLE. | ENERGEX 33KV ASSETS SHALLOW DEPTH CAST ALUMINIUM; 275 SQ SUITABLE FOR KEYING INTO CAST CONCRETE ENGRAVED AS PRE DRAWING UDS-001 ITEM 3 | RMS | RELAY MONITORING SYSTEMS PL | 24716 | PURCHASE AS REQUIRED
000024708 | MARKER,TRAFFIC | PLASTIC "T" TOP; STACKABLE; CONE BOLLARD ORANGE AND WHITE; HIGH VISIBLE; BASE 400MMX400MMX220MM; 1150MM TALL; WEIGHT 6KG; | BRONSON | BRONSON SAFETY PTY LTD | A3329 | CURRENT
000024052 | RELAY | MULTITRIP; 6R MATRIX TRIP RELAY;SIZE D HR FLAG;32V DC; 20 MAKE +0 BREAK SR HD CONTACTS; ONE ELEMENT IN A SIZE 4M56-S CASE; | RMS | RELAY MONITORING SYSTEMS PL | 2HSM520D2-B-20M00B-4M56S1 | CURRENT
000024120 | ENCLOSURE,ELECTRICAL BOX | PAINTED MILD STEEL; 500 MM H;400 MM W; 300MMD; C/W PROTECTION RELAY; REF RESISTOR AND TERMINALS; USED IN C & I INDOOR APPLICATIONS; | ERGON | ERGON ENERGY | 24120 | PURCHASE AS REQUIRED
000024120 | ENCLOSURE,ELECTRICAL BOX | PAINTED MILD STEEL; 500 MM H;400 MM W; 300MMD; C/W PROTECTION RELAY; REF RESISTOR AND TERMINALS; USED IN C & I INDOOR APPLICATIONS; | NHP | NHP ELECTRICAL ENGINEERING | MCLSPEC-BIT0360100 | PURCHASE AS REQUIRED
000024123 | ENCLOSURE,ELECTRICAL BOX | PAINTED MILD STEEL;600 MM H; 600 MM W 400 MM D; C/W PROTECTION RELAY REF RESISTOR AND TERMINALS FOR USE IN C & I OUTDOOR APPLICATIONS; | NHP | NHP ELECTRICAL ENGINEERING | EGXSC24123 | CURRENT
000024709 | POLE,LIGHTNING MAST | SPIRAL; MILD STEEL; HOT DIP GALV; 3300MM LONG;340MM DIA BASE; C/W HEX NUTS, SPRINGS AND WASHERS; USED WITH LANDING POLES/ STRAIN BEAMS; | MAXFAB | MAXWORHTY FABRICATION (QLD) PL | LOSTD-CV013-05 | PURCHASE AS REQUIRED
000024692 | SOLVENT | Magnefix, MAC-05 Conditioner for Hazemeyer RMU Maintenance, 500ml Bottle | EATON | EATON ELECTRIC SYSTEMS PTY LTD | 685.133 | PURCHASE AS REQUIRED
000024693 | SEALING COMPOUND | Dow Corning, Number 7 Silicone Grease, for Use in Magnefix RMU Maintenance | EATON | EATON ELECTRIC SYSTEMS PTY LTD | 3983.302 | PURCHASE AS REQUIRED
000024691 | TOOL KIT | Magnefix 11kV, Hazemeyer, Complete Tool Kit for RMU Maintenance | EATON | EATON ELECTRIC SYSTEMS PTY LTD | 913.4003 | PURCHASE AS REQUIRED
000024718 | STEPLADDER | Fibreglass; 1.2m Double sided; Load rated 150 kg; AS1892.3 | LADAMAX | LADAMAX ALUMINIUM PRODUCTS PL | FDS042 | PURCHASE AS REQUIRED
000024720 | FAN,CIRCULATING | Milwaukee, M18 Jobsite Fan, 18V, Portable, 3-Speed Setting, Skin Only c/w AC Adaptor | C&LTOOL | CALTCO T/A C&L TOOL CENTRE | MILWTM18AF20 | CURRENT
000024720 | FAN,CIRCULATING | Milwaukee, M18 Jobsite Fan, 18V, Portable, 3-Speed Setting, Skin Only c/w AC Adaptor | MILWAUKE | MILWAUKEE POWER TOOLS | M18AF-0 | CURRENT
000024720 | FAN,CIRCULATING | Milwaukee, M18 Jobsite Fan, 18V, Portable, 3-Speed Setting, Skin Only c/w AC Adaptor | C&LTOOL | CALTCO T/A C&L TOOL CENTRE | MILWTM18AF-0 | CURRENT
000024711 | SWITCHBOARD,LV | FRONT LV CUBICLE TYPE ASSEMBLY; 1600AMP TRANSFORMER ISOL;U/W (315,500 OR 750 KVA TX'S);4 X 630 AMP SW FUSE BASES;ENERGEX TXF LHS BOTTOM ENTRY/NETWORK USER RHS TO | WEBER | WEBER SOUTH PACIFIC PTY LTD | VF124160-EGX14 | PURCHASE AS REQUIRED
000024721 | MODEM,COMMUNICATIONS | SYMMETRICAL HIGH-SPEED DIGITAL SUBSCRIBE LINE (SHDSL); ETHERNET MODEM SUITABLE COPPER PILOT CABLES; CONNECTION OF C&I SUBSTATIONS TO A C&I CONCENTRATIOR | COMMTEL | COMMTEL NETWORK SOLUTIONS PL | FG-PAM-SA4N-4ETH,V84 | PURCHASE AS REQUIRED
000024724 | LANTERN,ELECTRIC | Milwaukee, 12V Portable LED, 180 - 360 Deg of Light, 4 Light Settings c/w S/Steel Hooks | C&LTOOL | CALTCO T/A C&L TOOL CENTRE | MILWTM12LL-0 | CURRENT
000024724 | LANTERN,ELECTRIC | Milwaukee, 12V Portable LED, 180 - 360 Deg of Light, 4 Light Settings c/w S/Steel Hooks | MILWAUKE | MILWAUKEE POWER TOOLS | M12LL-0 | CURRENT
000024219 | TRANSFORMER,ISOLATION | 15KV ISOLATION TRANSFORMER; 150 OHM:150 OHM; WIDE PASS BAND SUITABLE FOR XDSL; 8KHZ TO 12 MHZ; TRANSFORMER ENCAPSULATED IN EPOXY RESIN; USE TO | DYNE-IND | DYNE INDUSTRIES PTY LTD | 8812 | PURCHASE AS REQUIRED
000024725 | TRANSFORMER,CURRENT | Metering, Toroidal, Indoor, 2kV, 2000/1600/600/5, 15VA Class 0.5, Thermal Limit 200%, for HSS Horizon CB | HAWKSIDD | HAWKER SIDDELEY SWITCHGEAR LTD | HORIZON CT 10142 - ITEM 9 | CURRENT
000024726 | TRANSFORMER,CURRENT | Protection, Toroidal, Indoor, 2kV, 1200/800/200/5, 0.3PX280 R0.35 @800/5, Thermal Limit 200%, for HSS Horizon CB | HAWKSIDD | HAWKER SIDDELEY SWITCHGEAR LTD | HORIZON CT 10142 - ITEM 10 | CURRENT
000024701 | TRANSFORMER,CURRENT | Horizon Bushing Mounted, Outdoor, 1200/800/200/1, 0.02PX1300 R4 @1200/1, Axial 125mm Lg | BRUSH | BRUSH SWITCHGEAR AUSTRALIA | HORIZON BUSHING MOUNT CT | CURRENT
000024702 | TRANSFORMER,CURRENT | Horizon Bushing Mounted, Outdoor, 1200/800/200/5, 0.2PX310 R0.5 @1200/5, Axial 115mm Lg | HAWKSIDD | HAWKER SIDDELEY SWITCHGEAR LTD | HORIZON BUSHING MOUNT CT | CURRENT
000024703 | TRANSFORMER,CURRENT | Horizon Bushing Mounted, Outdoor, 1200/800/200/1, 5VA 0.5S, Axial 55mm Lg | HAWKSIDD | HAWKER SIDDELEY SWITCHGEAR LTD | HORIZON BUSHING MOUNT CT | CURRENT
000024704 | TRANSFORMER,CURRENT | Horizon Bushing Mounted, Outdoor, 1200/800/200/5, 15VA 0.5S, Axial 75mm Lg | HAWKSIDD | HAWKER SIDDELEY SWITCHGEAR LTD | HORIZON BUSHING MOUNT CT | CURRENT
000024705 | TRANSFORMER,CURRENT | Horizon Bushing Mounted, Outdoor, 2000/1600/600/1, 0.02PX1250 R6.6 @200, Axial 115mm Lg | BRUSH | BRUSH SWITCHGEAR AUSTRALIA | HORIZON BUSHING MOUNT CT | CURRENT
000024706 | TRANSFORMER,CURRENT | Horizon Bushing Mounted, Outdoor, 000/1600/600/5, 0.1PX310 R0.7 @2000, Axial 95mm Lg | HAWKSIDD | HAWKER SIDDELEY SWITCHGEAR LTD | HORIZON BUSHING MOUNT CT | CURRENT
000024728 | TAPE,INSULATION,ELECTRICAL | Non Adhesive;Varnished Rayon Tape; 0.18MM x 19MM x 60M Roll;For Use With Underground Transmission Fluid Filled Cables; Sundry Item 4 11KV SWGR & 33kv | NKT | NKT CABLES AUSTRALIA P/L | SP1715 | CURRENT
000024728 | TAPE,INSULATION,ELECTRICAL | Non Adhesive;Varnished Rayon Tape; 0.18MM x 19MM x 60M Roll;For Use With Underground Transmission Fluid Filled Cables; Sundry Item 4 11KV SWGR & 33kv | NITTO |  | NITVRT | CURRENT
000024728 | TAPE,INSULATION,ELECTRICAL | Non Adhesive;Varnished Rayon Tape; 0.18MM x 19MM x 60M Roll;For Use With Underground Transmission Fluid Filled Cables; Sundry Item 4 11KV SWGR & 33kv | GILBLODG | GILBERT LODGE AUSTRALIA | NITVRT | CURRENT
000024729 | GLOVES | Inner for HV Insulating Gloves, Size S, Nylon Shell with PU Coating | ATOMSUPP | ATOM SUPPLY | 159038 | CURRENT
000024729 | GLOVES | Inner for HV Insulating Gloves, Size S, Nylon Shell with PU Coating | ATOMSUPP | ATOM SUPPLY | P4003.S | CURRENT
000024729 | GLOVES | Inner for HV Insulating Gloves, Size S, Nylon Shell with PU Coating | WORKSENS | WORKSENSE WORKWEAR AND SAFETY PL | P4003.S | CURRENT
000024731 | GLOVES,CLOTH | NYLON GLOVE FOR USE INSIDE OF INSULATING GLOVES; COATED WITH POLYURETHANE; SIZE : LARGE | ATOMSUPP | ATOM SUPPLY | 90110276 | CURRENT
000024731 | GLOVES,CLOTH | NYLON GLOVE FOR USE INSIDE OF INSULATING GLOVES; COATED WITH POLYURETHANE; SIZE : LARGE | ATOMSUPP | ATOM SUPPLY | P4003.L | CURRENT
000024731 | GLOVES,CLOTH | NYLON GLOVE FOR USE INSIDE OF INSULATING GLOVES; COATED WITH POLYURETHANE; SIZE : LARGE | WORKSENS | WORKSENSE WORKWEAR AND SAFETY PL | P4003.L | CURRENT
000024735 | COVER,ELECTRICAL EQUIPMENT | LV LINK COVER; PVC COVER DUAL LAYER YELLOW/GREY; 270MMX125MM FOLDED & VULCANIZED; COMPLIES WITH AS4202 CLASS II; 650V MAX; BARCODE & | BALMORAL | BALMORAL ENGINEERING | 8021 | CURRENT
000024736 | EARTHING EQUIPMENT | SCAFFOLD PORTABLE EARTH; 5M LENGTH OUTDOOR RATING 18KA/0.5 SEC 50MM SQ SINGLE CLEAR INSULATION COPPER CABLE; G CLAMP & BUSBAR CLAMP | PENTA | PENTA AUST (TMAC THEW & MCCANN/HYLEC) | PA00731 | PURCHASE AS REQUIRED
000024736 | EARTHING EQUIPMENT | SCAFFOLD PORTABLE EARTH; 5M LENGTH OUTDOOR RATING 18KA/0.5 SEC 50MM SQ SINGLE CLEAR INSULATION COPPER CABLE; G CLAMP & BUSBAR CLAMP | THEWMCAN | TMAC THEW & MCCANN GROUP | TM00731 | PURCHASE AS REQUIRED
000024736 | EARTHING EQUIPMENT | SCAFFOLD PORTABLE EARTH; 5M LENGTH OUTDOOR RATING 18KA/0.5 SEC 50MM SQ SINGLE CLEAR INSULATION COPPER CABLE; G CLAMP & BUSBAR CLAMP | THEWMCAN | TMAC THEW & MCCANN GROUP | 24736 | PURCHASE AS REQUIRED
000024734 | INSULATING OIL,ELECTRICAL | SILICONE OIL; USED IN 110KV OUTDOOR TERMINATIONS; SIMILAR TO 99.821.8.214; 99.824.8.032; 99.821.3.214; EMAX561; | PRYSMIAN | PRYSMIAN POWER CABLES & SYSTEMS AUST | 99.821.8.214 - SIMILAR | MAINTENANCE STOCK
000024737 | SHEATH,VOLTAGE LIMITER | 4.5KV TYPE TZA 20KA; FOR USE IN 110KV UNDEGROUND LINK BOX; | INSULECT | INSULECT AUSTRALIA PL | TZS 4.5 | CURRENT
000024738 | SHEATH,VOLTAGE LIMITER | SVL 3.0KV TYPE TZS 20KV FOR USE IN 33KV UNDERGROUND LINK BOX | INSULECT | INSULECT AUSTRALIA PL | TZS 3.0 | CURRENT
000024739 | TELEPHONE | 4 LINE PROFESSIONAL IP PHONE 10/100 TX PORT; POE;VOIP PHONE | TELECOM | THE TELECOM SHOP PTY LTD | SNOM-D713 | CURRENT
000024740 | DRILL,PORTABLE | Milwaukee, M12 Fuel, 13mm Hammer Drill/ Driver, 12V, Brushless Motor, LED Light, Battery Level Gauge, Skin Only | MILWAUKE | MILWAUKEE POWER TOOLS | M12FPD20 | CURRENT
000024740 | DRILL,PORTABLE | Milwaukee, M12 Fuel, 13mm Hammer Drill/ Driver, 12V, Brushless Motor, LED Light, Battery Level Gauge, Skin Only | C&LTOOL | CALTCO T/A C&L TOOL CENTRE | M12FPD20 | CURRENT
000024755 | SWITCHGEAR,FEEDER | ABB SAFEPLUS VV- SINGLE TRANSFORMER CIRCUIT BREAKER SINGLE FEEDER CIRCUIT BREAKER REAR TOP OR FRONT BOTTOM CABLE ENTRY | ABB | ABB FAN PTY LTD | 510108 | PURCHASE AS REQUIRED
000024756 | SWITCHGEAR,FEEDER | ABB SAFEPLUS CCV (INDOOR) SINGLE TRANSFORMER CIRCUIT BREAKER DOUBLE FEEDER ISOLATOR REAR TOP OR FRONT BOTTOM CABLE ENTRY | ABB | ABB FAN PTY LTD | 510110 | PURCHASE AS REQUIRED
000024757 | SWITCHGEAR,FEEDER | ABB SAFEPLUS CCV (OUTDOOR) SINGLE TRANSFORMER CIRCUIT BREAKER DOUBLE FEEDER ISOLATOR REAR TOP OR FRONT BOTTOM CABLE ENTRY | ABB | ABB FAN PTY LTD | 510111 | PURCHASE AS REQUIRED
000024758 | SWITCHGEAR,FEEDER | ABB SAFEPLUS CCVV (INDOOR) DOUBLE TRANSFORMER CIRCUIT BREAKER DOUBLE FEEDER ISOLATOR REAR TOP OR FRONT BOTTOM CABLE ENTRY | ABB | ABB FAN PTY LTD | 510112 | PURCHASE AS REQUIRED
000024759 | SWITCHGEAR,FEEDER | ABB SAFEPLUS CCVV (OUTDOOR) DOUBLE TRANSFORMER CIRCUIT BREAKER DOUBLE FEEDER ISOLATOR REAR TOP OR FRONT BOTTOM CABLE ENTRY | ABB | ABB FAN PTY LTD | 510113 | PURCHASE AS REQUIRED
000024760 | SWITCHGEAR,FEEDER | ABB SAFEPLUS CCCV (INDOOR) SINGLE TRANSFORMER CIRCUIT BREAKER TRIPLE FEEDER ISOLATOR REAR TOP OR FRONT BOTTOM CABLE ENTRY | ABB | ABB FAN PTY LTD | 510114 | PURCHASE AS REQUIRED
000024761 | SWITCHGEAR,FEEDER | ABB SAFEPLUS CCCV (OUTDOOR) SINGLE TRANSFORMER CIRCUIT BREAKER TRIPLE FEEDER ISOLATOR REAR TOP OR FRONT BOTTOM CABLE ENTRY | ABB | ABB FAN PTY LTD | 510115 | PURCHASE AS REQUIRED
000024762 | SWITCHGEAR,FEEDER | ABB SAFEPLUS CCV (INDOOR, REMOTE) SINGLE TRANSFORMER CIRCUIT BREAKER DOUBLE FEEDER ISOLATOR REAR TOP OR FRONT BOTTOM CABLE ENTRY | ABB | ABB FAN PTY LTD | 510116 | PURCHASE AS REQUIRED
000024763 | SWITCHGEAR,FEEDER | ABB SAFEPLUS CCV (OUTDOOR, REMOTE) SINGLE TRANSFORMER CIRCUIT BREAKER DOUBLE FEEDER ISOLATOR REAR TOP OR FRONT BOTTOM CABLE ENTRY | ABB | ABB FAN PTY LTD | 510117 | PURCHASE AS REQUIRED
000024764 | SWITCHGEAR,FEEDER | ABB SAFEPLUS CCVV (INDOOR, REMOTE) DOUBLE TRANSFORMER CIRCUIT BREAKER DOUBLE FEEDER ISOLATOR REAR TOP OR FRONT BOTTOM CABLE ENTRY | ABB | ABB FAN PTY LTD | 510118 | PURCHASE AS REQUIRED
000024765 | SWITCHGEAR,FEEDER | ABB SAFEPLUS CCVV (OUTDOOR, REMOTE) DOUBLE TRANSFORMER CIRCUIT BREAKER DOUBLE FEEDER ISOLATOR REAR TOP OR FRONT BOTTOM CABLE ENTRY | ABB | ABB FAN PTY LTD | 510119 | PURCHASE AS REQUIRED
000024766 | SWITCHGEAR,FEEDER | ABB SAFEPLUS CCCV (INDOOR, REMOTE) SINGLE TRANSFORMER CIRCUIT BREAKER TRIPLE FEEDER ISOLATOR REAR TOP OR FRONT BOTTOM CABLE ENTRY | ABB | ABB FAN PTY LTD | 510120 | PURCHASE AS REQUIRED
000024767 | SWITCHGEAR,FEEDER | ABB SAFEPLUS CCCV (OUTDOOR, REMOTE) SINGLE TRANSFORMER CIRCUIT BREAKER TRIPLE FEEDER ISOLATOR REAR TOP OR FRONT BOTTOM CABLE ENTRY | ABB | ABB FAN PTY LTD | 510121 | PURCHASE AS REQUIRED
000024768 | SWITCHGEAR,FEEDER | ABB SAFEPLUS -VFV SINGLE TRANSFORMER FUSE SWITCH DOUBLE FEEDER CIRCUIT BREAKER REAR TOP OR FRONT BOTTOM CABLE ENTRY | ABB | ABB FAN PTY LTD | 51033AFLR-EXL | PURCHASE AS REQUIRED
000024769 | FUSE,CARTRIDGE | ABB SAFEPLUS VT FUSE METERING PANEL FUSE 12 kV, 0.6 A, 250 mm length | ABB | ABB FAN PTY LTD | NHSN706046P10 | PURCHASE AS REQUIRED
000024770 | SWITCHGEAR,FEEDER | ABB SAFEPLUS -VV- SINGLE TRANSFORMER CIRCUIT BREAKER SINGLE FEEDER CIRCUIT BREAKER REAR TOP OR FRONT BOTTOM CABLE ENTRY | ABB | ABB FAN PTY LTD | 510109 | PURCHASE AS REQUIRED
000024771 | RELAY,PROTECTION,IMPEDENCE | ABB REJ603 1A DUAL POWERED PROTECTION RELAY TO PROTECT 1500 kVA TRANSFORMER | ABB | ABB FAN PTY LTD | REJ603B1NN1NB42NJ | CURRENT
000024772 | RELAY,PROTECTION,IMPEDENCE | ABB REJ603 5A DUAL POWERED PROTECTION RELAY TO PROTECT 1500 kVA TRANSFORMER | ABB | ABB FAN PTY LTD | REJ603B5NN1NB42NJ | CURRENT
000024741 | DRILL | Milwaukee, 18V Hammer Drill, 13mm Chuck, Brushless Powerstate Motor, LED Light, Battery Level Gauge, Skin Only | MILWAUKE | MILWAUKEE POWER TOOLS | M18FPD30 | CURRENT
000024743 | WRENCH,IMPACT | Milwaukee, M18 Fuel, Large 205mm, 1/2" Pin Detent Anvil, 18V, Powerstate Brushless Motor, 4-Mode Drive Control, Skin Only | C&LTOOL | CALTCO T/A C&L TOOL CENTRE | MILWTM18FHIW2P120 | CURRENT
000024743 | WRENCH,IMPACT | Milwaukee, M18 Fuel, Large 205mm, 1/2" Pin Detent Anvil, 18V, Powerstate Brushless Motor, 4-Mode Drive Control, Skin Only | MILWAUKE | MILWAUKEE POWER TOOLS | M18FHIW2P120 | CURRENT
000024744 | BIT,AUGER | KELLY BAR; 500MM LONG; TO SUIT POLE DRILLING AUGERS; AUGER DRIVE BAR SHORT; | PROLINE | PREMIER PROLINE PTY LTD | 80884 | PURCHASE AS REQUIRED
000024745 | SAW,RECIP,PORTABLE,ELEC | Milwaukee, 18V Battery Powered, M18 Fuel Sawzall, Brushless Powerstate Motor, Adjustable Shoe, Overload Protection, 29mm Stroke Length, Skin Only | C&LTOOL | CALTCO T/A C&L TOOL CENTRE | MILWTM18CSX2-0 | CURRENT
000024745 | SAW,RECIP,PORTABLE,ELEC | Milwaukee, 18V Battery Powered, M18 Fuel Sawzall, Brushless Powerstate Motor, Adjustable Shoe, Overload Protection, 29mm Stroke Length, Skin Only | MILWAUKE | MILWAUKEE POWER TOOLS | M18CSX2-0 | CURRENT
000024773 | SWITCHGEAR,FEEDER | ABB SAFEPLUS VVV SINGLE TRANSFORMER CIRCUIT BREAKER DOUBLE FEEDER CIRCUIT BREAKER REAR TOP OR FRONT BOTTOM CABLE ENTRY; LEFT EXTENSIBLE; | ABB | ABB FAN PTY LTD | 510103-EXL | PURCHASE AS REQUIRED
000024774 | FILTER,RESPIRATOR | Pre-Filter, Replacement Part for Powered Air Purification Respirators | ALLENS | ALLENS INDUSTRIAL PRODUCTS PTY LTD | UN052691 | CURRENT
000024774 | FILTER,RESPIRATOR | Pre-Filter, Replacement Part for Powered Air Purification Respirators | ALLENS | ALLENS INDUSTRIAL PRODUCTS PTY LTD | UU010979779 | CURRENT
000024774 | FILTER,RESPIRATOR | Pre-Filter, Replacement Part for Powered Air Purification Respirators | SAFESCTT | SCOTT SAFETY AUSTRALIA | 052691 | CURRENT
000024054 | RELAY,FEEDER DIFFERENTIAL. | 90-250V DC PWR; 90-250V DC LOGIC 6I 1A-PH ; 850NM FIBRE + 850NM FIBRE+ 850NM FIBRE; 4U HORZ; | ABB | ABB FAN PTY LTD | REFERENCE EXTENDED TEXT | CURRENT
000024055 | RELAY,FEEDER DIFFERENTIAL. | 90-250V DC PWR; 90-250V DC LOGIC; 6I 1A-PH ; 850NM FIBRE + 850NM FIBRE; 4U HORZ; | ABB | ABB FAN PTY LTD | REFERENCE EXTENDED TEXT | CURRENT
000024056 | RELAY,FEEDER DIFFERENTIAL. | 90-250V DC PWR; 90-250V DC LOGIC 6I 5A-PH ; 850NM FIBRE + 850NM FIBRE 4U HORZ | ABB | ABB FAN PTY LTD | REFERENCE EXTENDED TEXT | CURRENT
000024779 | JOINT,ELECTRICAL POWER CABLE | 11KV;HEATSHRINK JOINT;3 PHASE; 400 SQMM AL TRXLPE TRIPLEX TO 3C 0.25 SQIN CU PLY C/W 3 SHEAR BOLT BARRIERED CONNECTORS; | RAYCHEM | RAYCHEM (AUSTRALIA) PTY LTD | MXSU-EX532 | CURRENT
000024775 | RETAINER,FILTER,RESPIRATOR | Pre-Filter Holder, Replacement Part for Powered Air Purification Respirators | ALLENS | ALLENS INDUSTRIAL PRODUCTS PTY LTD | UN052692 | PURCHASE AS REQUIRED
000024775 | RETAINER,FILTER,RESPIRATOR | Pre-Filter Holder, Replacement Part for Powered Air Purification Respirators | SAFESCTT | SCOTT SAFETY AUSTRALIA | 052692 | PURCHASE AS REQUIRED
000024775 | RETAINER,FILTER,RESPIRATOR | Pre-Filter Holder, Replacement Part for Powered Air Purification Respirators | ALLENS | ALLENS INDUSTRIAL PRODUCTS PTY LTD | XP100544434 | PURCHASE AS REQUIRED
000024776 | CAP | Proflow Fit Tester, Replacement Part for Powered Air Purification Respirators | ALLENS | ALLENS INDUSTRIAL PRODUCTS PTY LTD | UN052693 | CURRENT
000024776 | CAP | Proflow Fit Tester, Replacement Part for Powered Air Purification Respirators | SAFESCTT | SCOTT SAFETY AUSTRALIA | 052693 | CURRENT
000024777 | CARTRIDGE,RESPIRATOR,AIR FILTERING | Pro2000 PF 10, P3 PAPR, Particulate Filter, for Solid/Liquid Particulates, Radioactive/Toxic Particles, Bacteria, Viruses, Fumes/Mists | ALLENS | ALLENS INDUSTRIAL PRODUCTS PTY LTD | UN052670 | CURRENT
000024777 | CARTRIDGE,RESPIRATOR,AIR FILTERING | Pro2000 PF 10, P3 PAPR, Particulate Filter, for Solid/Liquid Particulates, Radioactive/Toxic Particles, Bacteria, Viruses, Fumes/Mists | SAFESCTT | SCOTT SAFETY AUSTRALIA | 052670 | CURRENT
000024777 | CARTRIDGE,RESPIRATOR,AIR FILTERING | Pro2000 PF 10, P3 PAPR, Particulate Filter, for Solid/Liquid Particulates, Radioactive/Toxic Particles, Bacteria, Viruses, Fumes/Mists | CNWPL | CNW PL - SLACKS CREEK | UN052670 | CURRENT
000023999 | RELAY,PROTECTION | Line Diff, OC & Dir EF, 16/10 I/O, 24-60VDC Pwr, 1/5A CT, 1300nm FO Line Comms Module, DNP3 over RS485 & 100BaseTX, 4U Case | ABB | ABB FAN PTY LTD | RED615 HBDDAEAGAHH1AMA2XG | CURRENT
000023999 | RELAY,PROTECTION | Line Diff, OC & Dir EF, 16/10 I/O, 24-60VDC Pwr, 1/5A CT, 1300nm FO Line Comms Module, DNP3 over RS485 & 100BaseTX, 4U Case | ABB | ABB FAN PTY LTD | HBDDAEAGAHH1AMA2XG | CURRENT
000024046 | RELAY,PROTECTION | Line Diff, OC & Dir EF, 16/10 I/O, 48-250VDC Pwr, 1/5A CT, 850nm FO Line Comms Module, DNP3 over RS485 & 100BaseTX, 4U Case | ABB | ABB FAN PTY LTD | RED615 HBDDAEAGAJH1AMA1XG | CURRENT
000024046 | RELAY,PROTECTION | Line Diff, OC & Dir EF, 16/10 I/O, 48-250VDC Pwr, 1/5A CT, 850nm FO Line Comms Module, DNP3 over RS485 & 100BaseTX, 4U Case | ABB | ABB FAN PTY LTD | HBDDAEAGAJH1AMA1XG | CURRENT
000024047 | RELAY,PROTECTION | Line Diff, OC & Dir EF, 16/10 I/O, 24-60VDC Pwr, 1/5A CT, 850nm FO Line Comms Module, DNP3 over RS485 & 100BaseTX, 4U Case | ABB | ABB FAN PTY LTD | RED615 HBDDAEAGAJH1AMA2XG | CURRENT
000024047 | RELAY,PROTECTION | Line Diff, OC & Dir EF, 16/10 I/O, 24-60VDC Pwr, 1/5A CT, 850nm FO Line Comms Module, DNP3 over RS485 & 100BaseTX, 4U Case | ABB | ABB FAN PTY LTD | HBDDAEAGAJH1AMA2XG | CURRENT
000024000 | RELAY,FEEDER DIFFERENTIAL. | 48/110V DC PWR; 110V DC LOGIC 1A-PH 1A-RESD; 1300NM OPTICAL FIBRE (2X 1300NM); 4U HORZ | SEL | SCHWEITZER ENGINEERING LABORATORIES INC. | 0311L1JDD321423XX | CURRENT
000024001 | RELAY,FEEDER DIFFERENTIAL. | 48/110V DC PWR; 110V DC LOGIC 5APH 5A-RESD; 1300NM OPTICAL FIBRE (2X 1300NM); 4U HORZ | SEL | SCHWEITZER ENGINEERING LABORATORIES INC. | 0311L1JDD325423XX | CURRENT
000024002 | RELAY,FEEDER DIFFERENTIAL. | 48/110V DC PWR; 110V DC LOGIC 1A-PH 1A-RESD; 1300NM OPTICAL FIBRE (2X 1300NM); 4U VERT | SEL | SCHWEITZER ENGINEERING LABORATORIES INC. | 0311L1LDD321423XX | CURRENT
000024003 | RELAY,FEEDER DIFFERENTIAL. | 48/110V DC PWR; 110V DC LOGIC 5APH 5A-RESD; 1300NM OPTICAL FIBRE (2X 1300NM); 4U VERT | SEL | SCHWEITZER ENGINEERING LABORATORIES INC. | 0311L1LDD325423XX | CURRENT
000024004 | RELAY,FEEDER DIFFERENTIAL. | 48/110V DC PWR; 110V DC LOGIC 1A-PH 1A-RESD; 850NM OPTICAL FIBRE (2X 1300NM); 4U HORZ | SEL | SCHWEITZER ENGINEERING LABORATORIES INC. | 0311L1JCC321423XX | CURRENT
000024005 | RELAY,FEEDER DIFFERENTIAL. | 48/110V DC PWR; 110V DC LOGIC 5APH 5A-RESD; 850NM OPTICAL FIBRE (2X 1300NM); 4U HORZ | SEL | SCHWEITZER ENGINEERING LABORATORIES INC. | 0311L1JCC325423XX | CURRENT
000024006 | RELAY,FEEDER DIFFERENTIAL. | 48/110V DC PWR; 110V DC LOGIC 1A-PH 1A-RESD; 850NM OPTICAL FIBRE (2X 1300NM); 4U VERT | SEL | SCHWEITZER ENGINEERING LABORATORIES INC. | 0311L1LDC321423XX | CURRENT
000024007 | RELAY,FEEDER DIFFERENTIAL. | 48/110V DC PWR; 110V DC LOGIC 5APH 5A-RESD; 850NM OPTICAL FIBRE (2X 1300NM); 4U VERT | SEL | SCHWEITZER ENGINEERING LABORATORIES INC. | 0311L1LDC325423XX | CURRENT
000024008 | RELAY,FEEDER DIFFERENTIAL. | 48/110V DC PWR; 110V DC LOGIC 1A-PH 1A-RESD; 1300NM OPTICAL FIBRE 4U HORZ | SEL | SCHWEITZER ENGINEERING LABORATORIES INC. | 0311L1JD0321423XX | CURRENT
000024009 | RELAY,FEEDER DIFFERENTIAL. | 48/110V DC PWR; 110V DC LOGIC 5APH 5A-RESD; 1300NM OPTICAL FIBRE 4U HORZ | SEL | SCHWEITZER ENGINEERING LABORATORIES INC. | 0311L1JD0325423XX | CURRENT
000024010 | RELAY,FEEDER DIFFERENTIAL. | 48/110V DC PWR; 110V DC LOGIC 1A-PH 1A-RESD; 1300NM OPTICAL FIBRE 4U VERT | SEL | SCHWEITZER ENGINEERING LABORATORIES INC. | 0311L1LD0321423XX | CURRENT
000024011 | RELAY,FEEDER DIFFERENTIAL. | 48/110V DC PWR; 110V DC LOGIC 5APH 5A-RESD; 1300NM OPTICAL FIBRE 4U VERT | SEL | SCHWEITZER ENGINEERING LABORATORIES INC. | 0311L1LD0325423XX | CURRENT
000024012 | RELAY,FEEDER DIFFERENTIAL. | 24/48V DC PWR; 110V DC LOGIC 1A-PH 1A-RESD; 1300NM OPTICAL FIBRE (2X 1300NM) 4U HORZ | SEL | SCHWEITZER ENGINEERING LABORATORIES INC. | 0311L1JDD221223XX | CURRENT
000024013 | RELAY,FEEDER DIFFERENTIAL. | 24/48V DC PWR; 110V DC LOGIC 5APH 5A-RESD; 1300NM OPTICAL FIBRE (2X 1300NM); 4U HORZ | SEL | SCHWEITZER ENGINEERING LABORATORIES INC. | 0311L1JDD225323XX | CURRENT
000024014 | RELAY,FEEDER DIFFERENTIAL. | 24/48V DC PWR; 110V DC LOGIC 1A-PH 1A-RESD; 1300NM OPTICAL FIBRE (2X 1300NM) 4U VERT | SEL | SCHWEITZER ENGINEERING LABORATORIES INC. | 0311L1LDD221223XX | CURRENT
000024015 | RELAY,FEEDER DIFFERENTIAL. | 24/48V DC PWR; 110V DC LOGIC 5APH 5A-RESD; 1300NM OPTICAL FIBRE (2X 1300NM); 4U VERT | SEL | SCHWEITZER ENGINEERING LABORATORIES INC. | 0311L1LDD225223XX | CURRENT
000024016 | RELAY,FEEDER DIFFERENTIAL. | 24/48V DC PWR; 110V DC LOGIC 1A-PH 1A-RESD; 850NM OPTICAL FIBRE (2X 1300NM); 4U HORZ | SEL | SCHWEITZER ENGINEERING LABORATORIES INC. | 0311L1JDC221223XX | CURRENT
000024017 | RELAY,FEEDER DIFFERENTIAL. | 24/48V DC PWR; 110V DC LOGIC 5APH 5A-RESD; 850NM OPTICAL FIBRE (2X 1300NM); 4U HORZ | SEL | SCHWEITZER ENGINEERING LABORATORIES INC. | 0311L1JCC225323XX | CURRENT
000024018 | RELAY,FEEDER DIFFERENTIAL. | 24/48V DC PWR; 110V DC LOGIC 1A-PH 1A-RESD; 850NM OPTICAL FIBRE (2X 1300NM); 4U VERT | SEL | SCHWEITZER ENGINEERING LABORATORIES INC. | 0311L1LDC221223XX | CURRENT
000024019 | RELAY,FEEDER DIFFERENTIAL. | 24/48V DC PWR; 110V DC LOGIC 5APH 5A-RESD; 850NM OPTICAL FIBRE (2X 1300NM); 4U VERT | SEL | SCHWEITZER ENGINEERING LABORATORIES INC. | 0311L1LDC225223XX | CURRENT
000024020 | RELAY,FEEDER DIFFERENTIAL. | 24/48V DC PWR; 110V DC LOGIC 1A-PH 1A-RESD; 1300NM OPTICAL FIBRE 4U HORZ | SEL | SCHWEITZER ENGINEERING LABORATORIES INC. | 0311L1JD0221223XX | CURRENT
000024021 | RELAY,FEEDER DIFFERENTIAL. | 24/48V DC PWR; 110V DC LOGIC 5APH 5A-RESD; 1300NM OPTICAL FIBRE 4U HORZ | SEL | SCHWEITZER ENGINEERING LABORATORIES INC. | 0311L1JD0225323XX | CURRENT
000024022 | RELAY,FEEDER DIFFERENTIAL. | 24/48V DC PWR; 110V DC LOGIC 1A-PH 1A-RESD; 1300NM OPTICAL FIBRE 4U VERT | SEL | SCHWEITZER ENGINEERING LABORATORIES INC. | 0311L1LD0221223XX | CURRENT
000024023 | RELAY,FEEDER DIFFERENTIAL. | 24/48V DC PWR; 110V DC LOGIC 5APH 5A-RESD; 1300NM OPTICAL FIBRE 4U VERT | SEL | SCHWEITZER ENGINEERING LABORATORIES INC. | 0311L1LD0225223XX | CURRENT
000024029 | RELAY,FEEDER DIFFERENTIAL. | 24/48V DC PWR; 24/250V DC LOGIC 1A/5A-PH 1A/5A-RESD FLUSH OR 80TE CASE RACK MOUNTING | SCHNEDER | SCHNEIDER PTY LTD | P54391BB8M0D19M | PHASING
000024038 | RELAY,TRANSFORMER DIFFERENTIAL | 48/110V DC PWR; LOGIC 5A ALL TERMS ; PORT F RS232, PORT 3 RS485; 7U HORZ | SEL | SCHWEITZER ENGINEERING LABORATORIES INC. | 0487E3X411XXC4X3H74323X | CURRENT
000024039 | RELAY,TRANSFORMER DIFFERENTIAL | 48/110V DC PWR; LOGIC 1A ALL TERMS ; PORT F RS232, PORT 3 RS485; 7U HORZ | SEL | SCHWEITZER ENGINEERING LABORATORIES INC. | 0487E3X448XXC4X3H74323X | CURRENT
000024040 | RELAY,TRANSFORMER DIFFERENTIAL | 48/110V DC PWR; LOGIC 5A HV 1A LV 1A LV 5A 5A 1A 1A 1A PORT F RS232, 7U HORZ | SEL | SCHWEITZER ENGINEERING LABORATORIES INC. | 0487E3X431XXC4X3H74323X | CURRENT
000024041 | REMOTE I/O MODULE | 48/110V DC PWR; 110V LOGIC SINGLE MODE GLASS | SEL | SCHWEITZER ENGINEERING LABORATORIES INC. | 2505333XX | CURRENT
000024045 | REMOTE I/O MODULE | 24V DC PWR; 24V DC LOGIC SINGLE MODE GLASS | SEL | SCHWEITZER ENGINEERING LABORATORIES INC. | 2505131XX | CURRENT
000024042 | REMOTE I/O MODULE | 48/110V DC PWR; 48V LOGIC MULTI MODE PLASTCI V-PIN CONNECTOR | SEL | SCHWEITZER ENGINEERING LABORATORIES INC. | 2505312XX | CURRENT
000024043 | RELAY,ELECTROMAGNETIC | MULTITRIP 48V DC 2HSM514B2 B 10M00B 2M CASE | RMS | RELAY MONITORING SYSTEMS PL | 2HSM514B2-B-10M0B-2M28-S1 | CURRENT
000024044 | RELAY,TRANSFORMER DIFFERENTIAL | 24/32V DC PWR; 24/250V LOGIC OPTICAL FIBRE LC MM, ETHERNET UTP 60TE CASE | SCHNEDER | SCHNEIDER PTY LTD | P64392BE8M0048K | PHASING
000024781 | GLOVES,PROTECTIVE | MAXICUT 5; PREFERRED GENERAL PURPOSE WORK GLOVE; HIGH CUT & PUNTURE RESISTANT; MICRO-FOAM NITRILE COATING; SIZE 7; (VENDING PACKS) | ATOMSUPP | ATOM SUPPLY | 30000325 | CURRENT
000024782 | GLOVES,PROTECTIVE | MAXICUT 5; PREFERRED GENERAL PURPOSE WORK GLOVE; HIGH CUT & PUNTURE RESISTANT; MICRO-FOAM NITRILE COATING; SIZE 8;(VENDING PACKS) | ATOMSUPP | ATOM SUPPLY | 30000269 | CURRENT
000024783 | GLOVES,PROTECTIVE | MAXICUT 5; PREFERRED GENERAL PURPOSE WORK GLOVE; HIGH CUT & PUNTURE RESISTANT; MICRO-FOAM NITRILE COATING; SIZE 9;(VENDING PACKS) | ATOMSUPP | ATOM SUPPLY | 30000270 | CURRENT
000024784 | GLOVES,PROTECTIVE | MAXICUT 5; PREFERRED GENERAL PURPOSE WORK GLOVE; HIGH CUT & PUNTURE RESISTANT; MICRO-FOAM NITRILE COATING; SIZE 10; VENDING PACK | ATOMSUPP | ATOM SUPPLY | 30000271 | CURRENT
000024785 | GLOVES,PROTECTIVE | GLOVES:CUT RESISTANT;11,MICRO-FOAM GLOVES,PROTECTIVE MaxiCut 5 Ultra, Size 11, Micro-Foam Nitrile Coated, Cut & Pun ture Resistant | ATOMSUPP | ATOM SUPPLY | 30000272 | CURRENT
000024786 | GLOVES,PROTECTIVE | MAXICUT 5; PREFERRED GENERAL PURPOSE WORK GLOVE; HIGH CUT & PUNTURE RESISTANT; MICRO-FOAM NITRILE COATING; SIZE 12; VENDING PACKS | ATOMSUPP | ATOM SUPPLY | 30000514 | CURRENT
000024824 | GLOVES,PROTECTIVE | MAXICUT 5; PREFERRED GENERAL PURPOSE WORK GLOVE; HIGH CUT & PUNTURE RESISTANT; MICRO-FOAM NITRILE COATING; SIZE 6; | ATOMSUPP | ATOM SUPPLY | 30000324 | CURRENT
000024824 | GLOVES,PROTECTIVE | MAXICUT 5; PREFERRED GENERAL PURPOSE WORK GLOVE; HIGH CUT & PUNTURE RESISTANT; MICRO-FOAM NITRILE COATING; SIZE 6; | ATOMSUPP | ATOM SUPPLY | 44-3745-6 | CURRENT
000024787 | GLOVES,PROTECTIVE | MaxiChem, Size 7, Neoprene, for handling Oils & Chemicals like Solvents, Acids, Hydrocarbons, Oil, Grease, Organic Solvents | ATOMSUPP | ATOM SUPPLY | 490354 | CURRENT
000024787 | GLOVES,PROTECTIVE | MaxiChem, Size 7, Neoprene, for handling Oils & Chemicals like Solvents, Acids, Hydrocarbons, Oil, Grease, Organic Solvents | ATOMSUPP | ATOM SUPPLY | 56-635-7 | CURRENT
000024787 | GLOVES,PROTECTIVE | MaxiChem, Size 7, Neoprene, for handling Oils & Chemicals like Solvents, Acids, Hydrocarbons, Oil, Grease, Organic Solvents | ATOMSUPP | ATOM SUPPLY | CS721-07 | CURRENT
000024788 | GLOVES,PROTECTIVE | MaxiChem, Size 8, Neoprene, for handling Oils & Chemicals like Solvents, Acids, Hydrocarbons, Oil, Grease, Organic Solvents | ATOMSUPP | ATOM SUPPLY | 30001063 | CURRENT
000024788 | GLOVES,PROTECTIVE | MaxiChem, Size 8, Neoprene, for handling Oils & Chemicals like Solvents, Acids, Hydrocarbons, Oil, Grease, Organic Solvents | ATOMSUPP | ATOM SUPPLY | 56-635-8 | CURRENT
000024788 | GLOVES,PROTECTIVE | MaxiChem, Size 8, Neoprene, for handling Oils & Chemicals like Solvents, Acids, Hydrocarbons, Oil, Grease, Organic Solvents | ATOMSUPP | ATOM SUPPLY | 490355 | CURRENT
000024788 | GLOVES,PROTECTIVE | MaxiChem, Size 8, Neoprene, for handling Oils & Chemicals like Solvents, Acids, Hydrocarbons, Oil, Grease, Organic Solvents | ATOMSUPP | ATOM SUPPLY | CS721-08 | CURRENT
000024790 | GLOVES,PROTECTIVE | MaxiChem, Size 10, Neoprene, for handling Oils & Chemicals like Solvents, Acids, Hydrocarbons, Oil, Grease, Organic Solvents | ATOMSUPP | ATOM SUPPLY | 490358 | CURRENT
000024790 | GLOVES,PROTECTIVE | MaxiChem, Size 10, Neoprene, for handling Oils & Chemicals like Solvents, Acids, Hydrocarbons, Oil, Grease, Organic Solvents | ATOMSUPP | ATOM SUPPLY | CS721 | CURRENT
000024790 | GLOVES,PROTECTIVE | MaxiChem, Size 10, Neoprene, for handling Oils & Chemicals like Solvents, Acids, Hydrocarbons, Oil, Grease, Organic Solvents | ATOMSUPP | ATOM SUPPLY | 30001065 | CURRENT
000024790 | GLOVES,PROTECTIVE | MaxiChem, Size 10, Neoprene, for handling Oils & Chemicals like Solvents, Acids, Hydrocarbons, Oil, Grease, Organic Solvents | ATOMSUPP | ATOM SUPPLY | 56-635-10 | CURRENT
000024790 | GLOVES,PROTECTIVE | MaxiChem, Size 10, Neoprene, for handling Oils & Chemicals like Solvents, Acids, Hydrocarbons, Oil, Grease, Organic Solvents | ATOMSUPP | ATOM SUPPLY | CS711 | CURRENT
000024791 | GLOVES,PROTECTIVE | MaxiChem, Size 11, Neoprene, for handling Oils & Chemicals like Solvents, Acids, Hydrocarbons, Oil, Grease, Organic Solvents | ATOMSUPP | ATOM SUPPLY | 30001066 | CURRENT
000024791 | GLOVES,PROTECTIVE | MaxiChem, Size 11, Neoprene, for handling Oils & Chemicals like Solvents, Acids, Hydrocarbons, Oil, Grease, Organic Solvents | ATOMSUPP | ATOM SUPPLY | 56-635-11 | CURRENT
000024791 | GLOVES,PROTECTIVE | MaxiChem, Size 11, Neoprene, for handling Oils & Chemicals like Solvents, Acids, Hydrocarbons, Oil, Grease, Organic Solvents | ATOMSUPP | ATOM SUPPLY | 490359 | CURRENT
000024791 | GLOVES,PROTECTIVE | MaxiChem, Size 11, Neoprene, for handling Oils & Chemicals like Solvents, Acids, Hydrocarbons, Oil, Grease, Organic Solvents | ATOMSUPP | ATOM SUPPLY | CS721-11 | CURRENT
000024792 | GLOVES,PROTECTIVE | MaxiDry GP, Size 7, Neoprene Non-Slip, Fully Coated Gauntlet, Shortcuff, for handling Chemicals like Solvents, Acids, Hydrocarbons, Oil, Grease, Organic | ATOMSUPP | ATOM SUPPLY | 30001057 | CURRENT
000024792 | GLOVES,PROTECTIVE | MaxiDry GP, Size 7, Neoprene Non-Slip, Fully Coated Gauntlet, Shortcuff, for handling Chemicals like Solvents, Acids, Hydrocarbons, Oil, Grease, Organic | ATOMSUPP | ATOM SUPPLY | 56-426-7 | CURRENT
000024793 | GLOVES,PROTECTIVE | MaxiDry GP, Size 8, Neoprene Non-Slip, Fully Coated Gauntlet, Shortcuff, for handling Chemicals like Solvents, Acids, Hydrocarbons, Oil, Grease, Organic | ATOMSUPP | ATOM SUPPLY | 30001058 | CURRENT
000024793 | GLOVES,PROTECTIVE | MaxiDry GP, Size 8, Neoprene Non-Slip, Fully Coated Gauntlet, Shortcuff, for handling Chemicals like Solvents, Acids, Hydrocarbons, Oil, Grease, Organic | ATOMSUPP | ATOM SUPPLY | 56-426-8 | CURRENT
000024794 | GLOVES,PROTECTIVE | MaxiDry GP, Size 9, Neoprene Non-Slip, Fully Coated Gauntlet, Shortcuff, for handling Chemicals like Solvents, Acids, Hydrocarbons, Oil, Grease, Organic | ATOMSUPP | ATOM SUPPLY | 30001059 | CURRENT
000024794 | GLOVES,PROTECTIVE | MaxiDry GP, Size 9, Neoprene Non-Slip, Fully Coated Gauntlet, Shortcuff, for handling Chemicals like Solvents, Acids, Hydrocarbons, Oil, Grease, Organic | ATOMSUPP | ATOM SUPPLY | 56-426-9 | CURRENT
000024795 | GLOVES,PROTECTIVE | MaxiDry GP, Size 10, Neoprene Non-Slip, Fully Coated Gauntlet, Shortcuff, for handling Chemicals like Solvents, Acids, Hydrocarbons, Oil, Grease, Organic | ATOMSUPP | ATOM SUPPLY | 30002761 | CURRENT
000024795 | GLOVES,PROTECTIVE | MaxiDry GP, Size 10, Neoprene Non-Slip, Fully Coated Gauntlet, Shortcuff, for handling Chemicals like Solvents, Acids, Hydrocarbons, Oil, Grease, Organic | ATOMSUPP | ATOM SUPPLY | 56-426-10 | CURRENT
000024796 | GLOVES,PROTECTIVE | MaxiDry GP, Size 11, Neoprene Non-Slip, Fully Coated Gauntlet, Shortcuff, for handling Chemicals like Solvents, Acids, Hydrocarbons, Oil, Grease, Organic | ATOMSUPP | ATOM SUPPLY | 30002758 | CURRENT
000024796 | GLOVES,PROTECTIVE | MaxiDry GP, Size 11, Neoprene Non-Slip, Fully Coated Gauntlet, Shortcuff, for handling Chemicals like Solvents, Acids, Hydrocarbons, Oil, Grease, Organic | ATOMSUPP | ATOM SUPPLY | 56-426-11 | CURRENT
000024797 | GLOVES,PROTECTIVE | MaxiFlex Elite, Size 6, Micro-Foam Nitrile Coating, High Dexterity, 25% Thinner GP Glove for Sensitive Handling | ATOMSUPP | ATOM SUPPLY | 30001018 | CURRENT
000024797 | GLOVES,PROTECTIVE | MaxiFlex Elite, Size 6, Micro-Foam Nitrile Coating, High Dexterity, 25% Thinner GP Glove for Sensitive Handling | ATOMSUPP | ATOM SUPPLY | 34-274-6 | CURRENT
000024798 | GLOVES,PROTECTIVE | MaxiFlex Elite, Size 7, Micro-Foam Nitrile Coating, High Dexterity, 25% Thinner GP Glove for Sensitive Handling | ATOMSUPP | ATOM SUPPLY | 30001019 | CURRENT
000024798 | GLOVES,PROTECTIVE | MaxiFlex Elite, Size 7, Micro-Foam Nitrile Coating, High Dexterity, 25% Thinner GP Glove for Sensitive Handling | ATOMSUPP | ATOM SUPPLY | 34-274-7 | CURRENT
000024799 | GLOVES,PROTECTIVE | MaxiFlex Elite, Size 8, Micro-Foam Nitrile Coating, High Dexterity, 25% Thinner GP Glove for Sensitive Handling | ATOMSUPP | ATOM SUPPLY | 30001020 | CURRENT
000024799 | GLOVES,PROTECTIVE | MaxiFlex Elite, Size 8, Micro-Foam Nitrile Coating, High Dexterity, 25% Thinner GP Glove for Sensitive Handling | ATOMSUPP | ATOM SUPPLY | 34-274-8 | CURRENT
000024800 | GLOVES,PROTECTIVE | MaxiFlex Elite, Size 9, Micro-Foam Nitrile Coating, High Dexterity, 25% Thinner GP Glove for Sensitive Handling | ATOMSUPP | ATOM SUPPLY | 30001021 | CURRENT
000024800 | GLOVES,PROTECTIVE | MaxiFlex Elite, Size 9, Micro-Foam Nitrile Coating, High Dexterity, 25% Thinner GP Glove for Sensitive Handling | ATOMSUPP | ATOM SUPPLY | 34-274-9 | CURRENT
000024801 | GLOVES,PROTECTIVE | Micro Foam Nitrile Grey Black, Band Size 10 XL Helio 101 Wirra | ATOMSUPP | ATOM SUPPLY | 55040876 | CURRENT
000024801 | GLOVES,PROTECTIVE | Micro Foam Nitrile Grey Black, Band Size 10 XL Helio 101 Wirra | ATOMSUPP | ATOM SUPPLY | 34-274-10 | CURRENT
000024802 | GLOVES,PROTECTIVE | MaxiFlex Elite, Size 11, Micro-Foam Nitrile Coating, High Dexterity, 25% Thinner GP Glove for Sensitive Handling | ATOMSUPP | ATOM SUPPLY | 30001023 | CURRENT
000024802 | GLOVES,PROTECTIVE | MaxiFlex Elite, Size 11, Micro-Foam Nitrile Coating, High Dexterity, 25% Thinner GP Glove for Sensitive Handling | ATOMSUPP | ATOM SUPPLY | 34-274-11 | CURRENT
000024126 | JUNCTION BOX. | 316 STAINLESS STEEL; ENCLOSURE 316; SUSTATION CB JUNCTION BOX H400XW600XD200 SWING DOOR | HAWKSIDD | HAWKER SIDDELEY SWITCHGEAR LTD | ASI316L ENCLOSURE WITH IP31 | CURRENT
000024126 | JUNCTION BOX. | 316 STAINLESS STEEL; ENCLOSURE 316; SUSTATION CB JUNCTION BOX H400XW600XD200 SWING DOOR | NHP | NHP ELECTRICAL ENGINEERING | SQO01171293-1 | CURRENT
000024804 | TRANSFORMER,DISTRIBUTION | 11 KV;1500 KVA;3 PH;EPOXY ENCAPSULATED; DRY TYPE;IP21;ENCLOSURE;TOP OR BOTTOM CABLE ENTRY;7 TAP 6% Z;75 KV BIL (IMPULSE STRENGTH);C/W LOW-VOLTAGE | ABB | ABB FAN PTY LTD | 9021571 | PURCHASE AS REQUIRED
000024806 | VENT CHUTE | BLAST SHIELD FOR SCHNEIDER N38 RECLOSER; REQUIRED FOR SUBSTATION INSTALLATION; USE WITH SC21059; | SCHNEDER | SCHNEIDER PTY LTD | 991000210 | PURCHASE AS REQUIRED
000024730 | GLOVES,CLOTH | NYLON GLOVE FOR USE INSIDE OF INSULATING GLOVES; COATED WITH POLYURETHANE; SIZE : MEDIUM | ATOMSUPP | ATOM SUPPLY | 139148 | CURRENT
000024730 | GLOVES,CLOTH | NYLON GLOVE FOR USE INSIDE OF INSULATING GLOVES; COATED WITH POLYURETHANE; SIZE : MEDIUM | ATOMSUPP | ATOM SUPPLY | P4003.M | CURRENT
000024730 | GLOVES,CLOTH | NYLON GLOVE FOR USE INSIDE OF INSULATING GLOVES; COATED WITH POLYURETHANE; SIZE : MEDIUM | WORKSENS | WORKSENSE WORKWEAR AND SAFETY PL | P4003.M | CURRENT
000024732 | GLOVES,CLOTH | NYLON GLOVE FOR USE INSIDE OF INSULATING GLOVES; COATED WITH POLYURETHANE; SIZE : EXTRA LARGE | ATOMSUPP | ATOM SUPPLY | 139149 | CURRENT
000024732 | GLOVES,CLOTH | NYLON GLOVE FOR USE INSIDE OF INSULATING GLOVES; COATED WITH POLYURETHANE; SIZE : EXTRA LARGE | ATOMSUPP | ATOM SUPPLY | P4003.XL | CURRENT
000024732 | GLOVES,CLOTH | NYLON GLOVE FOR USE INSIDE OF INSULATING GLOVES; COATED WITH POLYURETHANE; SIZE : EXTRA LARGE | WORKSENS | WORKSENSE WORKWEAR AND SAFETY PL | P4003.XL | CURRENT
000024809 | MASK,AIR FILTERING | HOSE ONLY FOR FLOWHOOD T2 PART REPLACMENT OF SC24778; POWERED AIR PURIFYING RESPIRATOR; NOT SUITABLE FOR SUNDSTROM EQUIPMENT | ALLENS | ALLENS INDUSTRIAL PRODUCTS PTY LTD | UN064280 | CURRENT
000024807 | POWER SUPPLY | 12VDC 1A; AC/DC PLUG PACK; SUITS SC23711 OPENGEAR ACM5004; SUITS SC22388 DIMOTO POF MEDIA CONVERTER | OPENGEAR | OPENGEAR INC. | 450031 | CURRENT
000024807 | POWER SUPPLY | 12VDC 1A; AC/DC PLUG PACK; SUITS SC23711 OPENGEAR ACM5004; SUITS SC22388 DIMOTO POF MEDIA CONVERTER | COMLINX | COMLINX PL | 450031 | CURRENT
000025002 | METER,WATTHOUR | MK10H DIN RAIL 3 PHASE, 4 WIRE 240VAC, 5A TB2 RS-485 MODBUS; CT CLASS 1 WITH POWERED COMMUNICATIONS PORT; SUBMETER METERING DYNAMICS LABEL, NON PLANT; | EDMI | EDMI PTY LTD | 1H11-1G1-1S-F12-230-0 | PHASING
000025003 | TERMINAL SCREW | TERMINAL SCREWS VT (FLAT BLADE) PACK OF 100 | EDMI | EDMI PTY LTD | MWORK16813 | PURCHASE AS REQUIRED
000025004 | COVER,TERMINAL | TERMINAL COVER - MK10D, MK10E, MK6E | EDMI | EDMI PTY LTD | PLAS16804 | PURCHASE AS REQUIRED
000025005 | COVER,TERMINAL | TERMINAL COVER  EXTENDED  MK7C | EDMI | EDMI PTY LTD | PLAS19756 | PURCHASE AS REQUIRED
000025006 | FINGERGUARD | FINGER GUARD  MK10E, MK10D, MK6E | EDMI | EDMI PTY LTD | PLAS16849 | PURCHASE AS REQUIRED
000025007 | FINGERGUARD | FINGER GUARD  MK7A | EDMI | EDMI PTY LTD | PLAS19707 | PURCHASE AS REQUIRED
000025008 | BRACKET,MOUNTING | MODEM BRACKET (INCLUDING FINGER GUARD) MK7A | EDMI | EDMI PTY LTD | PLAS19777 | PURCHASE AS REQUIRED
000025009 | PROBE,FIBRE OPTIC | OPTICAL PROBE FLAG (USB) | EDMI | EDMI PTY LTD | 2000-0460 | PURCHASE AS REQUIRED
000023862 | SIGN | *DANGER-ANTI CLIMBING DEVICE INSTALLED* WHITE RETROFLECTIVE CLASS 2; 1.8MM THICK 170H X 180W; AS1319; 2XM10 HOLES ALUMINIUM | ARTCRAFT | ARTCRAFT PTY LTD | EESS-10181-16 | PURCHASE AS REQUIRED
000024810 | CUBICLE,RACK FRAME. | STEEL;47RU 600MM x 700MM 19 INCH RACK FRAME AT FRONT; REAR DOOR; 600MM WIDE; 700D 2200MM H; C/W 100MM PLINTH FITTED- SOLID FRONT AND BACK AND PLINTH | RITTAL | RITTAL AUSTRALIA PTY LTD | 7187709 | PURCHASE AS REQUIRED
000024811 | CUBICLE,RACK FRAME. | SIDE PANEL ONLY SUITS SC24810; STEEL; 47RU 600MM X 700MM 19 INCH RACK FRAME AT FRONT DOOR; 600MM W; 700MM D; 2200MM H; C/W 100 PLINTH FITTED; SOLID | RITTAL | RITTAL AUSTRALIA PTY LTD | SIDE PANEL- 7187709 | PURCHASE AS REQUIRED
000024817 | TRANSFORMER,METERING | OUTDOOR TYPE;FREE STANDING;12 KV; 100A;13 KA/3 SECS;OIL INSULATED; BOTTOM; ENTRY; COMPACT DESIGN; TYPE C HV BUSHING C/W50/5A WOUND PRIMARY CTS; 550KG; | TWS | TWS ENERGY CONTROLS | SCR80A | PURCHASE AS REQUIRED
000024818 | TRANSFORMER,METERING | OUTDOOR TYPE;FREE STANDING;12 KV; 400A;25 KA/3 SECS;OIL INSULATED; BOTTOM ENTRY;COMPACT DESIGN; TYPE C HV BUSHING; 550KG | TWS | TWS ENERGY CONTROLS | SCR79A | PURCHASE AS REQUIRED
000024819 | SLING,ENDLESS | 70T; ROUND SLING; 2 METRES; TAGGED & STENCILLED FOR PULLING ONLY USED WITH POLE EXTRACTION DEVICE | STEHOUSE | STENHOUSE LIFTING EQUIPMENT PL | E20000-PULL-0X2.0 | CURRENT
000024820 | SLING,ENDLESS | 70T; ROUND SLING; 3 METRES; TAGGED & STENCILLED FOR PULLING ONLY USED WITH POLE EXTRACTION DEVICE | STEHOUSE | STENHOUSE LIFTING EQUIPMENT PL | E20000-PULL-0X3.0 | CURRENT
000024825 | PANEL | HMI Operator Panel, for NOJA RC10 Series | NOJAPWR | NOJA POWER | PANS-01E | PURCHASE AS REQUIRED
000024826 | MODULE | Relay Module, for NOJA RC10 Series | NOJAPWR | NOJA POWER | REL-02R | PURCHASE AS REQUIRED
000024826 | MODULE | Relay Module, for NOJA RC10 Series | NOJAPWR | NOJA POWER | REL-02 | PURCHASE AS REQUIRED
000024826 | MODULE | Relay Module, for NOJA RC10 Series | NOJAPWR | NOJA POWER | RELS-02 | PURCHASE AS REQUIRED
000024827 | MODULE | Switch Interface Module, for NOJA RC10 Series | NOJAPWR | NOJA POWER | SIMS-01 | PURCHASE AS REQUIRED
000024828 | POWER SUPPLY | Power Supply Module, for NOJA RC10 Series | NOJAPWR | NOJA POWER | PSMS-02 | PURCHASE AS REQUIRED
000024814 | CORD ASSY,ELEC | CAT6A Ethernet Patch Cable, Grey or Blue Sheath, 1m Lg | RAMELEC | RAMELEC ELECTRICAL PTY LTD | 1165940010 | CURRENT
000024814 | CORD ASSY,ELEC | CAT6A Ethernet Patch Cable, Grey or Blue Sheath, 1m Lg | WEIDMULL | WEIDMULLER (AUST) PTY LTD | 1165940010 | CURRENT
000024815 | CORD ASSY,ELEC | CAT6A Ethernet Patch Cable, Grey Sheath, 2m Lg | RAMELEC | RAMELEC ELECTRICAL PTY LTD | 1165940020 | CURRENT
000024815 | CORD ASSY,ELEC | CAT6A Ethernet Patch Cable, Grey Sheath, 2m Lg | WEIDMULL | WEIDMULLER (AUST) PTY LTD | 1165940020 | CURRENT
000024816 | CORD ASSY,ELEC | CAT6A Ethernet Patch Cable, Grey Sheath, 3m Lg | OPTIMAL | OPTIMAL CABLE SERVICES PTY LTD | AFL6A030-GY-L | CURRENT
000024816 | CORD ASSY,ELEC | CAT6A Ethernet Patch Cable, Grey Sheath, 3m Lg | RAMELEC | RAMELEC ELECTRICAL PTY LTD | 1165940030 | CURRENT
000024816 | CORD ASSY,ELEC | CAT6A Ethernet Patch Cable, Grey Sheath, 3m Lg | WEIDMULL | WEIDMULLER (AUST) PTY LTD | 1165940030 | CURRENT
000024822 | SPOTLIGHT | Milwaukee, M12 LED High Output Spotlight 12V, 750 Lumens, 640m Beam, IP24, Skin Only | C&LTOOL | CALTCO T/A C&L TOOL CENTRE | MILWTM12SLED-0 | CURRENT
000024822 | SPOTLIGHT | Milwaukee, M12 LED High Output Spotlight 12V, 750 Lumens, 640m Beam, IP24, Skin Only | MILWAUKE | MILWAUKEE POWER TOOLS | M12SLED-0 | CURRENT
000024823 | BLOWER,ELECTRIC,PORTABLE | Milwaukee, M18 Cordless Compact Blower, 18V, 3-Speed Electronic Switch, Variable Speed Trigger, Air Velocity 259km/h, Universal Inflator/Deflator, Skin Only | C&LTOOL | CALTCO T/A C&L TOOL CENTRE | MILWTM18BBL-0 | CURRENT
000024823 | BLOWER,ELECTRIC,PORTABLE | Milwaukee, M18 Cordless Compact Blower, 18V, 3-Speed Electronic Switch, Variable Speed Trigger, Air Velocity 259km/h, Universal Inflator/Deflator, Skin Only | MILWAUKE | MILWAUKEE POWER TOOLS | M18BBL-0 | CURRENT
000024829 | FILTER,FLUID | 2.5M WATER FILTER SOCK; 1.5" FEMALE CAMLOCK; COMES IN SEALABLE 20 LITRE BUCKET FOR STORAGE; | ADAPT | ADAPT AUSTRALIA PTY LTD | P81.5F | PURCHASE AS REQUIRED
000024832 | BOX,TOTE | No. 4, 290mm Lg, 178mm W, 143mm H, Polypropylene, Stackable, Open End w/o Lid | ATOMSUPP | ATOM SUPPLY | 217692 | CURRENT
000024833 | BOX,TOTE | No. 5, 290mm Lg, 363mm W, 145mm H, Polypropylene, Stackable, Open End w/o Lid | ATOMSUPP | ATOM SUPPLY | 91368009 | CURRENT
000024830 | CABLE,FIBRE OPTIC | Aerial, 72 Fibres SMOF, OPGW, 11.1mm Dia 4.9kA, Left Hand Lay, 4000m Drum | SFPOC | SUZHOU FURUKAWA POWER OPTIC CABLE CO LTD | SFSJ-J-10777 | CURRENT
000024834 | GREASE,SPECIAL PURPOSE | TRANZ Q47-3, Electrical Conducting Lubricant, NLGI Gde 1, Intense Black, Grease-gel, 500g Jar | PENTA | PENTA AUST (TMAC THEW & MCCANN/HYLEC) | PA21637 | CURRENT
000024834 | GREASE,SPECIAL PURPOSE | TRANZ Q47-3, Electrical Conducting Lubricant, NLGI Gde 1, Intense Black, Grease-gel, 500g Jar | HYLEC | HYLEC PTY LTD | TRANZQ47-3JAR | CURRENT
000024840 | ADAPTOR,POLE TO CROSSARM | FLOATING;ALUMINIUM;125 MM FLAT FACE; BAG OF 50,PACK WEIGHT 20 KG | DOWNCAST | DOWNS ALUMINIUM CASTINGS | BG125 | CURRENT
000024839 | SAFETY HELMET ASSEMBLY | HELMET CLIPS,RATCHET STYLE INSERT; USED WITH ENERGEX HELMET (SC14294); UNISAFE TA550, TA560, TA570; RESTRICTED ITEM - FOR USE WITH PAPR KITS ONLY; | BOC | BOC GASES | TA598 | PURCHASE AS REQUIRED
000024841 | BOLT,MACHINE | STAINLESS STEEL; GDE 304; HEX HD; M6; 50MM LG; BOX 100; ISSUED AS BOX | STATEWD | STATEWIDE FSTNERS & ENG SPLS PL | HBS4M650 | CURRENT
000024843 | CABLE GLAND | NICKEL PLATED BRASS; M63 OD;IP 66/67/68; IEC 62444;MIN CABLE OD 44MM; MAX CABLE OD 57MM; C/W WASHERS RINGS AND LOCKNUTS | PENTA | PENTA AUST (TMAC THEW & MCCANN/HYLEC) | PA21327 | CURRENT
000024843 | CABLE GLAND | NICKEL PLATED BRASS; M63 OD;IP 66/67/68; IEC 62444;MIN CABLE OD 44MM; MAX CABLE OD 57MM; C/W WASHERS RINGS AND LOCKNUTS | HYLEC | HYLEC PTY LTD | 053506 | CURRENT
000024842 | LANYARD,SHOCK ABSORBER | Scaffold Hook Lanyard; SWL 140kg 1.6m LG; Elasticised Webbing; Double action Aluminium Shark Hook; Triple action Carbon Steel Karabiner; Built | HEIGHDYN | HEIGHT DYNAMICS | LP16K19 | PURCHASE AS REQUIRED
000024125 | PLATE, MOUNTING | EQUIPMENT PLATE FOR ABB TYPE RED615; 482MM RACK TYPE EQUIPMENT PLATE - 5U 482MM X 222MM WITH 166MM X 162MM CUTOUT | ERGON | ERGON ENERGY | SC24125 | PURCHASE AS REQUIRED
000024837 | CHARGER,BATTERY | SINGLE PHASE,240 V AC INPUT; 110 V DC, 25 AMP OUTPUT; FREE STANDING CUBICLE; U/W 110 V 160 A/HR SEALED LEADACID BATTERIES; SIZE H1000 X W500; | BRODRIBB | M BRODRIBB PTY LTD (MANUFACTURER) | D5703.1-110-0025-0X | CURRENT
000024803 | CHARGER,BATTERY | SINGLE PHASE; 240 V AC INPUT; 30 V DC; 20 AMP OUTPUT;FREE STANDING CUBICLE; U/W 30 V 160 A/HR SEALED LEADACID BATTERIES; SIZE H 1270XW600XD400; | BRODRIBB | M BRODRIBB PTY LTD (MANUFACTURER) | D5703.1-030-0020-01 | CURRENT
000024845 | CABLE,POWER,ELECTRICAL | 6.35/11KV; 1C X 300 SQMM CU FLEX; XR-EP-90 INSULATED; CWS 6KA/1S; TPE OR CSP SHEATH; UP TO 90 DEG; SUPPLIED ON STEEL DRUM; 300M NOM LENGTH | PRYSMIAN | PRYSMIAN POWER CABLES & SYSTEMS AUST | YAUEGYLOCALMV 11KV 300X1C FLEX | CURRENT
000024845 | CABLE,POWER,ELECTRICAL | 6.35/11KV; 1C X 300 SQMM CU FLEX; XR-EP-90 INSULATED; CWS 6KA/1S; TPE OR CSP SHEATH; UP TO 90 DEG; SUPPLIED ON STEEL DRUM; 300M NOM LENGTH | MIDLANDS | MIDLAND METALS | 11KV 1CX300MM2 CU (FLEXIBLE) | CURRENT
000024845 | CABLE,POWER,ELECTRICAL | 6.35/11KV; 1C X 300 SQMM CU FLEX; XR-EP-90 INSULATED; CWS 6KA/1S; TPE OR CSP SHEATH; UP TO 90 DEG; SUPPLIED ON STEEL DRUM; 300M NOM LENGTH | CABLGRID | CABLE GRID AUSTRALIA PL | KEI/DWG/6.35/11(12)KV,1CX300MM | CURRENT
000024845 | CABLE,POWER,ELECTRICAL | 6.35/11KV; 1C X 300 SQMM CU FLEX; XR-EP-90 INSULATED; CWS 6KA/1S; TPE OR CSP SHEATH; UP TO 90 DEG; SUPPLIED ON STEEL DRUM; 300M NOM LENGTH | OLEX | OLEX AUSTRALIA PTY LTD | RGER69AA001CXAA | CURRENT
000024846 | CABLE,POWER,ELECTRICAL | 19/33KV; 1C X 400 SQMM CU FLEX; XR-EP-90 INSULATED; CWS 5KA/3S; TPE OR CSP SHEATH; UP TO 90 DEG; SUPPLIED ON STEEL DRUM; 300M NOM LENGTH | MIDLANDS | MIDLAND METALS | 33KV 1CX400MM2 CU (FLEXIBLE) | CURRENT
000024846 | CABLE,POWER,ELECTRICAL | 19/33KV; 1C X 400 SQMM CU FLEX; XR-EP-90 INSULATED; CWS 5KA/3S; TPE OR CSP SHEATH; UP TO 90 DEG; SUPPLIED ON STEEL DRUM; 300M NOM LENGTH | CABLGRID | CABLE GRID AUSTRALIA PL | KEI/DWG/19/33(36)KV,1C X 400MM | CURRENT
000024846 | CABLE,POWER,ELECTRICAL | 19/33KV; 1C X 400 SQMM CU FLEX; XR-EP-90 INSULATED; CWS 5KA/3S; TPE OR CSP SHEATH; UP TO 90 DEG; SUPPLIED ON STEEL DRUM; 300M NOM LENGTH | OLEX | OLEX AUSTRALIA PTY LTD | RHGR701AA001CXAA | CURRENT
000024847 | CABLE,POWER,ELECTRICAL | 19/33KV; 1C X 95 SQMM CU FLEX; XR-EP-90 INSULATED; CWS 5KA/3S; TPE OR CSP SHEATH UP TO 90 DEG; SUPPLIED ON STEEL DRUM; 300M NOM LENGTH; | PRYSMIAN | PRYSMIAN POWER CABLES & SYSTEMS AUST | YAUEGYLOCALMV 33KV 95X1C FLEX | CURRENT
000024847 | CABLE,POWER,ELECTRICAL | 19/33KV; 1C X 95 SQMM CU FLEX; XR-EP-90 INSULATED; CWS 5KA/3S; TPE OR CSP SHEATH UP TO 90 DEG; SUPPLIED ON STEEL DRUM; 300M NOM LENGTH; | MIDLANDS | MIDLAND METALS | 33KV 1CX95MM2 CU (FLEXIBLE) | CURRENT
000024847 | CABLE,POWER,ELECTRICAL | 19/33KV; 1C X 95 SQMM CU FLEX; XR-EP-90 INSULATED; CWS 5KA/3S; TPE OR CSP SHEATH UP TO 90 DEG; SUPPLIED ON STEEL DRUM; 300M NOM LENGTH; | CABLGRID | CABLE GRID AUSTRALIA PL | KEI/DWG/19/33(36)KV 1C X 95MM2 | CURRENT
000024847 | CABLE,POWER,ELECTRICAL | 19/33KV; 1C X 95 SQMM CU FLEX; XR-EP-90 INSULATED; CWS 5KA/3S; TPE OR CSP SHEATH UP TO 90 DEG; SUPPLIED ON STEEL DRUM; 300M NOM LENGTH; | OLEX | OLEX AUSTRALIA PTY LTD | RHGR64AA001CXAA | CURRENT
000024852 | HOIST,CHAIN | Vital Lever Hoist, 1.5m Height of Lift, 250kg WLL, 4mm Chain, AS1418.2 | STEHOUSE | STENHOUSE LIFTING EQUIPMENT PL | VLB202 | PURCHASE AS REQUIRED
000024853 | COATING COMPOUND KIT | Crossarm Coating Kit c/w Brush Grey Poolcoat NSC73 500g, Catalyst 10ml, 1 x 50mm Paintbrush, 1 x Stirring Stick, 1 Pair Latex Gloves, 2 x Plastic Bags, | CGCOMP | CG COMPOSITES (AUS) PL | 309481 | CURRENT
000024854 | CONTACTOR | CONTACTORS, ALLEN BRADLEY; IEC 40 A IEC CONTACTOROIL; 2 X NC CONTACTOR; FOR USE WITH SFUK103 &203; 100-C40*200; 600V AC MAX, 60 AMPS ENCL; | ALL&BRAD | ALLEN & BRADLEY MANUFACTURER | CA740M22240VAC | CURRENT
000024854 | CONTACTOR | CONTACTORS, ALLEN BRADLEY; IEC 40 A IEC CONTACTOROIL; 2 X NC CONTACTOR; FOR USE WITH SFUK103 &203; 100-C40*200; 600V AC MAX, 60 AMPS ENCL; | LANDGYR |  | 100-C40KF200 | CURRENT
000024854 | CONTACTOR | CONTACTORS, ALLEN BRADLEY; IEC 40 A IEC CONTACTOROIL; 2 X NC CONTACTOR; FOR USE WITH SFUK103 &203; 100-C40*200; 600V AC MAX, 60 AMPS ENCL; | APCS | INACO AUTOMATION CONTROLS | ALB100C40T200 | CURRENT
000024848 | CLAMP,CABLE | IPC Connector, 7/1.00-19/3.00, 3-14mm Dia Bare Cu Main, 6-35mm2 IPC Tap, Double Bolt, EQTS 01-09-05 (P6) | SICAME | SICAME AUSTRALIA PTY LTD | CCW35DBE | CURRENT
000024849 | CLAMP,CABLE | IPC Connector, 7/1.75-19/3.75, 5-19mm Dia Bare Al Main, 6-35mm2 IPC Tap, Double Bolt, EQTS 01-09-05 (P6) | SICAME | SICAME AUSTRALIA PTY LTD | CAW35DBE | CURRENT
000024850 | FUSECARRIER | LV Fuse Holder, 100A max, White c/w House Number Id Plate, suit PFV100 & PFV100695 Base & Carrier Fuse Holders, for use with SC19910 (scm) | SICAME | SICAME AUSTRALIA PTY LTD | PFIDPW | CURRENT
000024851 | FUSECARRIER | LV Fuse Holder, 100A max, Yellow c/w House Number Id Plate, suit PFV100 & PFV100695 Base & Carrier Fuse Holders, for use with SC19910 & SC24206 (scm) | SICAME | SICAME AUSTRALIA PTY LTD | PFIDPY | CURRENT
000024838 | ROLLER,CABLE | ROLLER MOUNTING BRACKET; RATCHET STRAP; FOR MOUNTING CB-1 ROLLER; SWL 600KG; | SPECFORC | SPECIALISED FORCE | RS-1 | PURCHASE AS REQUIRED
000024838 | ROLLER,CABLE | ROLLER MOUNTING BRACKET; RATCHET STRAP; FOR MOUNTING CB-1 ROLLER; SWL 600KG; | TEN | THE ENERGY NETWORK | SPP-1A-BKT | PURCHASE AS REQUIRED
000024855 | GLOVES,ELECTRICAL WORKER'S | Rubber, Insulating Class 0, Size 7, Max 1000V AC, Yellow, ANSI/ASTM D120 | BALMORAL | BALMORAL ENGINEERING | RIG014YS7 | CURRENT
000024855 | GLOVES,ELECTRICAL WORKER'S | Rubber, Insulating Class 0, Size 7, Max 1000V AC, Yellow, ANSI/ASTM D120 | TEN | THE ENERGY NETWORK | E014BY-7 | CURRENT
000024855 | GLOVES,ELECTRICAL WORKER'S | Rubber, Insulating Class 0, Size 7, Max 1000V AC, Yellow, ANSI/ASTM D120 | SALSBURY | SALISBURY (MANUFACTURER) | E014BY-7 | CURRENT
000024856 | GLOVES,ELECTRICAL WORKER'S | Ansell ActivArmr, Class 00, 500VAC, Size 7, Insulating Rubber, Red, Straight Cuff, 280mm (11") Lg, ASTM D120 | ANSELL | ANSELL LTD | RIG0011RS7 | CURRENT
000024856 | GLOVES,ELECTRICAL WORKER'S | Ansell ActivArmr, Class 00, 500VAC, Size 7, Insulating Rubber, Red, Straight Cuff, 280mm (11") Lg, ASTM D120 | BALMORAL | BALMORAL ENGINEERING | RIG0011RS7 | CURRENT
000024857 | PLUG,PROTECTIVE,DUST & MOISTURE | 11 & 33KV; LIVE END PLUG FOR DIN TYPE C BUSHING ON RMU AND SWITCHGEAR; M12 BACK SIDE THREAD; SET OF 3; WITH EARTH DRAIN WIRE | NKT | NKT CABLES AUSTRALIA P/L | CBC 40.5-630 M12 | CURRENT
000024858 | POWER SUPPLY | Primary 80-370VDC / 85-277VAC, Secondary 24VDC 72W, Replacement Component for Wilson Transformer DRMCC | WILSON | WILSON TRANSFORMER CO. PTY LTD | 134-0269N10 | MAINTENANCE STOCK
000024858 | POWER SUPPLY | Primary 80-370VDC / 85-277VAC, Secondary 24VDC 72W, Replacement Component for Wilson Transformer DRMCC | WEIDMULL | WEIDMULLER (AUST) PTY LTD | 1478100000 | MAINTENANCE STOCK
000024859 | ARRESTER,ELECTRICAL SURGE | SURGE ARRESTER; 120V DC/AC 20A; DIN RAIL MOUNTED; REPLACEMENT COMPONENT FOR WILSON TRANSFORMER DRMCC; | WILSON | WILSON TRANSFORMER CO. PTY LTD | TLP-SP20SL-150 | MAINTENANCE STOCK
000024860 | TRANSDUCER, MOTIONAL PICKUP | FAN SPEED TRANSDUCER; 4-20mA/0-10V; REPLACEMENT COMPONENT FOR WILSON TRANSFORMER DRMCC; | WILSON | WILSON TRANSFORMER CO. PTY LTD | WAS5 CVC 4-20MA/0-10V | MAINTENANCE STOCK
000024861 | RELAY,PHASE FAILURE | SIEMENS RELAY DIGITAL LINE MONITORING; 160-690V;REPACEMENT COMPONENT FOR WILSON TRANSFORMER DRMCC; | WILSON | WILSON TRANSFORMER CO. PTY LTD | 3UG5514-1BR20 | MAINTENANCE STOCK
000024862 | ADAPTOR | SUNRISE FITTING TO BAYONET MALE ADAPTER FOR USE WITH SUBSTATION EARTHS AND VOLTAGE DETECTORS | PENTA | PENTA AUST (TMAC THEW & MCCANN/HYLEC) | PA21527 | PURCHASE AS REQUIRED
000024862 | ADAPTOR | SUNRISE FITTING TO BAYONET MALE ADAPTER FOR USE WITH SUBSTATION EARTHS AND VOLTAGE DETECTORS | HYLEC | HYLEC PTY LTD | BVU | PURCHASE AS REQUIRED
000024891 | ADAPTOR,SOCKET WRENCH | Impact, 1/2" Square Drive to 7/16 Hex Drive, Milwaukee | C&LTOOL | CALTCO T/A C&L TOOL CENTRE | MILWA48660061 | CURRENT
000024891 | ADAPTOR,SOCKET WRENCH | Impact, 1/2" Square Drive to 7/16 Hex Drive, Milwaukee | C&LTOOL | CALTCO T/A C&L TOOL CENTRE | ACT69112A14 | CURRENT
000024891 | ADAPTOR,SOCKET WRENCH | Impact, 1/2" Square Drive to 7/16 Hex Drive, Milwaukee | MILWAUKE | MILWAUKEE POWER TOOLS | 48660061 | CURRENT
000024892 | SOCKET,SOCKET WRENCH | Impact, 1/2" Square Drive, 50mm Extension | TDETOOLS | TRADE TOOLS DIRECT (GEEBUNG) | 8044050MPB | CURRENT
000024892 | SOCKET,SOCKET WRENCH | Impact, 1/2" Square Drive, 50mm Extension | C&LTOOL | CALTCO T/A C&L TOOL CENTRE | 8044050MPB | CURRENT
000024892 | SOCKET,SOCKET WRENCH | Impact, 1/2" Square Drive, 50mm Extension | C&LTOOL | CALTCO T/A C&L TOOL CENTRE | GEN480075 | CURRENT
000024863 | SIGN | WARNING-HIGH IMPEDANCE TRANSFORMER 80A FUSE ONLY; BLACK LETTERING ON YELLOW ENGRAVING PLASTIC; 120 MM W X 45 MM LG; PACK OF 10;APX PACK WEIGHT 1.0 KG; | UTILENGR | UTILITY ENGRAVING & SIGNS | 80 MM X 45 MM | CURRENT
000024863 | SIGN | WARNING-HIGH IMPEDANCE TRANSFORMER 80A FUSE ONLY; BLACK LETTERING ON YELLOW ENGRAVING PLASTIC; 120 MM W X 45 MM LG; PACK OF 10;APX PACK WEIGHT 1.0 KG; | CUTLER | CUTLER BRANDS PTY LTD | ENERGE-24863 | CURRENT
000024893 | WATER,PUMP. | TSURUMI SUBMERSIBLE PUMP; MANUAL PUMP .4KW; 50MM Camlock Fitting 207LTR/MIN, MAX SOLIDS 7MM; SEMI-VORTEX IMPELLER; | PUMSOLAU | PUMP SOLUTIONS AUSTRALASIA - 309870 | HS2.4S | CURRENT
000024894 | WATER,PUMP. | HOSE TO SUIT SUBMERSIBLE PUMP SC24893;20M ROLL; 2 INCH LOW PRESSURE LAYFLAT; INCLUDES CAM LOCKS AND CLAMPS; SUITS 50MM Camlock Fittings. | PUMSOLAU | PUMP SOLUTIONS AUSTRALASIA - 309870 | LAYFLAT50 | CURRENT
000024127 | BARRIER, MOISTURE | DELRIN;NYLON; SET TO SUIT MULTICORE CABLE; SUPPORT STRUCTURE FOR USE IN SUBSTATIONS; SET CONTAINS FOUR PIECES; | ERGON | ERGON ENERGY | LOSTD-ST095-01 | CURRENT
000024124 | EARTHING EQUIPMENT KIT. | EARTHING TAGS; SET INCLUDES 3 X 90 DEGREES COPPER BAR 100MM WITH ATTACHED 95MM TERMINAL LUG; USED FOR AFLC COUPLING CELL; | ERGON | ERGON ENERGY | LOSTD-EG008-06 | CURRENT
000024896 | MONITOR | Transformer Monitor 1000/1, FIP 1500/1 400/1 200/1, 3 Ph, 4 Wire, 240V AC, 5-20A CT Class 1 c/w Powered Comms Port, Energex Label, Plant Item | EDMI | EDMI PTY LTD | 1A11-1H11-27-F11-201030-3 | CURRENT
000024895 | TRANSFORMER,CURRENT | FLEXIBLE CURRENT TRANSFORMER (CT) 100-3600A; COLOUR GREEN; 600MM LONG; TO SUIT POWERMONIC PM45 UNIT ONLY | CHKPOWER | CHK POWER QUALITY PL | 1AF3000-6-G | CURRENT
000023812 | FUSEHOLDER | SURFACE MTG; RS100HWH FUSE FITTING; 100A RS FRONT WIRE; WHITE BODY | FUSECO | FUSECO PTY LTD | RS100HWH | CURRENT
000023812 | FUSEHOLDER | SURFACE MTG; RS100HWH FUSE FITTING; 100A RS FRONT WIRE; WHITE BODY | ALSTOM | ALSTOM GRID AUSTRALIA LIMITED | RS100HWH | CURRENT
000024884 | CLAMP,PARALLEL,ELECTRICAL CONNECTOR. | COMPRESSION TYPE; 95-120 SQMM TO 16-70 SQ MM STRANDED COPPER CABLE; BAG OF 25; PACK WEIGHT 3.25KG | ERICO | NVENT ERICO PRODUCTS AUSTRALIA P/L | ELT-3-MM | CURRENT
000024884 | CLAMP,PARALLEL,ELECTRICAL CONNECTOR. | COMPRESSION TYPE; 95-120 SQMM TO 16-70 SQ MM STRANDED COPPER CABLE; BAG OF 25; PACK WEIGHT 3.25KG | PLP AUST | PREFORMED LINE PRODUCTS (AUST) | D-CEC12070 | CURRENT
000024884 | CLAMP,PARALLEL,ELECTRICAL CONNECTOR. | COMPRESSION TYPE; 95-120 SQMM TO 16-70 SQ MM STRANDED COPPER CABLE; BAG OF 25; PACK WEIGHT 3.25KG | DULMISON | DULMISON (AUST) PTY LTD | D-CEC12070 | CURRENT
000024885 | CLAMP,PARALLEL,ELECTRICAL CONNECTOR. | COMPRESSION TYPE; 120SQ MM CU CABLE TO 13MM EARTH ROD; BAG OF 25 PACK WEIGHT 2.675KG | ERICO | NVENT ERICO PRODUCTS AUSTRALIA P/L | ELT-6-MM | CURRENT
000024885 | CLAMP,PARALLEL,ELECTRICAL CONNECTOR. | COMPRESSION TYPE; 120SQ MM CU CABLE TO 13MM EARTH ROD; BAG OF 25 PACK WEIGHT 2.675KG | PLP AUST | PREFORMED LINE PRODUCTS (AUST) | D-CEC15120 | CURRENT
000024885 | CLAMP,PARALLEL,ELECTRICAL CONNECTOR. | COMPRESSION TYPE; 120SQ MM CU CABLE TO 13MM EARTH ROD; BAG OF 25 PACK WEIGHT 2.675KG | DULMISON | DULMISON (AUST) PTY LTD | D-CEC15120 | CURRENT
000024886 | CLAMP,PARALLEL,ELECTRICAL CONNECTOR. | U BOLT TYPE; 16-120MM CABLE TO 13MM EARTH ROD; BAG OF 100 PACK WEIGHT 14.1 KG | PLP AUST | PREFORMED LINE PRODUCTS (AUST) | D-CLAMP210 | CURRENT
000024886 | CLAMP,PARALLEL,ELECTRICAL CONNECTOR. | U BOLT TYPE; 16-120MM CABLE TO 13MM EARTH ROD; BAG OF 100 PACK WEIGHT 14.1 KG | DULMISON | DULMISON (AUST) PTY LTD | D-CLAMP210 | CURRENT
000024897 | CLEANING COMPOUND,ELECTRICAL CONTACT | NDI65 HEAVY DUTY WATER-SOLUBLE; 10 L; BIODEGRADABLE CLEANER/DEGREASER; USED FOR LIVE LINE CLEANING; FOR CLEANING GREASE, DIRT, DUST, OIL, CARBON, MILDEW | CHEMSRCH | CHEMSEARCH | ND165 | CURRENT
000024898 | WRENCH,RATCHET | METRIC;SINGLE ENDED;REVERSIBLE RATCHET; 13 MM & 17 MM SOCKETS;PLASTIC HANDLE; 190/200 MM;6 SIDED SOCKET PACK OF 1 | SICAME | SICAME AUSTRALIA PTY LTD | RPS13/17-6SH | CURRENT
000024864 | ALARM INTERFACE | C&I ALARM INTERFACE FOR REMOTE CONTROL WITHOUT BSM; STEEL; 1200MM H, 800MM W, 300MM D; IP66;SICMS,RELAYS AND TERMINALS WITHOUT BATTERY SYSTEM SUPERVISION; | NHP | NHP ELECTRICAL ENGINEERING | SQO01341255-1 | PURCHASE AS REQUIRED
000024901 | MONITOR. | LV MONITORING; PADMOUNT TX RETROFIT; MONITOR WITH MAGNETS; PROGRAMMED TO 1000/1A; USE ONLY WITH WITH ROGOWSKI COIL FLEXIBLE CT 1000/1A (SC24888); | WILSON | WILSON TRANSFORMER CO. PTY LTD | 133-7133-82 | CURRENT
000024899 | SEALING COMPOUND | SILICON RUBBER SEALAND; ELECTRICAL 738 RTV; WHITE; DOW CORNING; | STATEWD | STATEWIDE FSTNERS & ENG SPLS PL | DCS738W90 | CURRENT
000024899 | SEALING COMPOUND | SILICON RUBBER SEALAND; ELECTRICAL 738 RTV; WHITE; DOW CORNING; | BLKWOOD | J BLACKWOOD & SON LTD | 05801411 | CURRENT
000024899 | SEALING COMPOUND | SILICON RUBBER SEALAND; ELECTRICAL 738 RTV; WHITE; DOW CORNING; | ATOMSUPP | ATOM SUPPLY | 082980 | CURRENT
000024902 | TRANSFORMER,VOLTAGE | ABB SAFEPLUS-M; METERING PANEL; SINGLE METERING PANEL; EXTERNAL BUSBARS LEFT; LEFT EXTENSIBLE | ABB | ABB FAN PTY LTD | 510MAFL | CURRENT
000024902 | TRANSFORMER,VOLTAGE | ABB SAFEPLUS-M; METERING PANEL; SINGLE METERING PANEL; EXTERNAL BUSBARS LEFT; LEFT EXTENSIBLE | ABB | ABB FAN PTY LTD | 51010MCN | CURRENT
000024904 | TRANSFORMER,CURRENT | 11KV SWITCHGEAR 1600/1000/1A; CLASS 0.06PX200 R6.0 ON 1600/1 FOR NEF PROTECTION; C/W FOOT MOUNTING BRACKET; TO AS 60044.1: | TWS | TWS ENERGY CONTROLS | SCR83 | CURRENT
000024904 | TRANSFORMER,CURRENT | 11KV SWITCHGEAR 1600/1000/1A; CLASS 0.06PX200 R6.0 ON 1600/1 FOR NEF PROTECTION; C/W FOOT MOUNTING BRACKET; TO AS 60044.1: | STEMAR |  | 9564-A4-1 | CURRENT
000024903 | TRANSFORMER,CURRENT | PROTECTION;WINDOW TYPE;TOROIDAL;INDOOR FOR 11KV SWITCHGEAR B LEG; CLASS 0.06PX276;R4.32 ON 1000/1; | TWS | TWS ENERGY CONTROLS | SCR82 | CURRENT
002457695 | FIXTURE,LIGHTING | LED; L25 NOSTALGIA GREEN; TYPE 1 BKT AND LED STREETLIGHT; C/W INTEGRAL CONTROL GEAR, PE CELL, LAMP & POWER FACTOR CORRECTION, MINOR ROADS; | GERARD | GERARD PROFESSIONAL SOLUTIONS PL | LC99BD11L25 | PHASING
002457703 | FIXTURE,LIGHTING | 30W Modular LED (L30), 4K, Nostalgia Type 1, Bottle Green c/w NEMA PE Cell, Bracket to Dwg 05-01-02, Minor Road, EQTS 05-01-02 (scm) | GERARD | GERARD PROFESSIONAL SOLUTIONS PL | LC99BD11L30 | PHASING
002457711 | FIXTURE,LIGHTING | LED; L17 NOSTALGIA BLACK; TYPE 1 BKT AND LED STREETLIGHT; C/W INTEGRAL CONTROL GEAR, PE CELL, LAMP & POWER FACTOR CORRECTION, MINOR ROADS; | GERARD | GERARD PROFESSIONAL SOLUTIONS PL | LC99BD12L17 | PHASING
002457729 | FIXTURE,LIGHTING | LED; L25 NOSTALGIA BLACK TYPE 1 BKT AND LED STREETLIGHT; C/W INTEGRAL CONTROL GEAR, PE CELL, LAMP & POWER FACTOR CORRECTION, MINOR ROADS; | GERARD | GERARD PROFESSIONAL SOLUTIONS PL | LC99BD12L25 | PHASING
002457737 | FIXTURE,LIGHTING | LED; L17 NOSTALGIA BLUE/GREY; TYPE 2 BKT AND LED STREETLIGHT; C/W INTEGRAL CONTROL GEAR, PE CELL, LAMP & POWER FACTOR CORRECTION, MINOR ROADS; | GERARD | GERARD PROFESSIONAL SOLUTIONS PL | LC99BD13L17 | PHASING
002457745 | FIXTURE,LIGHTING | LED; L25 NOSTALGIA BLUE/GREY; TYPE 2 BKT AND LED STREETLIGHT; C/W INTEGRAL CONTROL GEAR, PE CELL, LAMP & POWER FACTOR CORRECTION, MINOR ROADS; | GERARD | GERARD PROFESSIONAL SOLUTIONS PL | LC99BD13L25 | PHASING
000024905 | TUBE,METALLIC | Spiral, Seam Casing Liners, Galv, 0.8mm x 508mm Dia, 1500mm Lg, used to contain Pole Foundations | ROLADUCT | ROLADUCT SPIRAL TUBING PTY LTD 310357 | 508 - DIA | CURRENT
000024906 | TUBE,METALLIC | Spiral, Seam Casing Liners, Galv, 0.8mm x 610mm Dia, 1500mm Lg, used to contain Pole Foundations | ROLADUCT | ROLADUCT SPIRAL TUBING PTY LTD 310357 | 610 - DIA | CURRENT
000024907 | TUBE,METALLIC | Spiral, Seam Casing Liners, Galv, 0.8mm x 711mm Dia, 2000mm Lg, used to contain Pole Foundations | ROLADUCT | ROLADUCT SPIRAL TUBING PTY LTD 310357 | 711 - DIA | CURRENT
000024991 | CLAMP,STRAIN | COMPRESSION DEADEND; TO SUIT 37/3.75 AAAC PHOSPHORUS; EYE TAIL ARRANGEMENT; 2 X 14MM HOLE; PALM 50MM SPACING; NO LUG SUPPLIED | PLP AUST | PREFORMED LINE PRODUCTS (AUST) | CDEAAAC-263-1 | CURRENT
000024992 | SLEEVE,ELECTRICAL POWER CABLE,JOINT | FULL TENSION COMPRESSION SPLICE SUITS 37/3.75 AAAC; PHOSPHORUS; | PLP AUST | PREFORMED LINE PRODUCTS (AUST) | CMSAAAC-263-1 | CURRENT
000024993 | CLAMP,STRAIN | ARMOUR GRIP SUSPENSION UNIT (AGSU) ALLUMINIUM ALLY WITH NEOPRENE INSERT SUITS ALLUMINIUM COND DIA 26-26.49 UP TO 30 DEG; SUITS PHOSPHORUS; TRITON | PLP AUST | PREFORMED LINE PRODUCTS (AUST) | AGS-5127-16 | CURRENT
000024994 | TERMINAL,LUG | JUMPER TERMINAL; TO SUIT 37/3.75 AAAC PHOSPHORUS CONDUCTOR 30 DEG BENT ON EDGE; 2 X 14MM HOLE; PALM 50MM SPACING | PLP AUST | PREFORMED LINE PRODUCTS (AUST) | CDET-263 | CURRENT
000024995 | SPACER,CONDUCTOR. | TWINLOK SPACER TO SUIT 37/3.75 AAAC PHOSPHORUS 380MM CONDUCTOR SEPERATION | PLP AUST | PREFORMED LINE PRODUCTS (AUST) | SPT-270-380-4 | CURRENT
000024996 | SPACER,CONDUCTOR. | TWINLOK SPACER TO SUIT BEAR 30/7/.132 ACSR/GZ; 380MM CONDUCTOR SEPERATION | PLP AUST | PREFORMED LINE PRODUCTS (AUST) | SPT-238-380 | CURRENT
000024908 | BEND,NONMETALLIC RIGID CONDUIT | UPVC;ORANGE 125 MM NOM SIZE;HVY DUTY 15 DEG;6.0 M RAD;SOCKET MOULDED ONE END SOLID WALL CONDUIT;PACK OF 1 | TRI UGRD | TRI UNDERGROUND AUSTRALIA PTY LTD | SWHDE1251560 00MFS | CURRENT
000024908 | BEND,NONMETALLIC RIGID CONDUIT | UPVC;ORANGE 125 MM NOM SIZE;HVY DUTY 15 DEG;6.0 M RAD;SOCKET MOULDED ONE END SOLID WALL CONDUIT;PACK OF 1 | TRI UGRD | TRI UNDERGROUND AUSTRALIA PTY LTD | HDE125156000MFS-SW | CURRENT
000024909 | KIT, INSPECTION | REQUIRED FOR INSPECTION & OIL CHANGE OF VACUTAP VV;CONTAINS:1X OLTC COVER O-RING 2X DRIVE SHAFT O-RING, 2X DRIVE SHAFT AND SMALL PARTS;SEE EXTENDED DESCRIPTION | REINHAUS | REINHAUSEN (AUST) PL | QUOTE 10253236 | CURRENT
000024997 | SWITCH FUSE GEAR | ABB SAFEPLUS CCF RMU 12 KV; 3 PHASE; 630A; 50HZ; FAULTMAKE,LOAD BREAK; TRIPLE POLE OPERATED;SF6; METAL CLAD | ABB | ABB FAN PTY LTD | 5811356 | CURRENT
000024998 | WRENCH,SOCKET | J Hook Centre Impact Socket 49mm x 14mm 1/2 Square Drive | SPECFORC | SPECIALISED FORCE | JHOOK-CENTRE | CURRENT
000025052 | CUTTER,CABLE,POWERED | Izumi Battery Powered, 18V Series 7, Cuts up to 50mm Non-Ferrous Cable & 21mm Hard Cu, Skin Only, c/w Milwaukee Adaptor | IZUMI | IZUMI PRODUCTS (MANUFACTURER) | S7-K50M-EQ | CURRENT
000025052 | CUTTER,CABLE,POWERED | Izumi Battery Powered, 18V Series 7, Cuts up to 50mm Non-Ferrous Cable & 21mm Hard Cu, Skin Only, c/w Milwaukee Adaptor | SPECFORC | SPECIALISED FORCE | S7-K50M-EQ | CURRENT
000025051 | CRIMPER,BATTERY OPERATED | 12 TON; C FRAME OPENING;30 MM JAW OPENING; SKIN ONLY; PINCH FREE; MAX 300 MM2 AL/CU;14.4 V DC MOTOR; 350 DEGREE SWIVEL HEAD; | SPECFORC | SPECIALISED FORCE | REC-3430A | CURRENT
000025051 | CRIMPER,BATTERY OPERATED | 12 TON; C FRAME OPENING;30 MM JAW OPENING; SKIN ONLY; PINCH FREE; MAX 300 MM2 AL/CU;14.4 V DC MOTOR; 350 DEGREE SWIVEL HEAD; | SPECFORC | SPECIALISED FORCE | S7L-431M-EQ | CURRENT
000024130 | PANEL,ASSEMBLY | EQUIPMENT HOUSING; SUIT ABB SPAJ140C RELAY; 100MM PROJECTION; 170MM H, 142MM W; 1.6 ALUMINIUM | ERGON | ERGON ENERGY | SC24130 | CURRENT
000025053 | CLAMP,ELEC PWR CABLE,SUPPORT | SINGLE CABLE;PHOSPHOROUS FREE NYLON; FLAME RETARDENT;TO SUIT SINGLE CABLE 38MM TO 46MM OD;DOUBLE BOLT MTG;M10; | IPD | IPD GROUP LIMITED | ELLIS EP2F-07LSF | CURRENT
000025053 | CLAMP,ELEC PWR CABLE,SUPPORT | SINGLE CABLE;PHOSPHOROUS FREE NYLON; FLAME RETARDENT;TO SUIT SINGLE CABLE 38MM TO 46MM OD;DOUBLE BOLT MTG;M10; | CMI ELEC | CMI ELECTRICAL PRODUCTS GEEBUNG | EP2F-07LSF | CURRENT
000025054 | CLAMP,ELEC PWR CABLE,SUPPORT | SINGLE CABLE;PHOSPHOROUS FREE NYLON; FLAME RETARDENT;TO SUIT SINGLE CABLE 51MM TO 57MM OD;DOUBLE BOLT MTG;M10; | IPD | IPD GROUP LIMITED | ELLIS EP2F-09LSF | CURRENT
000025054 | CLAMP,ELEC PWR CABLE,SUPPORT | SINGLE CABLE;PHOSPHOROUS FREE NYLON; FLAME RETARDENT;TO SUIT SINGLE CABLE 51MM TO 57MM OD;DOUBLE BOLT MTG;M10; | CMI ELEC | CMI ELECTRICAL PRODUCTS GEEBUNG | EP2F-09LSF | CURRENT
000025055 | CLAMP,ELEC PWR CABLE,SUPPORT | SINGLE CABLE;PHOSPHOROUS FREE NYLON; FLAME RETARDENT;TO SUIT SINGLE CABLE 97MM TO 105MM OD;DOUBLE BOLT MTG;M10; U/WINSERT 22440 SFT43 FOR TRIPLEX CABLES | IPD | IPD GROUP LIMITED | ELLIS EP2F-132LSF | CURRENT
000025055 | CLAMP,ELEC PWR CABLE,SUPPORT | SINGLE CABLE;PHOSPHOROUS FREE NYLON; FLAME RETARDENT;TO SUIT SINGLE CABLE 97MM TO 105MM OD;DOUBLE BOLT MTG;M10; U/WINSERT 22440 SFT43 FOR TRIPLEX CABLES | CMI ELEC | CMI ELECTRICAL PRODUCTS GEEBUNG | EP2F-132LSF | CURRENT
000025056 | CLAMP,ELEC PWR CABLE,SUPPORT | SINGLE CABLE;PHOSPHOROUS FREE NYLON; FLAME RETARDENT;TO SUIT SINGLE CABLE 76MM TO 83MM OD;DOUBLE BOLT MTG;M10; USE WITH INSERT | IPD | IPD GROUP LIMITED | ELLIS EP2F-1201LSF | CURRENT
000025056 | CLAMP,ELEC PWR CABLE,SUPPORT | SINGLE CABLE;PHOSPHOROUS FREE NYLON; FLAME RETARDENT;TO SUIT SINGLE CABLE 76MM TO 83MM OD;DOUBLE BOLT MTG;M10; USE WITH INSERT | CMI ELEC | CMI ELECTRICAL PRODUCTS GEEBUNG | EP2F-1201LSF | CURRENT
000025057 | CLAMP,ELEC PWR CABLE,SUPPORT | SINGLE CABLE; STAINLESS STEEL; TO SUIT SINGLE CABLE 73MM TO 90MM OD;SINGLE BOLT MTG;M10;USE WITH INSERT SFT36 FOR TRIPLE CABLES 33MM TO 39MM OD | IPD | IPD GROUP LIMITED | ELLIS EPVRT-07 | CURRENT
000025057 | CLAMP,ELEC PWR CABLE,SUPPORT | SINGLE CABLE; STAINLESS STEEL; TO SUIT SINGLE CABLE 73MM TO 90MM OD;SINGLE BOLT MTG;M10;USE WITH INSERT SFT36 FOR TRIPLE CABLES 33MM TO 39MM OD | CMI ELEC | CMI ELECTRICAL PRODUCTS GEEBUNG | EPVRT-07 | CURRENT
000025058 | CLAMP,ELEC PWR CABLE,SUPPORT | TRIPLEX INSERT;FOR U/W EP2F-1201LSF OR VULCAN EPVRT-07 SINGLE CABLE CLEAT; TO SUIT TRIPLEX CORE 33MM - 39MM OD | IPD | IPD GROUP LIMITED | ELLIS EPSFT36 | CURRENT
000025058 | CLAMP,ELEC PWR CABLE,SUPPORT | TRIPLEX INSERT;FOR U/W EP2F-1201LSF OR VULCAN EPVRT-07 SINGLE CABLE CLEAT; TO SUIT TRIPLEX CORE 33MM - 39MM OD | CMI ELEC | CMI ELECTRICAL PRODUCTS GEEBUNG | EPSFT36 | CURRENT
000024870 | CIRCUIT BREAKER | GENERAL PURPOSE; 240 V AC; 125 AMP; TWO POLE; C CURVE; 6 KA BREAK CAPACITY; DIN RAIL MTG; PACK OF 1; | NHP | NHP ELECTRICAL ENGINEERING | DINT10H2125C | PURCHASE AS REQUIRED
000024812 | CLAMP,ELEC PWR CABLE,SUPPORT | SINGLE/TREFOIL CABLE;STAINLESS STEEL; TO SUIT SINGLE CABLE 38MM TO 50MM OD; TREFOIL CABLES 23MM TO 28MM OD; SINGLE BOLT MTG;M10 | CMI ELEC | CMI ELECTRICAL PRODUCTS GEEBUNG | EPVRT-01 | CURRENT
000024131 | ARRESTER,ELECTRICAL SURGE | SURGE DIVERTER; GENERAL PURPOSE;240 V AC MOD6 1P+N 20kA; USED IN SUBSATION FIRE BOARDS | NHP | NHP ELECTRICAL ENGINEERING | MOD6SD220230 | PURCHASE AS REQUIRED
000024866 | TERMINAL BLOCK | 57 AMP;800 V; 1.5 TO 16 MM CONDUCTOR; UNIVERSALMTG;4 CONNECTIONS; WEIDMULLER TYPE WDK 10V | APS IND | APS INDUSTRIAL | KLI 1186770000 | CURRENT
000024866 | TERMINAL BLOCK | 57 AMP;800 V; 1.5 TO 16 MM CONDUCTOR; UNIVERSALMTG;4 CONNECTIONS; WEIDMULLER TYPE WDK 10V | RMSCOMP | RMS COMPONENTS PL | 826-3206 | CURRENT
000024866 | TERMINAL BLOCK | 57 AMP;800 V; 1.5 TO 16 MM CONDUCTOR; UNIVERSALMTG;4 CONNECTIONS; WEIDMULLER TYPE WDK 10V | HAYMANS | HAYMANS ELECTRICAL | KLI 1186770000 | CURRENT
000024867 | END PLATE,TERMINAL BLOCK | TYPE WAP WDK10; SUIT WEIDMULLER TERMINAL; TYPE WDK 10V; | HAYMANS | HAYMANS ELECTRICAL | WEI1186720000 | CURRENT
000024867 | END PLATE,TERMINAL BLOCK | TYPE WAP WDK10; SUIT WEIDMULLER TERMINAL; TYPE WDK 10V; | HAYMANS | HAYMANS ELECTRICAL | KLI 1186720000 | CURRENT
000024868 | TERMINAL BLOCK | 57 AMP;BRIDGE 4 POLE; SUIT WEIDMULLER TYPE WDK 10V; | HAYMANS | HAYMANS ELECTRICAL | KLI 1052460000 | PURCHASE AS REQUIRED
000024999 | HOLDER,BIT EXTENSION | 1/2 INCH SQUARE DRIVE 1/4 INCH BIT STEEL; IMPACT SOCKET ADAPTOR | MILWAUKE | MILWAUKEE POWER TOOLS | 48034410 | CURRENT
000024999 | HOLDER,BIT EXTENSION | 1/2 INCH SQUARE DRIVE 1/4 INCH BIT STEEL; IMPACT SOCKET ADAPTOR | C&LTOOL | CALTCO T/A C&L TOOL CENTRE | MILWA48034410 | CURRENT
000025126 | MODEM,COMMUNICATIONS | SHORT RANGE; SINGLE MODE FIBRE-OPTIC TRANSCEIVER/MODEM; ST FIBRE CONNECTORS DB9 MALE ELECTRICAL CONNECTIONS; USED ON PROTECTION RELAYS FOR COMMUNICATION | SEL | SCHWEITZER ENGINEERING LABORATORIES INC. | 2829MXO | CURRENT
000025127 | CLEANER,VACUUM | Milwaukee, M18 Wet/Dry Vacuum, 7.5 Ltr, 18V, Built in Blower Port, HEPA Filter, On-Board Accessory & Hose Storage, Skin Only | C&LTOOL | CALTCO T/A C&L TOOL CENTRE | MILWTM18WDV-0 | CURRENT
000025127 | CLEANER,VACUUM | Milwaukee, M18 Wet/Dry Vacuum, 7.5 Ltr, 18V, Built in Blower Port, HEPA Filter, On-Board Accessory & Hose Storage, Skin Only | MILWAUKE | MILWAUKEE POWER TOOLS | M18WDV-0 | CURRENT
000024865 | CAPACITOR BANK | KIT REQUIRED TO CONVERT ERGON 5.4MVAR CAPACITOR BANK TO 2.7 MVAR; AS PER ENERGEX DRAWING 31442-A3; KIT PART INCLUDE - | ERGON | ERGON ENERGY | QUOTE JE166298 | PURCHASE AS REQUIRED
000025128 | LINK,INSULATING | Fuse Bypass Link, Convert NGK Low Voltage Fused Isolators (LVFI) up to 800A (500kVA) 210 x 30 x 6mm, 4 Bolt Holes | NGK | NGK STANGER PTY LTD | NH43060 | CURRENT
000024888 | TRANSFORMER,CURRENT | ROGOWSKI COIL FLEXIBLE CT; 1000/1A CONTAINS FEMALE HARTING CONNECTOR FOR USE WITH EDMI METER SC24901; 1 X SET CONTAINS 3 CTS PER BOX; | PHOENIX | PHOENIX CONTACT PTY LTD | ITEM 1000, MATERIAL 8195461 | CURRENT
000025117 | TRANSFORMER,DISTRIBUTION | Padmount, 11kV, 315kVA, (Sq) HV Haz LV Bsh, Mineral Oil Insulated, ONAN, DYN 11, 3CR12 Cubicle, 7 Tap Posn c/w Siemens 8DJH RMU RRT Non-Ext HV RMU & | WILSON | WILSON TRANSFORMER CO. PTY LTD | 880-A311-11-AB | CURRENT
000025118 | TRANSFORMER,DISTRIBUTION | 11kV, 500kVA, Padmount, Square, HV Haz LV Bsh, Mineral Oil Insulated, ONAN, DYN 11, 3CR12 Cubicle, 7 Tap Posn c/w Siemens 8DJH RMU RRT Non-Ext HV RMU & | WILSON | WILSON TRANSFORMER CO. PTY LTD | 880-A312-11-AB | CURRENT
000025119 | TRANSFORMER,DISTRIBUTION | 11kV, 750kVA, Padmount, Square, HV Haz LV Bsh, Mineral Oil Insulated, ONAN, DYN 11, 3CR12 Cubicle, 7 Tap Posn c/w Siemens 8DJH RMU RRT Non-Ext HV RMU & | WILSON | WILSON TRANSFORMER CO. PTY LTD | 880-A313-11-AB | CURRENT
000025120 | TRANSFORMER,DISTRIBUTION | 11kV, 1000kVA, Padmount, Square, HV Haz LV Bsh, Mineral Oil Insulated, ONAN, DYN 11, 3CR12 Cubicle, 7 Tap Posn c/w Siemens 8DJH RMU RRT Non-Ext HV RMU & | WILSON | WILSON TRANSFORMER CO. PTY LTD | 880-A314-11-AB | CURRENT
000025121 | TRANSFORMER,DISTRIBUTION | 11 KV;1500 KVA;PADMOUNT (SQUARE STYLE); HV HAZ LV BSH;MINERAL OIL INSULATED; ONAN;DYN 11;3CR12 CUBICLE;7 TAP POSN;C/W SIEMENS 8DJH/RRT NON-EXT HV RMU; | WILSON | WILSON TRANSFORMER CO. PTY LTD | 1500 KVA | CURRENT
000025115 | BATTERY,STORAGE | VALVE REGULATED SEALED BATTERY BANK 24 V;80 A/HR NOMINAL 2 X 12 V INDIVIDUAL BATTERIES = (1 BANK) | LEGEND | LEGEND POWER SYSTEMS | HZB12/F-AGM-80 | PURCHASE AS REQUIRED
000025116 | BATTERY,STORAGE | VALVE REGULATED SEALED BATTERY BANK; 24 V;44 A/HR NOMINAL 2 X 12 V INDIVIDUAL BATTERIES = (1 BANK) | M&H PWR | M + H POWER SYSTEMS P/L | HZB12/F-AGM-44 | PURCHASE AS REQUIRED
000025132 | TRANSFORMER,CURRENT | SINGLE PHASE;POST TYPE;OUTDOOR; 5 CORES; 4x 1600/1200/1000/400/1 A, 0.1PX2400 R8.0 @ 1600/1 A; 1x 200/1 A ;5VA CL 0.2S EXT 200% | GFFPOWER | GFF POWER | CA-145 | PURCHASE AS REQUIRED
000025133 | CONVERSION KIT | Hazemeyer Lug Connector Kit c/w 3 x Sicon 50/240 Lugs, 3 x 94mm Lg, 12.7mm Thk Cu Rods, 3 x Hazemeyer Clamping Collars | THEWMCAN | TMAC THEW & MCCANN GROUP | DWG 846-2 | CURRENT
000025133 | CONVERSION KIT | Hazemeyer Lug Connector Kit c/w 3 x Sicon 50/240 Lugs, 3 x 94mm Lg, 12.7mm Thk Cu Rods, 3 x Hazemeyer Clamping Collars | LEGEND | LEGEND POWER SYSTEMS | SGCK120 | CURRENT
000025133 | CONVERSION KIT | Hazemeyer Lug Connector Kit c/w 3 x Sicon 50/240 Lugs, 3 x 94mm Lg, 12.7mm Thk Cu Rods, 3 x Hazemeyer Clamping Collars | INTERTEC | INTERTECH ENGINEERING PTY LTD | HAZE CONV KIT | CURRENT
000178855 | CONNECTOR,LUG. | HAZEMEYER CONVERSION KIT; INCLUDES 3 X SICON 50/240 LUGS; 3 X 12.7MM CU ROD (94MM); 3 X HAZEMEYER CLAMPING COLLAR (2 SCREW) PACKAGED AS SET; WT 500G EA | INTERTEC | INTERTECH ENGINEERING PTY LTD | HAZE CONV KIT | CURRENT
000025134 | COVERALLS, UNISEX | SIZE 77S;STYLE & MFR TO ENERGEX SAMPLE; TECASAFE 500, 197GSM, YELLOW & BLUE ENERGEX/SAFETY FIRST LOGO ARC FLASH RATED | AUSDEF | AUSTRALIAN DEFENCE APPAREL | 81F174VJ | CURRENT
000025135 | COVERALLS, UNISEX | SIZE 82S;STYLE & MFR TO ENERGEX SAMPLE; TECASAFE 500, 197GSM, YELLOW & BLUE ENERGEX / SAFETY FIRST LOGO ARC FLASH RATED | AUSDEF | AUSTRALIAN DEFENCE APPAREL | 81F174VJ | CURRENT
000025136 | COVERALLS, UNISEX | SIZE 87S;STYLE & MFR TO ENERGEX SAMPLE; TECASAFE 500, 197GSM, YELLOW & BLUE ENERGEX / SAFETY FIRST LOGO ARC FLASH RATED | AUSDEF | AUSTRALIAN DEFENCE APPAREL | 81F174VJ | CURRENT
000025137 | COVERALLS, UNISEX | SIZE 97S;STYLE & MFR TO ENERGEX SAMPLE; TECASAFE 500, 197GSM, YELLOW & BLUE ENERGEX / SAFETY FIRST LOGO ARC FLASH RATED | AUSDEF | AUSTRALIAN DEFENCE APPAREL | 81F174VJ | CURRENT
000025138 | COVERALLS, UNISEX | SIZE 102S;STYLE & MFR TO ENERGEX SAMPLE; TECASAFE 500, 197GSM, YELLOW & BLUE ENERGEX / SAFETY FIRST LOGO ARC FLASH RATED | AUSDEF | AUSTRALIAN DEFENCE APPAREL | 81F174VJ | CURRENT
000025139 | COVERALLS, UNISEX | SIZE 107S;STYLE & MFR TO ENERGEX SAMPLE; TECASAFE 500, 197GSM, YELLOW & BLUE ENERGEX / SAFETY FIRST LOGO ARC FLASH RATED | AUSDEF | AUSTRALIAN DEFENCE APPAREL | 81F174VJ | CURRENT
000025140 | COVERALLS, UNISEX | SIZE 112S;STYLE & MFR TO ENERGEX SAMPLE; TECASAFE 500, 197GSM, YELLOW & BLUE ENERGEX / SAFETY FIRST LOGO ARC FLASH RATED | AUSDEF | AUSTRALIAN DEFENCE APPAREL | 81F174VJ | CURRENT
000025141 | COVERALLS, UNISEX | SIZE 117S;STYLE & MFR TO ENERGEX SAMPLE; TECASAFE 500, 197GSM, YELLOW & BLUE ENERGEX / SAFETY FIRST LOGO ARC FLASH RATED | AUSDEF | AUSTRALIAN DEFENCE APPAREL | 81F174VJ | CURRENT
000025142 | COVERALLS, UNISEX | SIZE 122S;STYLE & MFR TO ENERGEX SAMPLE; TECASAFE 500, 197GSM, YELLOW & BLUE ENERGEX / SAFETY FIRST LOGO ARC FLASH RATED | AUSDEF | AUSTRALIAN DEFENCE APPAREL | 81F174VJ | CURRENT
000025143 | COVERALLS, UNISEX | SIZE 127S;STYLE & MFR TO ENERGEX SAMPLE; TECASAFE 500, 197GSM, YELLOW & BLUE ENERGEX / SAFETY FIRST LOGO ARC FLASH RATED | AUSDEF | AUSTRALIAN DEFENCE APPAREL | 81F174VJ | CURRENT
000025144 | COVERALLS, UNISEX | SIZE 132S;STYLE & MFR TO ENERGEX SAMPLE; TECASAFE 500, 197GSM, YELLOW & BLUE ENERGEX / SAFETY FIRST LOGO ARC FLASH RATED | AUSDEF | AUSTRALIAN DEFENCE APPAREL | 81F174VJ | CURRENT
000025145 | COVERALLS, UNISEX | SIZE 72R;STYLE & MFR TO ENERGEX SAMPLE; TECASAFE 500, 197GSM, YELLOW & BLUE ENERGEX / SAFETY FIRST LOGO ARC FLASH RATED | AUSDEF | AUSTRALIAN DEFENCE APPAREL | 81F174VJ | CURRENT
000025146 | COVERALLS, UNISEX | SIZE 77R;STYLE & MFR TO ENERGEX SAMPLE; TECASAFE 500, 197GSM, YELLOW & BLUE ENERGEX / SAFETY FIRST LOGO ARC FLASH RATED | AUSDEF | AUSTRALIAN DEFENCE APPAREL | 81F174VJ | CURRENT
000025147 | COVERALLS, UNISEX | SIZE 82R;STYLE & MFR TO ENERGEX SAMPLE; TECASAFE 500, 197GSM, YELLOW & BLUE ENERGEX / SAFETY FIRST LOGO ARC FLASH RATED | AUSDEF | AUSTRALIAN DEFENCE APPAREL | 81F174VJ | CURRENT
000025148 | COVERALLS, UNISEX | SIZE 92R;STYLE & MFR TO ENERGEX SAMPLE; TECASAFE 500, 197GSM, YELLOW & BLUE ENERGEX / SAFETY FIRST LOGO ARC FLASH RATED | AUSDEF | AUSTRALIAN DEFENCE APPAREL | 81F174VJ | CURRENT
000025149 | COVERALLS, UNISEX | SIZE 97R;STYLE & MFR TO ENERGEX SAMPLE; TECASAFE 500, 197GSM, YELLOW & BLUE ENERGEX / SAFETY FIRST LOGO ARC FLASH RATED | AUSDEF | AUSTRALIAN DEFENCE APPAREL | 81F174VJ | CURRENT
000025150 | COVERALLS, UNISEX | SIZE 102R;STYLE & MFR TO ENERGEX SAMPLE; TECASAFE 500, 197GSM, YELLOW & BLUE ENERGEX / SAFETY FIRST LOGO ARC FLASH RATED | AUSDEF | AUSTRALIAN DEFENCE APPAREL | 81F174VJ | CURRENT
000025151 | COVERALLS, UNISEX | SIZE 107R;STYLE & MFR TO ENERGEX SAMPLE; TECASAFE 500, 197GSM, YELLOW & BLUE ENERGEX / SAFETY FIRST LOGO ARC FLASH RATED | AUSDEF | AUSTRALIAN DEFENCE APPAREL | 81F174VJ | CURRENT
000025152 | COVERALLS, UNISEX | SIZE 112R;STYLE & MFR TO ENERGEX SAMPLE; TECASAFE 500, 197GSM, YELLOW & BLUE ENERGEX / SAFETY FIRST LOGO ARC FLASH RATED | AUSDEF | AUSTRALIAN DEFENCE APPAREL | 81F174VJ | CURRENT
000025154 | COVERALLS, UNISEX | SIZE 122R;STYLE & MFR TO ENERGEX SAMPLE; TECASAFE 500, 197GSM, YELLOW & BLUE ENERGEX / SAFETY FIRST LOGO ARC FLASH RATED | AUSDEF | AUSTRALIAN DEFENCE APPAREL | 81F174VJ | CURRENT
000025155 | COVERALLS, UNISEX | SIZE 127R;STYLE & MFR TO ENERGEX SAMPLE; TECASAFE 500, 197GSM, YELLOW & BLUE ENERGEX / SAFETY FIRST LOGO ARC FLASH RATED | AUSDEF | AUSTRALIAN DEFENCE APPAREL | 81F174VJ | CURRENT
000025156 | COVERALLS, UNISEX | SIZE 132R;STYLE & MFR TO ENERGEX SAMPLE; TECASAFE 500, 197GSM, YELLOW & BLUE ENERGEX / SAFETY FIRST LOGO ARC FLASH RATED | AUSDEF | AUSTRALIAN DEFENCE APPAREL | 81F174VJ | CURRENT
000025157 | COVERALLS, UNISEX | SIZE 79L;STYLE & MFR TO ENERGEX SAMPLE; TECASAFE 500, 197GSM, YELLOW & BLUE ENERGEX / SAFETY FIRST LOGO ARC FLASH RATED | AUSDEF | AUSTRALIAN DEFENCE APPAREL | 81F174VJ | CURRENT
000025158 | COVERALLS, UNISEX | SIZE 84L;STYLE & MFR TO ENERGEX SAMPLE; TECASAFE 500, 197GSM, YELLOW & BLUE ENERGEX / SAFETY FIRST LOGO ARC FLASH RATED | AUSDEF | AUSTRALIAN DEFENCE APPAREL | 81F174VJ | CURRENT
000025159 | COVERALLS, UNISEX | SIZE 89L;STYLE & MFR TO ENERGEX SAMPLE; TECASAFE 500, 197GSM, YELLOW & BLUE ENERGEX / SAFETY FIRST LOGO ARC FLASH RATED | AUSDEF | AUSTRALIAN DEFENCE APPAREL | 81F174VJ | CURRENT
000025160 | COVERALLS, UNISEX | SIZE 94L;STYLE & MFR TO ENERGEX SAMPLE; TECASAFE 500, 197GSM, YELLOW & BLUE ENERGEX / SAFETY FIRST LOGO ARC FLASH RATED | AUSDEF | AUSTRALIAN DEFENCE APPAREL | 81F174VJ | CURRENT
000025161 | COVERALLS, UNISEX | SIZE 99L;STYLE & MFR TO ENERGEX SAMPLE; TECASAFE 500, 197GSM, YELLOW & BLUE ENERGEX / SAFETY FIRST LOGO ARC FLASH RATED | AUSDEF | AUSTRALIAN DEFENCE APPAREL | 81F174VJ | CURRENT
000025162 | COVERALLS, UNISEX | SIZE 89L;STYLE & MFR TO ENERGEX SAMPLE; TECASAFE 500, 197GSM, YELLOW & BLUE ENERGEX / SAFETY FIRST LOGO ARC FLASH RATED | AUSDEF | AUSTRALIAN DEFENCE APPAREL | 81F174VJ | CURRENT
000025163 | COVERALLS, UNISEX | SIZE 104L;STYLE & MFR TO ENERGEX SAMPLE; TECASAFE 500, 197GSM, YELLOW & BLUE ENERGEX / SAFETY FIRST LOGO ARC FLASH RATED | AUSDEF | AUSTRALIAN DEFENCE APPAREL | 81F174VJ | CURRENT
000025164 | COVERALLS, UNISEX | SIZE 109L;STYLE & MFR TO ENERGEX SAMPLE; TECASAFE 500, 197GSM, YELLOW & BLUE ENERGEX / SAFETY FIRST LOGO ARC FLASH RATED | AUSDEF | AUSTRALIAN DEFENCE APPAREL | 81F174VJ | CURRENT
000025165 | COVERALLS, UNISEX | SIZE 114L;STYLE & MFR TO ENERGEX SAMPLE; TECASAFE 500, 197GSM, YELLOW & BLUE ENERGEX / SAFETY FIRST LOGO ARC FLASH RATED | AUSDEF | AUSTRALIAN DEFENCE APPAREL | 81F174VJ | CURRENT
000025167 | SHIRT, WOMAN'S | SIZE 6;STYLE & MFR TO ENERGEX SAMPLE; TECASAFE 500, 197GSM, YELLOW & BLUE ENERGEX / SAFETY FIRST LOGO ARC FLASH RATED | AUSDEF | AUSTRALIAN DEFENCE APPAREL | 81K129VJ | CURRENT
000025168 | SHIRT, WOMAN'S | SIZE 8;STYLE & MFR TO ENERGEX SAMPLE; TECASAFE 500, 197GSM, YELLOW & BLUE ENERGEX / SAFETY FIRST LOGO ARC FLASH RATED | AUSDEF | AUSTRALIAN DEFENCE APPAREL | 81K129VJ | CURRENT
000025169 | SHIRT, WOMAN'S | SIZE 10;STYLE & MFR TO ENERGEX SAMPLE; TECASAFE 500, 197GSM, YELLOW & BLUE ENERGEX / SAFETY FIRST LOGO ARC FLASH RATED | AUSDEF | AUSTRALIAN DEFENCE APPAREL | 81K129VJ | CURRENT
000025170 | SHIRT, WOMAN'S | SIZE 12;STYLE & MFR TO ENERGEX SAMPLE; TECASAFE 500, 197GSM, YELLOW & BLUE ENERGEX / SAFETY FIRST LOGO ARC FLASH RATED | AUSDEF | AUSTRALIAN DEFENCE APPAREL | 81K129VJ | CURRENT
000025171 | SHIRT, WOMAN'S | SIZE 14;STYLE & MFR TO ENERGEX SAMPLE; TECASAFE 500, 197GSM, YELLOW & BLUE ENERGEX / SAFETY FIRST LOGO ARC FLASH RATED | AUSDEF | AUSTRALIAN DEFENCE APPAREL | 81K129VJ | CURRENT
000025172 | SHIRT, WOMAN'S | SIZE 16;STYLE & MFR TO ENERGEX SAMPLE; TECASAFE 500, 197GSM, YELLOW & BLUE ENERGEX / SAFETY FIRST LOGO ARC FLASH RATED | AUSDEF | AUSTRALIAN DEFENCE APPAREL | 81K129VJ | CURRENT
000025173 | SHIRT, WOMAN'S | SIZE 18;STYLE & MFR TO ENERGEX SAMPLE; TECASAFE 500, 197GSM, YELLOW & BLUE ENERGEX / SAFETY FIRST LOGO ARC FLASH RATED | AUSDEF | AUSTRALIAN DEFENCE APPAREL | 81K129VJ | CURRENT
000025174 | SHIRT, WOMAN'S | SIZE 20;STYLE & MFR TO ENERGEX SAMPLE; TECASAFE 500, 197GSM, YELLOW & BLUE ENERGEX / SAFETY FIRST LOGO ARC FLASH RATED | AUSDEF | AUSTRALIAN DEFENCE APPAREL | 81K129VJ | CURRENT
000025175 | SHIRT, WOMAN'S | SIZE 22;STYLE & MFR TO ENERGEX SAMPLE; TECASAFE 500, 197GSM, YELLOW & BLUE ENERGEX / SAFETY FIRST LOGO ARC FLASH RATED | AUSDEF | AUSTRALIAN DEFENCE APPAREL | 81K129VJ | CURRENT
000025176 | SHIRT,MAN'S. | SIZE XS;STYLE & MFR TO ENERGEX SAMPLE; TECASAFE 500, 197GSM, YELLOW & BLUE ENERGEX / SAFETY FIRST LOGO ARC FLASH RATED | AUSDEF | AUSTRALIAN DEFENCE APPAREL | 81A194VJ | CURRENT
000025177 | SHIRT,MAN'S. | SIZE S;STYLE & MFR TO ENERGEX SAMPLE; TECASAFE 500, 197GSM, YELLOW & BLUE ENERGEX / SAFETY FIRST LOGO ARC FLASH RATED | AUSDEF | AUSTRALIAN DEFENCE APPAREL | 81A194VJ | CURRENT
000025178 | SHIRT,MAN'S. | SIZE M;STYLE & MFR TO ENERGEX SAMPLE; TECASAFE 500, 197GSM, YELLOW & BLUE ENERGEX / SAFETY FIRST LOGO ARC FLASH RATED | AUSDEF | AUSTRALIAN DEFENCE APPAREL | 81A194VJ | CURRENT
000025179 | SHIRT,MAN'S. | SIZE L;STYLE & MFR TO ENERGEX SAMPLE; TECASAFE 500, 197GSM, YELLOW & BLUE ENERGEX / SAFETY FIRST LOGO ARC FLASH RATED | AUSDEF | AUSTRALIAN DEFENCE APPAREL | 81A194VJ | CURRENT
000025180 | SHIRT,MAN'S. | SIZE XL;STYLE & MFR TO ENERGEX SAMPLE; TECASAFE 500, 197GSM, YELLOW & BLUE ENERGEX / SAFETY FIRST LOGO ARC FLASH RATED | AUSDEF | AUSTRALIAN DEFENCE APPAREL | 81A194VJ | CURRENT
000025181 | SHIRT,MAN'S. | SIZE 2XL;STYLE & MFR TO ENERGEX SAMPLE; TECASAFE 500, 197GSM, YELLOW & BLUE ENERGEX / SAFETY FIRST LOGO ARC FLASH RATED | AUSDEF | AUSTRALIAN DEFENCE APPAREL | 81A194VJ | CURRENT
000025182 | SHIRT,MAN'S. | SIZE 3XL;STYLE & MFR TO ENERGEX SAMPLE; TECASAFE 500, 197GSM, YELLOW & BLUE ENERGEX / SAFETY FIRST LOGO ARC FLASH RATED | AUSDEF | AUSTRALIAN DEFENCE APPAREL | 81A194VJ | CURRENT
000025183 | SHIRT,MAN'S. | SIZE 4XL;STYLE & MFR TO ENERGEX SAMPLE; TECASAFE 500, 197GSM, YELLOW & BLUE ENERGEX / SAFETY FIRST LOGO ARC FLASH RATED | AUSDEF | AUSTRALIAN DEFENCE APPAREL | 81A194VJ | CURRENT
000025184 | SHIRT,MAN'S. | SIZE 5XL;STYLE & MFR TO ENERGEX SAMPLE; TECASAFE 500, 197GSM, YELLOW & BLUE ENERGEX / SAFETY FIRST LOGO ARC FLASH RATED | AUSDEF | AUSTRALIAN DEFENCE APPAREL | 81A194VJ | CURRENT
000025185 | SHIRT,MAN'S. | SIZE 6XL;STYLE & MFR TO ENERGEX SAMPLE; TECASAFE 500, 197GSM, YELLOW & BLUE ENERGEX / SAFETY FIRST LOGO ARC FLASH RATED | AUSDEF | AUSTRALIAN DEFENCE APPAREL | 81A194VJ | CURRENT
000025186 | TROUSERS,WOMEN'S | SIZE 6;STYLE & MFR TO ENERGEX SAMPLE; TECASAFE 500, 197GSM, BLUE ENERGEX LOGO ARC FLASH RATED | AUSDEF | AUSTRALIAN DEFENCE APPAREL | 81P106VJ | CURRENT
000025187 | TROUSERS,WOMEN'S | SIZE 8;STYLE & MFR TO ENERGEX SAMPLE; TECASAFE 500, 197GSM, BLUE ENERGEX LOGO ARC FLASH RATED | AUSDEF | AUSTRALIAN DEFENCE APPAREL | 81P106VJ | CURRENT
000025188 | TROUSERS,WOMEN'S | SIZE 10;STYLE & MFR TO ENERGEX SAMPLE; TECASAFE 500, 197GSM, BLUE ENERGEX LOGO ARC FLASH RATED | AUSDEF | AUSTRALIAN DEFENCE APPAREL | 81P106VJ | CURRENT
000025189 | TROUSERS,WOMEN'S | SIZE 12;STYLE & MFR TO ENERGEX SAMPLE; TECASAFE 500, 197GSM, BLUE ENERGEX LOGO ARC FLASH RATED | AUSDEF | AUSTRALIAN DEFENCE APPAREL | 81P106VJ | CURRENT
000025190 | TROUSERS,WOMEN'S | SIZE 14;STYLE & MFR TO ENERGEX SAMPLE; TECASAFE 500, 197GSM, BLUE ENERGEX LOGO ARC FLASH RATED | AUSDEF | AUSTRALIAN DEFENCE APPAREL | 81P106VJ | CURRENT
000025191 | TROUSERS,WOMEN'S | SIZE 16;STYLE & MFR TO ENERGEX SAMPLE; TECASAFE 500, 197GSM, BLUE ENERGEX LOGO ARC FLASH RATED | AUSDEF | AUSTRALIAN DEFENCE APPAREL | 81P106VJ | CURRENT
000025192 | TROUSERS,WOMEN'S | SIZE 18;STYLE & MFR TO ENERGEX SAMPLE; TECASAFE 500, 197GSM, BLUE ENERGEX LOGO ARC FLASH RATED | AUSDEF | AUSTRALIAN DEFENCE APPAREL | 81P106VJ | CURRENT
000025193 | TROUSERS,WOMEN'S | SIZE 20;STYLE & MFR TO ENERGEX SAMPLE; TECASAFE 500, 197GSM, BLUE ENERGEX LOGO ARC FLASH RATED | AUSDEF | AUSTRALIAN DEFENCE APPAREL | 81P106VJ | CURRENT
000025194 | TROUSERS,WOMEN'S | SIZE 22;STYLE & MFR TO ENERGEX SAMPLE; TECASAFE 500, 197GSM, BLUE ENERGEX LOGO ARC FLASH RATED | AUSDEF | AUSTRALIAN DEFENCE APPAREL | 81P106VJ | CURRENT
000025195 | TROUSERS,WOMEN'S | SIZE 24;STYLE & MFR TO ENERGEX SAMPLE; TECASAFE 500, 197GSM, BLUE ENERGEX LOGO ARC FLASH RATED | AUSDEF | AUSTRALIAN DEFENCE APPAREL | 81P106VJ | CURRENT
000025196 | TROUSERS,MEN'S. | SIZE 82S;STYLE & MFR TO ENERGEX SAMPLE; TECASAFE 500, 197GSM, BLUE ENERGEX LOGO ARC FLASH RATED | AUSDEF | AUSTRALIAN DEFENCE APPAREL | 81E255VJ | CURRENT
000025197 | TROUSERS,MEN'S. | SIZE 87S;STYLE & MFR TO ENERGEX SAMPLE; TECASAFE 500, 197GSM, BLUE ENERGEX LOGO ARC FLASH RATED | AUSDEF | AUSTRALIAN DEFENCE APPAREL | 81E255VJ | CURRENT
000025198 | TROUSERS,MEN'S. | SIZE 92S;STYLE & MFR TO ENERGEX SAMPLE; TECASAFE 500, 197GSM, BLUE ENERGEX LOGO ARC FLASH RATED | AUSDEF | AUSTRALIAN DEFENCE APPAREL | 81E255VJ | CURRENT
000025199 | TROUSERS,MEN'S. | SIZE 97S;STYLE & MFR TO ENERGEX SAMPLE; TECASAFE 500, 197GSM, BLUE ENERGEX LOGO ARC FLASH RATED | AUSDEF | AUSTRALIAN DEFENCE APPAREL | 81E255VJ | CURRENT
000025200 | TROUSERS,MEN'S. | SIZE 102S;STYLE & MFR TO ENERGEX SAMPLE; TECASAFE 500, 197GSM, BLUE ENERGEX LOGO ARC FLASH RATED | AUSDEF | AUSTRALIAN DEFENCE APPAREL | 81E255VJ | CURRENT
000025201 | TROUSERS,MEN'S. | SIZE 107S;STYLE & MFR TO ENERGEX SAMPLE; TECASAFE 500, 197GSM, BLUE ENERGEX LOGO ARC FLASH RATED | AUSDEF | AUSTRALIAN DEFENCE APPAREL | 81E255VJ | CURRENT
000025202 | TROUSERS,MEN'S. | SIZE 112S;STYLE & MFR TO ENERGEX SAMPLE; TECASAFE 500, 197GSM, BLUE ENERGEX LOGO ARC FLASH RATED | AUSDEF | AUSTRALIAN DEFENCE APPAREL | 81E255VJ | CURRENT
000025203 | TROUSERS,MEN'S. | SIZE 117S;STYLE & MFR TO ENERGEX SAMPLE; TECASAFE 500, 197GSM, BLUE ENERGEX LOGO ARC FLASH RATED | AUSDEF | AUSTRALIAN DEFENCE APPAREL | 81E255VJ | CURRENT
000025204 | TROUSERS,MEN'S. | SIZE 122S;STYLE & MFR TO ENERGEX SAMPLE; TECASAFE 500, 197GSM, BLUE ENERGEX LOGO ARC FLASH RATED | AUSDEF | AUSTRALIAN DEFENCE APPAREL | 81E255VJ | CURRENT
000025205 | TROUSERS,MEN'S. | SIZE 127S;STYLE & MFR TO ENERGEX SAMPLE; TECASAFE 500, 197GSM, BLUE ENERGEX LOGO ARC FLASH RATED | AUSDEF | AUSTRALIAN DEFENCE APPAREL | 81E255VJ | CURRENT
000025206 | TROUSERS,MEN'S. | SIZE 72R;STYLE & MFR TO ENERGEX SAMPLE; TECASAFE 500, 197GSM, BLUE ENERGEX LOGO ARC FLASH RATED | AUSDEF | AUSTRALIAN DEFENCE APPAREL | 81E255VJ | CURRENT
000025207 | TROUSERS,MEN'S. | SIZE 77R;STYLE & MFR TO ENERGEX SAMPLE; TECASAFE 500, 197GSM, BLUE ENERGEX LOGO ARC FLASH RATED | AUSDEF | AUSTRALIAN DEFENCE APPAREL | 81E255VJ | CURRENT
000025208 | TROUSERS,MEN'S. | SIZE 82R;STYLE & MFR TO ENERGEX SAMPLE; TECASAFE 500, 197GSM, BLUE ENERGEX LOGO ARC FLASH RATED | AUSDEF | AUSTRALIAN DEFENCE APPAREL | 81E255VJ | CURRENT
000025209 | TROUSERS,MEN'S. | SIZE 87R;STYLE & MFR TO ENERGEX SAMPLE; TECASAFE 500, 197GSM, BLUE ENERGEX LOGO ARC FLASH RATED | AUSDEF | AUSTRALIAN DEFENCE APPAREL | 81E255VJ | CURRENT
000025210 | TROUSERS,MEN'S. | SIZE 92R;STYLE & MFR TO ENERGEX SAMPLE; TECASAFE 500, 197GSM, BLUE ENERGEX LOGO ARC FLASH RATED | AUSDEF | AUSTRALIAN DEFENCE APPAREL | 81E255VJ | CURRENT
000025211 | TROUSERS,MEN'S. | SIZE 97R;STYLE & MFR TO ENERGEX SAMPLE; TECASAFE 500, 197GSM, BLUE ENERGEX LOGO ARC FLASH RATED | AUSDEF | AUSTRALIAN DEFENCE APPAREL | 81E255VJ | CURRENT
000025212 | TROUSERS,MEN'S. | SIZE 102R;STYLE & MFR TO ENERGEX SAMPLE; TECASAFE 500, 197GSM, BLUE ENERGEX LOGO ARC FLASH RATED | AUSDEF | AUSTRALIAN DEFENCE APPAREL | 81E255VJ | CURRENT
000025213 | TROUSERS,MEN'S. | SIZE 107R;STYLE & MFR TO ENERGEX SAMPLE; TECASAFE 500, 197GSM, BLUE ENERGEX LOGO ARC FLASH RATED | AUSDEF | AUSTRALIAN DEFENCE APPAREL | 81E255VJ | CURRENT
000025214 | TROUSERS,MEN'S. | SIZE 112R;STYLE & MFR TO ENERGEX SAMPLE; TECASAFE 500, 197GSM, BLUE ENERGEX LOGO ARC FLASH RATED | AUSDEF | AUSTRALIAN DEFENCE APPAREL | 81E255VJ | CURRENT
000025215 | TROUSERS,MEN'S. | SIZE 74L;STYLE & MFR TO ENERGEX SAMPLE; TECASAFE 500, 197GSM, BLUE ENERGEX LOGO ARC FLASH RATED | AUSDEF | AUSTRALIAN DEFENCE APPAREL | 81E255VJ | CURRENT
000025216 | TROUSERS,MEN'S. | SIZE 79L;STYLE & MFR TO ENERGEX SAMPLE; TECASAFE 500, 197GSM, BLUE ENERGEX LOGO ARC FLASH RATED | AUSDEF | AUSTRALIAN DEFENCE APPAREL | 81E255VJ | CURRENT
000025217 | TROUSERS,MEN'S. | SIZE 84L;STYLE & MFR TO ENERGEX SAMPLE; TECASAFE 500, 197GSM, BLUE ENERGEX LOGO ARC FLASH RATED | AUSDEF | AUSTRALIAN DEFENCE APPAREL | 81E255VJ | CURRENT
000025218 | TROUSERS,MEN'S. | SIZE 89L;STYLE & MFR TO ENERGEX SAMPLE; TECASAFE 500, 197GSM, BLUE ENERGEX LOGO ARC FLASH RATED | AUSDEF | AUSTRALIAN DEFENCE APPAREL | 81E255VJ | CURRENT
000025219 | TROUSERS,MEN'S. | SIZE 94L;STYLE & MFR TO ENERGEX SAMPLE; TECASAFE 500, 197GSM, BLUE ENERGEX LOGO ARC FLASH RATED | AUSDEF | AUSTRALIAN DEFENCE APPAREL | 81E255VJ | CURRENT
000025220 | TROUSERS,MEN'S. | SIZE 99L;STYLE & MFR TO ENERGEX SAMPLE; TECASAFE 500, 197GSM, BLUE ENERGEX LOGO ARC FLASH RATED | AUSDEF | AUSTRALIAN DEFENCE APPAREL | 81E255VJ | CURRENT
000025221 | JACKET, UNISEX | SIZE XS;STYLE & MFR TO ENERGEX SAMPLE; TECASAFE 700, 235GSM, YELLOW & BLUE ENERGEX / SAFETY FIRST LOGO ARC FLASH RATED | AUSDEF | AUSTRALIAN DEFENCE APPAREL | 81D197VJ | CURRENT
000025222 | JACKET, UNISEX | SIZE S;STYLE & MFR TO ENERGEX SAMPLE; TECASAFE 700, 235GSM, YELLOW & BLUE ENERGEX / SAFETY FIRST LOGO ARC FLASH RATED | AUSDEF | AUSTRALIAN DEFENCE APPAREL | 81D197VJ | CURRENT
000025223 | JACKET, UNISEX | SIZE M;STYLE & MFR TO ENERGEX SAMPLE; TECASAFE 700, 235GSM, YELLOW & BLUE ENERGEX / SAFETY FIRST LOGO ARC FLASH RATED | AUSDEF | AUSTRALIAN DEFENCE APPAREL | 81D197VJ | CURRENT
000025224 | JACKET, UNISEX | SIZE L;STYLE & MFR TO ENERGEX SAMPLE; TECASAFE 700, 235GSM, YELLOW & BLUE ENERGEX / SAFETY FIRST LOGO ARC FLASH RATED | AUSDEF | AUSTRALIAN DEFENCE APPAREL | 81D197VJ | CURRENT
000025225 | JACKET, UNISEX | SIZE XL;STYLE & MFR TO ENERGEX SAMPLE; TECASAFE 700, 235GSM, YELLOW & BLUE ENERGEX / SAFETY FIRST LOGO ARC FLASH RATED | AUSDEF | AUSTRALIAN DEFENCE APPAREL | 81D197VJ | CURRENT
000025226 | JACKET, UNISEX | SIZE 2XL;STYLE & MFR TO ENERGEX SAMPLE; TECASAFE 700, 235GSM, YELLOW & BLUE ENERGEX / SAFETY FIRST LOGO ARC FLASH RATED | AUSDEF | AUSTRALIAN DEFENCE APPAREL | 81D197VJ | CURRENT
000025227 | JACKET, UNISEX | SIZE 3XL;STYLE & MFR TO ENERGEX SAMPLE; TECASAFE 700, 235GSM, YELLOW & BLUE ENERGEX / SAFETY FIRST LOGO ARC FLASH RATED | AUSDEF | AUSTRALIAN DEFENCE APPAREL | 81D197VJ | CURRENT
000025228 | JACKET, UNISEX | SIZE 4XL;STYLE & MFR TO ENERGEX SAMPLE; TECASAFE 700, 235GSM, YELLOW & BLUE ENERGEX / SAFETY FIRST LOGO ARC FLASH RATED | AUSDEF | AUSTRALIAN DEFENCE APPAREL | 81D197VJ | CURRENT
000025229 | JACKET, UNISEX | SIZE 5XL;STYLE & MFR TO ENERGEX SAMPLE; TECASAFE 700, 235GSM, YELLOW & BLUE ENERGEX / SAFETY FIRST LOGO ARC FLASH RATED | AUSDEF | AUSTRALIAN DEFENCE APPAREL | 81D197VJ | CURRENT
000025230 | JACKET, UNISEX | SIZE 6XL;STYLE & MFR TO ENERGEX SAMPLE; TECASAFE 700, 235GSM, YELLOW & BLUE ENERGEX / SAFETY FIRST LOGO ARC FLASH RATED | AUSDEF | AUSTRALIAN DEFENCE APPAREL | 81D197VJ | CURRENT
000025231 | COVERALLS, UNISEX | SIZE 97S;STYLE & MFR TO ENERGEX SAMPLE; TECASAFE 700, 235GSM, YELLOW & BLUE METERING DYNAMICS / SAFETY FIRST LOGO ARC FLASH RATED | AUSDEF | AUSTRALIAN DEFENCE APPAREL | 81F174VJ-MD | CURRENT
000025232 | COVERALLS, UNISEX | SIZE 102S;STYLE & MFR TO ENERGEX SAMPLE; TECASAFE 700, 235GSM, YELLOW & BLUE METERING DYNAMICS / SAFETY FIRST LOGO ARC FLASH RATED | AUSDEF | AUSTRALIAN DEFENCE APPAREL | 81F174VJ-MD | CURRENT
000025233 | COVERALLS, UNISEX | SIZE 107S;STYLE & MFR TO ENERGEX SAMPLE; TECASAFE 700, 235GSM, YELLOW & BLUE METERING DYNAMICS / SAFETY FIRST LOGO ARC FLASH RATED | AUSDEF | AUSTRALIAN DEFENCE APPAREL | 81F174VJ-MD | CURRENT
000025234 | COVERALLS, UNISEX | SIZE 112S;STYLE & MFR TO ENERGEX SAMPLE; TECASAFE 700, 235GSM, YELLOW & BLUE METERING DYNAMICS / SAFETY FIRST LOGO ARC FLASH RATED | AUSDEF | AUSTRALIAN DEFENCE APPAREL | 81F174VJ-MD | CURRENT
000025235 | COVERALLS, UNISEX | SIZE 117S;STYLE & MFR TO ENERGEX SAMPLE; TECASAFE 700, 235GSM, YELLOW & BLUE METERING DYNAMICS / SAFETY FIRST LOGO ARC FLASH RATED | AUSDEF | AUSTRALIAN DEFENCE APPAREL | 81F174VJ-MD | CURRENT
000025236 | COVERALLS, UNISEX | SIZE 122S;STYLE & MFR TO ENERGEX SAMPLE; TECASAFE 700, 235GSM, YELLOW & BLUE METERING DYNAMICS / SAFETY FIRST LOGO ARC FLASH RATED | AUSDEF | AUSTRALIAN DEFENCE APPAREL | 81F174VJ-MD | CURRENT
000025237 | COVERALLS, UNISEX | SIZE 127S;STYLE & MFR TO ENERGEX SAMPLE; TECASAFE 700, 235GSM, YELLOW & BLUE METERING DYNAMICS / SAFETY FIRST LOGO ARC FLASH RATED | AUSDEF | AUSTRALIAN DEFENCE APPAREL | 81F174VJ-MD | CURRENT
000025238 | COVERALLS, UNISEX | SIZE 132S;STYLE & MFR TO ENERGEX SAMPLE; TECASAFE 700, 235GSM, YELLOW & BLUE METERING DYNAMICS / SAFETY FIRST LOGO ARC FLASH RATED | AUSDEF | AUSTRALIAN DEFENCE APPAREL | 81F174VJ-MD | CURRENT
000025239 | COVERALLS, UNISEX | SIZE 77R;STYLE & MFR TO ENERGEX SAMPLE; TECASAFE 700, 235GSM, YELLOW & BLUE METERING DYNAMICS / SAFETY FIRST LOGO ARC FLASH RATED | AUSDEF | AUSTRALIAN DEFENCE APPAREL | 81F174VJ-MD | CURRENT
000025240 | COVERALLS, UNISEX | SIZE 82R;STYLE & MFR TO ENERGEX SAMPLE; TECASAFE 700, 235GSM, YELLOW & BLUE METERING DYNAMICS / SAFETY FIRST LOGO ARC FLASH RATED | AUSDEF | AUSTRALIAN DEFENCE APPAREL | 81F174VJ-MD | CURRENT
000025241 | COVERALLS, UNISEX | SIZE 92R;STYLE & MFR TO ENERGEX SAMPLE; TECASAFE 700, 235GSM, YELLOW & BLUE METERING DYNAMICS / SAFETY FIRST LOGO ARC FLASH RATED | AUSDEF | AUSTRALIAN DEFENCE APPAREL | 81F174VJ-MD | CURRENT
000025242 | COVERALLS, UNISEX | SIZE 97R;STYLE & MFR TO ENERGEX SAMPLE; TECASAFE 700, 235GSM, YELLOW & BLUE METERING DYNAMICS / SAFETY FIRST LOGO ARC FLASH RATED | AUSDEF | AUSTRALIAN DEFENCE APPAREL | 81F174VJ-MD | CURRENT
000025243 | COVERALLS, UNISEX | SIZE 102R;STYLE & MFR TO ENERGEX SAMPLE; TECASAFE 700, 235GSM, YELLOW & BLUE METERING DYNAMICS / SAFETY FIRST LOGO ARC FLASH RATED | AUSDEF | AUSTRALIAN DEFENCE APPAREL | 81F174VJ-MD | CURRENT
000025244 | COVERALLS, UNISEX | SIZE 107R;STYLE & MFR TO ENERGEX SAMPLE; TECASAFE 700, 235GSM, YELLOW & BLUE METERING DYNAMICS / SAFETY FIRST LOGO ARC FLASH RATED | AUSDEF | AUSTRALIAN DEFENCE APPAREL | 81F174VJ-MD | CURRENT
000025245 | COVERALLS, UNISEX | SIZE 112R;STYLE & MFR TO ENERGEX SAMPLE; TECASAFE 700, 235GSM, YELLOW & BLUE METERING DYNAMICS / SAFETY FIRST LOGO ARC FLASH RATED | AUSDEF | AUSTRALIAN DEFENCE APPAREL | 81F174VJ-MD | CURRENT
000025246 | COVERALLS, UNISEX | SIZE 117R;STYLE & MFR TO ENERGEX SAMPLE; TECASAFE 700, 235GSM, YELLOW & BLUE METERING DYNAMICS / SAFETY FIRST LOGO ARC FLASH RATED | AUSDEF | AUSTRALIAN DEFENCE APPAREL | 81F174VJ-MD | CURRENT
000025247 | COVERALLS, UNISEX | SIZE 122R;STYLE & MFR TO ENERGEX SAMPLE; TECASAFE 700, 235GSM, YELLOW & BLUE METERING DYNAMICS / SAFETY FIRST LOGO ARC FLASH RATED | AUSDEF | AUSTRALIAN DEFENCE APPAREL | 81F174VJ-MD | CURRENT
000025248 | COVERALLS, UNISEX | SIZE 127R;STYLE & MFR TO ENERGEX SAMPLE; TECASAFE 700, 235GSM, YELLOW & BLUE METERING DYNAMICS / SAFETY FIRST LOGO ARC FLASH RATED | AUSDEF | AUSTRALIAN DEFENCE APPAREL | 81F174VJ-MD | CURRENT
000025249 | COVERALLS, UNISEX | SIZE 79L;STYLE & MFR TO ENERGEX SAMPLE; TECASAFE 700, 235GSM, YELLOW & BLUE METERING DYNAMICS / SAFETY FIRST LOGO ARC FLASH RATED | AUSDEF | AUSTRALIAN DEFENCE APPAREL | 81F174VJ-MD | CURRENT
000025250 | COVERALLS, UNISEX | SIZE 84L;STYLE & MFR TO ENERGEX SAMPLE; TECASAFE 700, 235GSM, YELLOW & BLUE METERING DYNAMICS / SAFETY FIRST LOGO ARC FLASH RATED | AUSDEF | AUSTRALIAN DEFENCE APPAREL | 81F174VJ-MD | CURRENT
000025251 | COVERALLS, UNISEX | SIZE 89L;STYLE & MFR TO ENERGEX SAMPLE; TECASAFE 700, 235GSM, YELLOW & BLUE METERING DYNAMICS / SAFETY FIRST LOGO ARC FLASH RATED | AUSDEF | AUSTRALIAN DEFENCE APPAREL | 81F174VJ-MD | CURRENT
000025252 | SHIRT, WOMAN'S | SIZE 8;STYLE & MFR TO ENERGEX SAMPLE; TECASAFE 700, 235GSM, YELLOW & BLUE METERING DYNAMICS / SAFETY FIRST LOGO ARC FLASH RATED | AUSDEF | AUSTRALIAN DEFENCE APPAREL | 81K129VJ-MD | CURRENT
000025253 | SHIRT, WOMAN'S | SIZE 10;STYLE & MFR TO ENERGEX SAMPLE; TECASAFE 700, 235GSM, YELLOW & BLUE METERING DYNAMICS / SAFETY FIRST LOGO ARC FLASH RATED | AUSDEF | AUSTRALIAN DEFENCE APPAREL | 81K129VJ-MD | CURRENT
000025254 | SHIRT, WOMAN'S | SIZE 12;STYLE & MFR TO ENERGEX SAMPLE; TECASAFE 700, 235GSM, YELLOW & BLUE METERING DYNAMICS / SAFETY FIRST LOGO ARC FLASH RATED | AUSDEF | AUSTRALIAN DEFENCE APPAREL | 81K129VJ-MD | CURRENT
000025255 | SHIRT, WOMAN'S | SIZE 14;STYLE & MFR TO ENERGEX SAMPLE; TECASAFE 700, 235GSM, YELLOW & BLUE METERING DYNAMICS / SAFETY FIRST LOGO ARC FLASH RATED | AUSDEF | AUSTRALIAN DEFENCE APPAREL | 81K129VJ-MD | CURRENT
000025256 | SHIRT, WOMAN'S | SIZE 16;STYLE & MFR TO ENERGEX SAMPLE; TECASAFE 700, 235GSM, YELLOW & BLUE METERING DYNAMICS / SAFETY FIRST LOGO ARC FLASH RATED | AUSDEF | AUSTRALIAN DEFENCE APPAREL | 81K129VJ-MD | CURRENT
000025257 | SHIRT, WOMAN'S | SIZE 18;STYLE & MFR TO ENERGEX SAMPLE; TECASAFE 700, 235GSM, YELLOW & BLUE METERING DYNAMICS / SAFETY FIRST LOGO ARC FLASH RATED | AUSDEF | AUSTRALIAN DEFENCE APPAREL | 81K129VJ-MD | CURRENT
000025258 | SHIRT, WOMAN'S | SIZE 20;STYLE & MFR TO ENERGEX SAMPLE; TECASAFE 700, 235GSM, YELLOW & BLUE METERING DYNAMICS / SAFETY FIRST LOGO ARC FLASH RATED | AUSDEF | AUSTRALIAN DEFENCE APPAREL | 81K129VJ-MD | CURRENT
000025259 | SHIRT, WOMAN'S | SIZE 22;STYLE & MFR TO ENERGEX SAMPLE; TECASAFE 700, 235GSM, YELLOW & BLUE METERING DYNAMICS / SAFETY FIRST LOGO ARC FLASH RATED | AUSDEF | AUSTRALIAN DEFENCE APPAREL | 81K129VJ-MD | CURRENT
000025260 | SHIRT,MAN'S. | SIZE S;STYLE & MFR TO ENERGEX SAMPLE; TECASAFE 700, 235GSM, YELLOW & BLUE METERING DYNAMICS / SAFETY FIRST LOGO ARC FLASH RATED | AUSDEF | AUSTRALIAN DEFENCE APPAREL | 81A194VJ-MD | CURRENT
000025261 | SHIRT,MAN'S. | SIZE M;STYLE & MFR TO ENERGEX SAMPLE; TECASAFE 700, 235GSM, YELLOW & BLUE METERING DYNAMICS / SAFETY FIRST LOGO ARC FLASH RATED | AUSDEF | AUSTRALIAN DEFENCE APPAREL | 81A194VJ-MD | CURRENT
000025262 | SHIRT,MAN'S. | SIZE L;STYLE & MFR TO ENERGEX SAMPLE; TECASAFE 700, 235GSM, YELLOW & BLUE METERING DYNAMICS / SAFETY FIRST LOGO ARC FLASH RATED | AUSDEF | AUSTRALIAN DEFENCE APPAREL | 81A194VJ-MD | CURRENT
000025263 | SHIRT,MAN'S. | SIZE XL;STYLE & MFR TO ENERGEX SAMPLE; TECASAFE 700, 235GSM, YELLOW & BLUE METERING DYNAMICS / SAFETY FIRST LOGO ARC FLASH RATED | AUSDEF | AUSTRALIAN DEFENCE APPAREL | 81A194VJ-MD | CURRENT
000025264 | SHIRT,MAN'S. | SIZE 2XL;STYLE & MFR TO ENERGEX SAMPLE; TECASAFE 700, 235GSM, YELLOW & BLUE METERING DYNAMICS / SAFETY FIRST LOGO ARC FLASH RATED | AUSDEF | AUSTRALIAN DEFENCE APPAREL | 81A194VJ-MD | CURRENT
000025265 | SHIRT,MAN'S. | SIZE 3XL;STYLE & MFR TO ENERGEX SAMPLE; TECASAFE 700, 235GSM, YELLOW & BLUE METERING DYNAMICS / SAFETY FIRST LOGO ARC FLASH RATED | AUSDEF | AUSTRALIAN DEFENCE APPAREL | 81A194VJ-MD | CURRENT
000025266 | SHIRT,MAN'S. | SIZE 4XL;STYLE & MFR TO ENERGEX SAMPLE; TECASAFE 700, 235GSM, YELLOW & BLUE METERING DYNAMICS / SAFETY FIRST LOGO ARC FLASH RATED | AUSDEF | AUSTRALIAN DEFENCE APPAREL | 81A194VJ-MD | CURRENT
000025267 | SHIRT,MAN'S. | SIZE 5XL;STYLE & MFR TO ENERGEX SAMPLE; TECASAFE 700, 235GSM, YELLOW & BLUE METERING DYNAMICS / SAFETY FIRST LOGO ARC FLASH RATED | AUSDEF | AUSTRALIAN DEFENCE APPAREL | 81A194VJ-MD | CURRENT
000025268 | JACKET, UNISEX | SIZE XS;STYLE & MFR TO ENERGEX SAMPLE; TECASAFE 700, 235GSM, YELLOW & BLUE METERING DYNAMICS / SAFETY FIRST LOGO ARC FLASH RATED | AUSDEF | AUSTRALIAN DEFENCE APPAREL | 81D197VL-MD | CURRENT
000025269 | JACKET, UNISEX | SIZE S;STYLE & MFR TO ENERGEX SAMPLE; TECASAFE 700, 235GSM, YELLOW & BLUE METERING DYNAMICS / SAFETY FIRST LOGO ARC FLASH RATED | AUSDEF | AUSTRALIAN DEFENCE APPAREL | 81D197VL-MD | CURRENT
000025270 | JACKET, UNISEX | SIZE M;STYLE & MFR TO ENERGEX SAMPLE; TECASAFE 700, 235GSM, YELLOW & BLUE METERING DYNAMICS / SAFETY FIRST LOGO ARC FLASH RATED | AUSDEF | AUSTRALIAN DEFENCE APPAREL | 81D197VL-MD | CURRENT
000025271 | JACKET, UNISEX | SIZE L;STYLE & MFR TO ENERGEX SAMPLE; TECASAFE 700, 235GSM, YELLOW & BLUE METERING DYNAMICS / SAFETY FIRST LOGO ARC FLASH RATED | AUSDEF | AUSTRALIAN DEFENCE APPAREL | 81D197VL-MD | CURRENT
000025272 | JACKET, UNISEX | SIZE XL;STYLE & MFR TO ENERGEX SAMPLE; TECASAFE 700, 235GSM, YELLOW & BLUE METERING DYNAMICS / SAFETY FIRST LOGO ARC FLASH RATED | AUSDEF | AUSTRALIAN DEFENCE APPAREL | 81D197VL-MD | CURRENT
000025273 | JACKET, UNISEX | SIZE 2XL;STYLE & MFR TO ENERGEX SAMPLE; TECASAFE 700, 235GSM, YELLOW & BLUE METERING DYNAMICS / SAFETY FIRST LOGO ARC FLASH RATED | AUSDEF | AUSTRALIAN DEFENCE APPAREL | 81D197VL-MD | CURRENT
000025274 | JACKET, UNISEX | SIZE 3XL;STYLE & MFR TO ENERGEX SAMPLE; TECASAFE 700, 235GSM, YELLOW & BLUE METERING DYNAMICS / SAFETY FIRST LOGO ARC FLASH RATED | AUSDEF | AUSTRALIAN DEFENCE APPAREL | 81D197VL-MD | CURRENT
000025275 | JACKET, UNISEX | SIZE 4XL;STYLE & MFR TO ENERGEX SAMPLE; TECASAFE 700, 235GSM, YELLOW & BLUE METERING DYNAMICS / SAFETY FIRST LOGO ARC FLASH RATED | AUSDEF | AUSTRALIAN DEFENCE APPAREL | 81D197VL-MD | CURRENT
000025276 | JACKET, UNISEX | SIZE 5XL;STYLE & MFR TO ENERGEX SAMPLE; TECASAFE 700, 235GSM, YELLOW & BLUE METERING DYNAMICS / SAFETY FIRST LOGO ARC FLASH RATED | AUSDEF | AUSTRALIAN DEFENCE APPAREL | 81D197VL-MD | CURRENT
000025277 | JACKET, UNISEX | SIZE 6XL;STYLE & MFR TO ENERGEX SAMPLE; TECASAFE 700, 235GSM, YELLOW & BLUE METERING DYNAMICS / SAFETY FIRST LOGO ARC FLASH RATED | AUSDEF | AUSTRALIAN DEFENCE APPAREL | 81D197VL-MD | CURRENT
000025278 | TROUSERS,WOMEN'S | SIZE 6;STYLE & MFR TO ENERGEX SAMPLE; TECASAFE 500, 197GSM, BLUE METERING DYNAMICS LOGO ARC FLASH RATED | AUSDEF | AUSTRALIAN DEFENCE APPAREL | 81P88ZT-MD | CURRENT
000025279 | TROUSERS,WOMEN'S | SIZE 8;STYLE & MFR TO ENERGEX SAMPLE; TECASAFE 500, 197GSM, BLUE METERING DYNAMICS LOGO ARC FLASH RATED | AUSDEF | AUSTRALIAN DEFENCE APPAREL | 81P88ZT-MD | CURRENT
000025280 | TROUSERS,WOMEN'S | SIZE 10;STYLE & MFR TO ENERGEX SAMPLE; TECASAFE 500, 197GSM, BLUE METERING DYNAMICS LOGO ARC FLASH RATED | AUSDEF | AUSTRALIAN DEFENCE APPAREL | 81P88ZT-MD | CURRENT
000025281 | TROUSERS,WOMEN'S | SIZE 12;STYLE & MFR TO ENERGEX SAMPLE; TECASAFE 500, 197GSM, BLUE METERING DYNAMICS LOGO ARC FLASH RATED | AUSDEF | AUSTRALIAN DEFENCE APPAREL | 81P88ZT-MD | CURRENT
000025282 | TROUSERS,WOMEN'S | SIZE 14;STYLE & MFR TO ENERGEX SAMPLE; TECASAFE 500, 197GSM, BLUE METERING DYNAMICS LOGO ARC FLASH RATED | AUSDEF | AUSTRALIAN DEFENCE APPAREL | 81P88ZT-MD | CURRENT
000025283 | TROUSERS,WOMEN'S | SIZE 16;STYLE & MFR TO ENERGEX SAMPLE; TECASAFE 500, 197GSM, BLUE METERING DYNAMICS LOGO ARC FLASH RATED | AUSDEF | AUSTRALIAN DEFENCE APPAREL | 81P88ZT-MD | CURRENT
000025284 | TROUSERS,WOMEN'S | SIZE 18;STYLE & MFR TO ENERGEX SAMPLE; TECASAFE 500, 197GSM, BLUE METERING DYNAMICS LOGO ARC FLASH RATED | AUSDEF | AUSTRALIAN DEFENCE APPAREL | 81P88ZT-MD | CURRENT
000025285 | TROUSERS,WOMEN'S | SIZE 20;STYLE & MFR TO ENERGEX SAMPLE; TECASAFE 500, 197GSM, BLUE METERING DYNAMICS LOGO ARC FLASH RATED | AUSDEF | AUSTRALIAN DEFENCE APPAREL | 81P88ZT-MD | CURRENT
000025286 | TROUSERS,WOMEN'S | SIZE 22;STYLE & MFR TO ENERGEX SAMPLE; TECASAFE 500, 197GSM, BLUE METERING DYNAMICS LOGO ARC FLASH RATED | AUSDEF | AUSTRALIAN DEFENCE APPAREL | 81P88ZT-MD | CURRENT
000025287 | TROUSERS,WOMEN'S | SIZE 24;STYLE & MFR TO ENERGEX SAMPLE; TECASAFE 500, 197GSM, BLUE METERING DYNAMICS LOGO ARC FLASH RATED | AUSDEF | AUSTRALIAN DEFENCE APPAREL | 81P88ZT-MD | CURRENT
000025288 | TROUSERS,MEN'S. | SIZE 82S;STYLE & MFR TO ENERGEX SAMPLE; TECASAFE 500, 197GSM, BLUE METERING DYNAMICS LOGO ARC FLASH RATED | AUSDEF | AUSTRALIAN DEFENCE APPAREL | 81E255VJ-MD | CURRENT
000025289 | TROUSERS,MEN'S. | SIZE 87S;STYLE & MFR TO ENERGEX SAMPLE; TECASAFE 500, 197GSM, BLUE METERING DYNAMICS LOGO ARC FLASH RATED | AUSDEF | AUSTRALIAN DEFENCE APPAREL | 81E255VJ-MD | CURRENT
000025290 | TROUSERS,MEN'S. | SIZE 92S;STYLE & MFR TO ENERGEX SAMPLE; TECASAFE 500, 197GSM, BLUE METERING DYNAMICS LOGO ARC FLASH RATED | AUSDEF | AUSTRALIAN DEFENCE APPAREL | 81E255VJ-MD | CURRENT
000025291 | TROUSERS,MEN'S. | SIZE 97S;STYLE & MFR TO ENERGEX SAMPLE; TECASAFE 500, 197GSM, BLUE METERING DYNAMICS LOGO ARC FLASH RATED | AUSDEF | AUSTRALIAN DEFENCE APPAREL | 81E255VJ-MD | CURRENT
000025292 | TROUSERS,MEN'S. | SIZE 102S;STYLE & MFR TO ENERGEX SAMPLE; TECASAFE 500, 197GSM, BLUE METERING DYNAMICS LOGO ARC FLASH RATED | AUSDEF | AUSTRALIAN DEFENCE APPAREL | 81E255VJ-MD | CURRENT
000025293 | TROUSERS,MEN'S. | SIZE 107S;STYLE & MFR TO ENERGEX SAMPLE; TECASAFE 500, 197GSM, BLUE METERING DYNAMICS LOGO ARC FLASH RATED | AUSDEF | AUSTRALIAN DEFENCE APPAREL | 81E255VJ-MD | CURRENT
000025294 | TROUSERS,MEN'S. | SIZE 112S;STYLE & MFR TO ENERGEX SAMPLE; TECASAFE 500, 197GSM, BLUE METERING DYNAMICS LOGO ARC FLASH RATED | AUSDEF | AUSTRALIAN DEFENCE APPAREL | 81E255VJ-MD | CURRENT
000025295 | TROUSERS,MEN'S. | SIZE 117S;STYLE & MFR TO ENERGEX SAMPLE; TECASAFE 500, 197GSM, BLUE METERING DYNAMICS LOGO ARC FLASH RATED | AUSDEF | AUSTRALIAN DEFENCE APPAREL | 81E255VJ-MD | CURRENT
000025296 | TROUSERS,MEN'S. | SIZE 122S;STYLE & MFR TO ENERGEX SAMPLE; TECASAFE 500, 197GSM, BLUE METERING DYNAMICS LOGO ARC FLASH RATED | AUSDEF | AUSTRALIAN DEFENCE APPAREL | 81E255VJ-MD | CURRENT
000025297 | TROUSERS,MEN'S. | SIZE 127S;STYLE & MFR TO ENERGEX SAMPLE; TECASAFE 500, 197GSM, BLUE METERING DYNAMICS LOGO ARC FLASH RATED | AUSDEF | AUSTRALIAN DEFENCE APPAREL | 81E255VJ-MD | CURRENT
000025298 | TROUSERS,MEN'S. | SIZE 72R;STYLE & MFR TO ENERGEX SAMPLE; TECASAFE 500, 197GSM, BLUE METERING DYNAMICS LOGO ARC FLASH RATED | AUSDEF | AUSTRALIAN DEFENCE APPAREL | 81E255VJ-MD | CURRENT
000025299 | TROUSERS,MEN'S. | SIZE 77R;STYLE & MFR TO ENERGEX SAMPLE; TECASAFE 500, 197GSM, BLUE METERING DYNAMICS LOGO ARC FLASH RATED | AUSDEF | AUSTRALIAN DEFENCE APPAREL | 81E255VJ-MD | CURRENT
000025300 | TROUSERS,MEN'S. | SIZE 82R;STYLE & MFR TO ENERGEX SAMPLE; TECASAFE 500, 197GSM, BLUE METERING DYNAMICS LOGO ARC FLASH RATED | AUSDEF | AUSTRALIAN DEFENCE APPAREL | 81E255VJ-MD | CURRENT
000025301 | TROUSERS,MEN'S. | SIZE 87R;STYLE & MFR TO ENERGEX SAMPLE; TECASAFE 500, 197GSM, BLUE METERING DYNAMICS LOGO ARC FLASH RATED | AUSDEF | AUSTRALIAN DEFENCE APPAREL | 81E255VJ-MD | CURRENT
000025302 | TROUSERS,MEN'S. | SIZE 92R;STYLE & MFR TO ENERGEX SAMPLE; TECASAFE 500, 197GSM, BLUE METERING DYNAMICS LOGO ARC FLASH RATED | AUSDEF | AUSTRALIAN DEFENCE APPAREL | 81E255VJ-MD | CURRENT
000025303 | TROUSERS,MEN'S. | SIZE 97R;STYLE & MFR TO ENERGEX SAMPLE; TECASAFE 500, 197GSM, BLUE METERING DYNAMICS LOGO ARC FLASH RATED | AUSDEF | AUSTRALIAN DEFENCE APPAREL | 81E255VJ-MD | CURRENT
000025304 | TROUSERS,MEN'S. | SIZE 102R;STYLE & MFR TO ENERGEX SAMPLE; TECASAFE 500, 197GSM, BLUE METERING DYNAMICS LOGO ARC FLASH RATED | AUSDEF | AUSTRALIAN DEFENCE APPAREL | 81E255VJ-MD | CURRENT
000025305 | TROUSERS,MEN'S. | SIZE 107R;STYLE & MFR TO ENERGEX SAMPLE; TECASAFE 500, 197GSM, BLUE METERING DYNAMICS LOGO ARC FLASH RATED | AUSDEF | AUSTRALIAN DEFENCE APPAREL | 81E255VJ-MD | CURRENT
000025306 | TROUSERS,MEN'S. | SIZE 112R;STYLE & MFR TO ENERGEX SAMPLE; TECASAFE 500, 197GSM, BLUE METERING DYNAMICS LOGO ARC FLASH RATED | AUSDEF | AUSTRALIAN DEFENCE APPAREL | 81E255VJ-MD | CURRENT
000025307 | TROUSERS,MEN'S. | SIZE 74L;STYLE & MFR TO ENERGEX SAMPLE; TECASAFE 500, 197GSM, BLUE METERING DYNAMICS LOGO ARC FLASH RATED | AUSDEF | AUSTRALIAN DEFENCE APPAREL | 81E255VJ-MD | CURRENT
000025308 | TROUSERS,MEN'S. | SIZE 79L;STYLE & MFR TO ENERGEX SAMPLE; TECASAFE 500, 197GSM, BLUE METERING DYNAMICS LOGO ARC FLASH RATED | AUSDEF | AUSTRALIAN DEFENCE APPAREL | 81E255VJ-MD | CURRENT
000025309 | TROUSERS,MEN'S. | SIZE 84L;STYLE & MFR TO ENERGEX SAMPLE; TECASAFE 500, 197GSM, BLUE METERING DYNAMICS LOGO ARC FLASH RATED | AUSDEF | AUSTRALIAN DEFENCE APPAREL | 81E255VJ-MD | CURRENT
000025310 | TROUSERS,MEN'S. | SIZE 89L;STYLE & MFR TO ENERGEX SAMPLE; TECASAFE 500, 197GSM, BLUE METERING DYNAMICS LOGO ARC FLASH RATED | AUSDEF | AUSTRALIAN DEFENCE APPAREL | 81E255VJ-MD | CURRENT
000025311 | TROUSERS,MEN'S. | SIZE 94L;STYLE & MFR TO ENERGEX SAMPLE; TECASAFE 500, 197GSM, BLUE METERING DYNAMICS LOGO ARC FLASH RATED | AUSDEF | AUSTRALIAN DEFENCE APPAREL | 81E255VJ-MD | CURRENT
000025312 | TROUSERS,MEN'S. | SIZE 99L;STYLE & MFR TO ENERGEX SAMPLE; TECASAFE 500, 197GSM, BLUE METERING DYNAMICS LOGO ARC FLASH RATED | AUSDEF | AUSTRALIAN DEFENCE APPAREL | 81E255VJ-MD | CURRENT
000024920 | GLOVES,PROTECTIVE | MecDex, Rough Impact Pro C5, Size S, Cut Level 5, Flexible Tough Leather, Knuckle & Finger Impact Protection, Cut Protection & Foam Padded Palm | BLKWOOD | J BLACKWOOD & SON LTD | 04081776 | CURRENT
000024920 | GLOVES,PROTECTIVE | MecDex, Rough Impact Pro C5, Size S, Cut Level 5, Flexible Tough Leather, Knuckle & Finger Impact Protection, Cut Protection & Foam Padded Palm | ATOMSUPP | ATOM SUPPLY | PR-616-SML | CURRENT
000024920 | GLOVES,PROTECTIVE | MecDex, Rough Impact Pro C5, Size S, Cut Level 5, Flexible Tough Leather, Knuckle & Finger Impact Protection, Cut Protection & Foam Padded Palm | ATOMSUPP | ATOM SUPPLY | PR-610-SML 226191 | CURRENT
000024920 | GLOVES,PROTECTIVE | MecDex, Rough Impact Pro C5, Size S, Cut Level 5, Flexible Tough Leather, Knuckle & Finger Impact Protection, Cut Protection & Foam Padded Palm | ATOMSUPP | ATOM SUPPLY | 40000736 | CURRENT
000024921 | GLOVES,PROTECTIVE | MecDex, Rough Impact Pro C5, Size M, Cut Level 5, Flexible Tough Leather, Knuckle & Finger Impact Protection, Cut Protection & Foam Padded Palm | BLKWOOD | J BLACKWOOD & SON LTD | 04081793 | CURRENT
000024921 | GLOVES,PROTECTIVE | MecDex, Rough Impact Pro C5, Size M, Cut Level 5, Flexible Tough Leather, Knuckle & Finger Impact Protection, Cut Protection & Foam Padded Palm | ATOMSUPP | ATOM SUPPLY | PR-616-MED | CURRENT
000024921 | GLOVES,PROTECTIVE | MecDex, Rough Impact Pro C5, Size M, Cut Level 5, Flexible Tough Leather, Knuckle & Finger Impact Protection, Cut Protection & Foam Padded Palm | ATOMSUPP | ATOM SUPPLY | PR-610-MED 181654 | CURRENT
000024921 | GLOVES,PROTECTIVE | MecDex, Rough Impact Pro C5, Size M, Cut Level 5, Flexible Tough Leather, Knuckle & Finger Impact Protection, Cut Protection & Foam Padded Palm | ATOMSUPP | ATOM SUPPLY | 40000737 | CURRENT
000024922 | GLOVES,PROTECTIVE | MecDex, Rough Impact Pro C5, Size L, Cut Level 5, Flexible Tough Leather, Knuckle & Finger Impact Protection, Cut Protection & Foam Padded Palm | BLKWOOD | J BLACKWOOD & SON LTD | 04081810 | CURRENT
000024922 | GLOVES,PROTECTIVE | MecDex, Rough Impact Pro C5, Size L, Cut Level 5, Flexible Tough Leather, Knuckle & Finger Impact Protection, Cut Protection & Foam Padded Palm | ATOMSUPP | ATOM SUPPLY | PR-616-LRG | CURRENT
000024922 | GLOVES,PROTECTIVE | MecDex, Rough Impact Pro C5, Size L, Cut Level 5, Flexible Tough Leather, Knuckle & Finger Impact Protection, Cut Protection & Foam Padded Palm | ATOMSUPP | ATOM SUPPLY | 40000738 | CURRENT
000024922 | GLOVES,PROTECTIVE | MecDex, Rough Impact Pro C5, Size L, Cut Level 5, Flexible Tough Leather, Knuckle & Finger Impact Protection, Cut Protection & Foam Padded Palm | ATOMSUPP | ATOM SUPPLY | PR-610-LRG 173751 | CURRENT
000024923 | GLOVES,PROTECTIVE | MecDex, Rough Impact Pro C5, Size XL, Cut Level 5, Flexible Tough Leather, Knuckle & Finger Impact Protection, Cut Protection & Foam Padded Palm | BLKWOOD | J BLACKWOOD & SON LTD | 04081827 | CURRENT
000024923 | GLOVES,PROTECTIVE | MecDex, Rough Impact Pro C5, Size XL, Cut Level 5, Flexible Tough Leather, Knuckle & Finger Impact Protection, Cut Protection & Foam Padded Palm | ATOMSUPP | ATOM SUPPLY | PR-616-XL | CURRENT
000024923 | GLOVES,PROTECTIVE | MecDex, Rough Impact Pro C5, Size XL, Cut Level 5, Flexible Tough Leather, Knuckle & Finger Impact Protection, Cut Protection & Foam Padded Palm | ATOMSUPP | ATOM SUPPLY | PR-610-XL 181655 | CURRENT
000024923 | GLOVES,PROTECTIVE | MecDex, Rough Impact Pro C5, Size XL, Cut Level 5, Flexible Tough Leather, Knuckle & Finger Impact Protection, Cut Protection & Foam Padded Palm | ATOMSUPP | ATOM SUPPLY | 40000739 | CURRENT
000024924 | GLOVES,PROTECTIVE | MecDex, Rough Impact Pro C5, Size XXL, Cut Level 5, Flexible Tough Leather, Knuckle & Finger Impact Protection, Cut Protection & Foam Padded Palm | BLKWOOD | J BLACKWOOD & SON LTD | 04081844 | PURCHASE AS REQUIRED
000024924 | GLOVES,PROTECTIVE | MecDex, Rough Impact Pro C5, Size XXL, Cut Level 5, Flexible Tough Leather, Knuckle & Finger Impact Protection, Cut Protection & Foam Padded Palm | ATOMSUPP | ATOM SUPPLY | PR-616-2XL | PURCHASE AS REQUIRED
000024924 | GLOVES,PROTECTIVE | MecDex, Rough Impact Pro C5, Size XXL, Cut Level 5, Flexible Tough Leather, Knuckle & Finger Impact Protection, Cut Protection & Foam Padded Palm | ATOMSUPP | ATOM SUPPLY | 40000740 | PURCHASE AS REQUIRED
000024924 | GLOVES,PROTECTIVE | MecDex, Rough Impact Pro C5, Size XXL, Cut Level 5, Flexible Tough Leather, Knuckle & Finger Impact Protection, Cut Protection & Foam Padded Palm | ATOMSUPP | ATOM SUPPLY | PR-610-2XL 185346 | PURCHASE AS REQUIRED
000024925 | GLOVES,PROTECTIVE | MecDex, Rough Impact Pro C5, Size XXXL, Cut Level 5, Flexible Tough Leather, Knuckle & Finger Impact Protection, Cut Protection & Foam Padded Palm | BLKWOOD | J BLACKWOOD & SON LTD | 04081861 | PURCHASE AS REQUIRED
000024925 | GLOVES,PROTECTIVE | MecDex, Rough Impact Pro C5, Size XXXL, Cut Level 5, Flexible Tough Leather, Knuckle & Finger Impact Protection, Cut Protection & Foam Padded Palm | ATOMSUPP | ATOM SUPPLY | PR-616-3XL | PURCHASE AS REQUIRED
000024925 | GLOVES,PROTECTIVE | MecDex, Rough Impact Pro C5, Size XXXL, Cut Level 5, Flexible Tough Leather, Knuckle & Finger Impact Protection, Cut Protection & Foam Padded Palm | ATOMSUPP | ATOM SUPPLY | PR-610-3XL 30004572 | PURCHASE AS REQUIRED
000024925 | GLOVES,PROTECTIVE | MecDex, Rough Impact Pro C5, Size XXXL, Cut Level 5, Flexible Tough Leather, Knuckle & Finger Impact Protection, Cut Protection & Foam Padded Palm | ATOMSUPP | ATOM SUPPLY | 40000741 | PURCHASE AS REQUIRED
000024926 | MASK,AIR FILTERING | SR295 - AMMONIA FILTER K2 HIGH CAPACITY; USED AGAINST AMMONIA VAPOUR; FILTER FITS INTO THE ATTACHMENT OF SUNDSTROMS HALF AND FULL FACE MASKS; | BLKWOOD | J BLACKWOOD & SON LTD | 01294591 | CURRENT
000024927 | MASK,AIR FILTERING | Sunstroms SR200 Repository Protection Heavy Duty Use, Fulltime Exposure, Long Term Work in Areas Requiring High Protection LVLS, SSGIS Application Only | SUNDSTRM | SUNDSTROM P/L | 4179 | CURRENT
000024927 | MASK,AIR FILTERING | Sunstroms SR200 Repository Protection Heavy Duty Use, Fulltime Exposure, Long Term Work in Areas Requiring High Protection LVLS, SSGIS Application Only | BLKWOOD | J BLACKWOOD & SON LTD | 0444 4929 | CURRENT
000024747 | KIT,RETROFIT. | Retrofit Kit, Safelink, ABB, Switch Fuse Interlock & Mechanism, Revision E | ABB | ABB FAN PTY LTD | CA 7151 CA2067 | CURRENT
000024748 | KIT,RETROFIT. | Retrofit Kit, Safelink, ABB, Ring Mechanism (Isolator switch), Revision E | ABB | ABB FAN PTY LTD | CA 7101 | CURRENT
000024911 | SWITCH,ETHERNET | TERMINAL SERVER; OPENGEAR ACM7004-2; 4 SERIAL PORT; 2 ETHERNET PORT 9-30VDC | DIMENSIO | DIMENSION DATA AUSTRALIA PL | OPENGEAR ACM7004-2 | CURRENT
000024911 | SWITCH,ETHERNET | TERMINAL SERVER; OPENGEAR ACM7004-2; 4 SERIAL PORT; 2 ETHERNET PORT 9-30VDC | COMLINX | COMLINX PL | ACM7004-2 | CURRENT
000024911 | SWITCH,ETHERNET | TERMINAL SERVER; OPENGEAR ACM7004-2; 4 SERIAL PORT; 2 ETHERNET PORT 9-30VDC | DATA3 | DATA#3 LIMITED | OPENGEAR ACM7004-2 | CURRENT
000024912 | METER,LOGGER | PIM CPU PRINTED CIRCUIT BOARD WITH LITHIUM BATTERY; BATTERY POWERED PIM CARD; | PACDATA | PACIFIC DATA SYSTEMS QLD | PDS-MD-LP-PIMCARD | CURRENT
000024912 | METER,LOGGER | PIM CPU PRINTED CIRCUIT BOARD WITH LITHIUM BATTERY; BATTERY POWERED PIM CARD; | HETECH | HETECH PTY LTD | 308087 | CURRENT
000024913 | CIRCUIT BREAKER | 2A; QY 80VDC; 10KA CURVE U2; DIN MOUNT; WITH AUX SWITCH; | CBI-ELEC | CBI ELECTRIC | QYAD18U202 | CURRENT
000024914 | CIRCUIT BREAKER | 6A; QY 80VDC; 10KA CURVE U2; DIN MOUNT; WITH AUX SWITCH; | CBI-ELEC | CBI ELECTRIC | QYAD18U206 | CURRENT
000024915 | CIRCUIT BREAKER | 10A; QY 80VDC; 10KA CURVE U2; DIN MOUNT; WITH AUX SWITCH; | CBI-ELEC | CBI ELECTRIC | QYAD18U210 | PURCHASE AS REQUIRED
000024916 | CIRCUIT BREAKER | 20A; QY 80VDC; 10KA CURVE U2; DIN MOUNT; WITH AUX SWITCH; | CBI-ELEC | CBI ELECTRIC | QYAD18U220 | PURCHASE AS REQUIRED
000024917 | CIRCUIT BREAKER | 32A; QY 80VDC; 10KA CURVE U2; DIN MOUNT; WITH AUX SWITCH; | CBI-ELEC | CBI ELECTRIC | QYAD19U232B0 | PURCHASE AS REQUIRED
000024918 | CIRCUIT BREAKER | 63A; QY 80VDC; 10KA CURVE U2; DIN MOUNT; WITH AUX SWITCH; | CBI-ELEC | CBI ELECTRIC | QYDA19U263 | CURRENT
000024873 | BASE,RELAY | Socket, 8 Female Contacts, Plug-In Conn Terminals, DIN Rail Mount, for Omron Relay LY2N | CNWPL | CNW PL - SLACKS CREEK | OMRPTF08A-E | PURCHASE AS REQUIRED
000024873 | BASE,RELAY | Socket, 8 Female Contacts, Plug-In Conn Terminals, DIN Rail Mount, for Omron Relay LY2N | OMRON | OMRON ELECTRONICS PTY LTD | PTF08A-E | PURCHASE AS REQUIRED
000024873 | BASE,RELAY | Socket, 8 Female Contacts, Plug-In Conn Terminals, DIN Rail Mount, for Omron Relay LY2N | HAYMANS | HAYMANS ELECTRICAL | OMRPTF08A-E | PURCHASE AS REQUIRED
000024872 | RELAY,ELECTROMAGNETIC | Omron LY2N, 2P, 24VDC Coil, 10A Nom, 2 CO Contact DPDT, Plug-In Terminals to Rail Mtd Socket, Non-Latching Aux | OMRON | OMRON ELECTRONICS PTY LTD | LY2N-D2 | PURCHASE AS REQUIRED
000024872 | RELAY,ELECTROMAGNETIC | Omron LY2N, 2P, 24VDC Coil, 10A Nom, 2 CO Contact DPDT, Plug-In Terminals to Rail Mtd Socket, Non-Latching Aux | CNWPL | CNW PL - SLACKS CREEK | BI11413 | PURCHASE AS REQUIRED
000024872 | RELAY,ELECTROMAGNETIC | Omron LY2N, 2P, 24VDC Coil, 10A Nom, 2 CO Contact DPDT, Plug-In Terminals to Rail Mtd Socket, Non-Latching Aux | HAYMANS | HAYMANS ELECTRICAL | OMRLY2NDC24 | PURCHASE AS REQUIRED
000024292 | CABLE ASSY,SPEC,ELEC | Insulated XLPE Cu, 16mm2, 820mm Lg, M10 Lug, Ribbed for Neutral Bond, u/w IPC LVABC 16-95mm2 Connector | SICAME | SICAME AUSTRALIA PTY LTD | XLPE16MM X 820 R | CURRENT
000024930 | GLOVES,ELECTRICAL WORKER'S | Electriflex Linesman, Class 2, 17kVAC, Size 8, Insulating Natural Rubber, Yellow/Black, Straight Cuff | TEN | THE ENERGY NETWORK | NG216YB-8 | PURCHASE AS REQUIRED
000024930 | GLOVES,ELECTRICAL WORKER'S | Electriflex Linesman, Class 2, 17kVAC, Size 8, Insulating Natural Rubber, Yellow/Black, Straight Cuff | BRITECH | BRI-TECH PTY LTD | NG216YB-8 | PURCHASE AS REQUIRED
000024931 | GLOVES,ELECTRICAL WORKER'S | Electriflex Linesman, Class 2, 17kVAC, Size 8.5, Insulating Natural Rubber, Yellow/Black, Straight Cuff | TEN | THE ENERGY NETWORK | NG216YB-8.5 | PURCHASE AS REQUIRED
000024931 | GLOVES,ELECTRICAL WORKER'S | Electriflex Linesman, Class 2, 17kVAC, Size 8.5, Insulating Natural Rubber, Yellow/Black, Straight Cuff | TEN | THE ENERGY NETWORK | NG216YB-8H | PURCHASE AS REQUIRED
000024931 | GLOVES,ELECTRICAL WORKER'S | Electriflex Linesman, Class 2, 17kVAC, Size 8.5, Insulating Natural Rubber, Yellow/Black, Straight Cuff | BRITECH | BRI-TECH PTY LTD | NG216YB-8.5 | PURCHASE AS REQUIRED
000024932 | GLOVES,ELECTRICAL WORKER'S | Electriflex Linesman, Class 2, 17kVAC, Size 9, Insulating Natural Rubber, Yellow/Black, Straight Cuff | TEN | THE ENERGY NETWORK | NG216YB-9 | CURRENT
000024932 | GLOVES,ELECTRICAL WORKER'S | Electriflex Linesman, Class 2, 17kVAC, Size 9, Insulating Natural Rubber, Yellow/Black, Straight Cuff | BRITECH | BRI-TECH PTY LTD | NG216YB-9 | CURRENT
000024933 | GLOVES,ELECTRICAL WORKER'S | Electriflex Linesman, Class 2, 17kVAC, Size 9.5, Insulating Natural Rubber, Yellow/Black, Straight Cuff | TEN | THE ENERGY NETWORK | NG216YB-9H | CURRENT
000024933 | GLOVES,ELECTRICAL WORKER'S | Electriflex Linesman, Class 2, 17kVAC, Size 9.5, Insulating Natural Rubber, Yellow/Black, Straight Cuff | TEN | THE ENERGY NETWORK | NG216YB-9.5 | CURRENT
000024933 | GLOVES,ELECTRICAL WORKER'S | Electriflex Linesman, Class 2, 17kVAC, Size 9.5, Insulating Natural Rubber, Yellow/Black, Straight Cuff | BRITECH | BRI-TECH PTY LTD | NG216YB-9.5 | CURRENT
000024934 | GLOVES,ELECTRICAL WORKER'S | Electriflex Linesman, Class 2, 17kVAC, Size 10, Insulating Natural Rubber, Yellow/Black, Straight Cuff | TEN | THE ENERGY NETWORK | NG216YB-10 | CURRENT
000024934 | GLOVES,ELECTRICAL WORKER'S | Electriflex Linesman, Class 2, 17kVAC, Size 10, Insulating Natural Rubber, Yellow/Black, Straight Cuff | BRITECH | BRI-TECH PTY LTD | NG216YB-10 | CURRENT
000024935 | GLOVES,ELECTRICAL WORKER'S | Electriflex Linesman, Class 2, 17kVAC, Size 10.5, Insulating Natural Rubber, Yellow/Black, Straight Cuff | TEN | THE ENERGY NETWORK | NG216YB-10H | CURRENT
000024935 | GLOVES,ELECTRICAL WORKER'S | Electriflex Linesman, Class 2, 17kVAC, Size 10.5, Insulating Natural Rubber, Yellow/Black, Straight Cuff | BRITECH | BRI-TECH PTY LTD | NG216YB-10.5 | CURRENT
000024936 | GLOVES,ELECTRICAL WORKER'S | Electriflex Linesman, Class 2, 17kVAC, Size 11, Insulating Natural Rubber, Yellow/Black, Straight Cuff | TEN | THE ENERGY NETWORK | NG216YB-11 | PURCHASE AS REQUIRED
000024936 | GLOVES,ELECTRICAL WORKER'S | Electriflex Linesman, Class 2, 17kVAC, Size 11, Insulating Natural Rubber, Yellow/Black, Straight Cuff | BRITECH | BRI-TECH PTY LTD | NG216YB-11 | PURCHASE AS REQUIRED
000024950 | GLOVES,PROTECTIVE | Leather Protectors, NexGen, use with Size 8 Electriflex Rubber Gloves, suit Class 2, 3 & 4 | TEN | THE ENERGY NETWORK | NGILP3S-8 | PURCHASE AS REQUIRED
000024950 | GLOVES,PROTECTIVE | Leather Protectors, NexGen, use with Size 8 Electriflex Rubber Gloves, suit Class 2, 3 & 4 | BRITECH | BRI-TECH PTY LTD | NGILP3S-8 | PURCHASE AS REQUIRED
000024951 | GLOVES,PROTECTIVE | Leather Protectors, NexGen, use with Size 8.5 Electriflex Rubber Gloves, suit Class 2, 3 & 4 | TEN | THE ENERGY NETWORK | NGILP3S-8H | PURCHASE AS REQUIRED
000024951 | GLOVES,PROTECTIVE | Leather Protectors, NexGen, use with Size 8.5 Electriflex Rubber Gloves, suit Class 2, 3 & 4 | BRITECH | BRI-TECH PTY LTD | NGILP3S-8.5 | PURCHASE AS REQUIRED
000024952 | GLOVES,PROTECTIVE | Leather Protectors, NexGen, use with Size 9 Electriflex Rubber Gloves, suit Class 2, 3 & 4 | TEN | THE ENERGY NETWORK | NGILP3S-9 | CURRENT
000024952 | GLOVES,PROTECTIVE | Leather Protectors, NexGen, use with Size 9 Electriflex Rubber Gloves, suit Class 2, 3 & 4 | BRITECH | BRI-TECH PTY LTD | NGILP3S-9 | CURRENT
000024953 | GLOVES,PROTECTIVE | Leather Protectors, NexGen, use with Size 9.5 Electriflex Rubber Gloves, suit Class 2, 3 & 4 | TEN | THE ENERGY NETWORK | NGILP3S-9H | CURRENT
000024953 | GLOVES,PROTECTIVE | Leather Protectors, NexGen, use with Size 9.5 Electriflex Rubber Gloves, suit Class 2, 3 & 4 | BRITECH | BRI-TECH PTY LTD | NGILP3S-9.5 | CURRENT
000024954 | GLOVES,PROTECTIVE | Leather Protectors, NexGen, use with Size 10 Electriflex Rubber Gloves, suit Class 2, 3 & 4 | TEN | THE ENERGY NETWORK | NGILP3S-10 | CURRENT
000024954 | GLOVES,PROTECTIVE | Leather Protectors, NexGen, use with Size 10 Electriflex Rubber Gloves, suit Class 2, 3 & 4 | BRITECH | BRI-TECH PTY LTD | NGILP3S-10 | CURRENT
000024955 | GLOVES,PROTECTIVE | Leather Protectors, NexGen, use with Size 10.5 Electriflex Rubber Gloves, suit Class 2, 3 & 4 | TEN | THE ENERGY NETWORK | NGILP3S-10H | CURRENT
000024955 | GLOVES,PROTECTIVE | Leather Protectors, NexGen, use with Size 10.5 Electriflex Rubber Gloves, suit Class 2, 3 & 4 | BRITECH | BRI-TECH PTY LTD | NGILP3S-10.5 | CURRENT
000024956 | GLOVES,PROTECTIVE | Leather Protectors, NexGen, use with Size 11 Electriflex Rubber Gloves, suit Class 2, 3 & 4 | TEN | THE ENERGY NETWORK | NGILP3S-11 | CURRENT
000024956 | GLOVES,PROTECTIVE | Leather Protectors, NexGen, use with Size 11 Electriflex Rubber Gloves, suit Class 2, 3 & 4 | BRITECH | BRI-TECH PTY LTD | NGILP3S-11 | CURRENT
000024749 | SEARCHLIGHT | Milwaukee, M18 LED Serach Light, 18V, 4-Mode Output Spot, Flood, Spot/Flood & Strobe, IP54, Skin Only | MILWAUKE | MILWAUKEE POWER TOOLS | M18SLED-0 | CURRENT
000024749 | SEARCHLIGHT | Milwaukee, M18 LED Serach Light, 18V, 4-Mode Output Spot, Flood, Spot/Flood & Strobe, IP54, Skin Only | C&LTOOL | CALTCO T/A C&L TOOL CENTRE | MILWTM18SLED-0 | CURRENT
000024296 | LANYARD,SAFETY,INDUSTRIAL | Twin Tail, Tower Climbing Hook, Back Lanyard Kit c/w Small & Large Hooks | HEIGHDYN | HEIGHT DYNAMICS | FTCHBLK | CURRENT
000025013 | METER,WATTHOUR | BOTTOM CONNECTED; SINGLE ELEMENT; 240V 10(15)-100A; CLASS 1; LOAD PROFILING TOU METER WITH COMMUNICATION INTERFACE; METERSHOP EDMI TEMPLATE WITH THREE PULSE | EDMI | EDMI PTY LTD | 7C11-A152-29-F211-7J02-1010 | CURRENT
000025014 | METER,WATTHOUR | MK10H DIN RAIL 3 PHASE, 4 WIRE 240VAC, 5A TB2 RS-485 MODBUS; CT CLASS 1 WITH POWERED COMMUNICATIONS PORT; METERSHOP METERING DYNAMICS LABEL, NON PLANT; | EDMI | EDMI PTY LTD | 1H11-1G1-1S-F12-230-0 | CURRENT
000024293 | MAINTENANCE KIT,ELECTRONIC EQUIPMENT | Phase Identification Kit c/w 2 x Phase Id Non-Contact Receivers, 1 x Phase Id Transmitter & Accessory Lead Set, in Carry Bag, for LV use only | FUTUREPS | FUTUREPOINT SYSTEMS | PHASE-KIT | CURRENT
000024293 | MAINTENANCE KIT,ELECTRONIC EQUIPMENT | Phase Identification Kit c/w 2 x Phase Id Non-Contact Receivers, 1 x Phase Id Transmitter & Accessory Lead Set, in Carry Bag, for LV use only | FUTUREPS | FUTUREPOINT SYSTEMS | IDENTIFICATION KIT | CURRENT
000024294 | TRANSMITTER | Phase Identification LV Transmitter c/w Electro PJP Accessory Lead Set, for Futurepoint Systems Phase Identifier Kit | FUTUREPS | FUTUREPOINT SYSTEMS | PHASE-TX | PURCHASE AS REQUIRED
000024294 | TRANSMITTER | Phase Identification LV Transmitter c/w Electro PJP Accessory Lead Set, for Futurepoint Systems Phase Identifier Kit | FUTUREPS | FUTUREPOINT SYSTEMS | PHASE TRANSMITTER | PURCHASE AS REQUIRED
000024295 | RECEIVER | Phase Identification LV Non-Contact Reciever, for Futurepoint Systems Phase Identifier Kit | FUTUREPS | FUTUREPOINT SYSTEMS | PHASE-NRX | PURCHASE AS REQUIRED
000024295 | RECEIVER | Phase Identification LV Non-Contact Reciever, for Futurepoint Systems Phase Identifier Kit | FUTUREPS | FUTUREPOINT SYSTEMS | NON-CONTACT RECEIVER | PURCHASE AS REQUIRED
000025400 | POLE,LINE CONSTRUCTION,WOOD | Softwood, 9.5m Lg, 5-9kN, P9.5/5-9, CCA Treated | KOPPERS | KOPPERS TIMBER PRESERVATION PTY LTD | SOFTWOOD 9.5M 5-9 KN | CURRENT
000025401 | POLE,LINE CONSTRUCTION,WOOD | Softwood, 9.5m Lg, 8-14kN, P9.5/8-14, CCA Treated | KOPPERS | KOPPERS TIMBER PRESERVATION PTY LTD | SOFTWOOD 9.5M 8-14KN | CURRENT
000025402 | POLE,LINE CONSTRUCTION,WOOD | Softwood, 9.5m Lg, 12-22kN, P9.5/12-22, CCA Treated | KOPPERS | KOPPERS TIMBER PRESERVATION PTY LTD | SOFTWOOD 9.5M 12-22KN | CURRENT
000025403 | POLE,LINE CONSTRUCTION,WOOD | Softwood, 11m Lg, 5-9kN, P11/5-9, CCA Treated | KOPPERS | KOPPERS TIMBER PRESERVATION PTY LTD | SOFTWOOD 11M 5-9KN | CURRENT
000025404 | POLE,LINE CONSTRUCTION,WOOD | Softwood, 11m Lg, 8-14kN, P11/8-14, CCA Treated | KOPPERS | KOPPERS TIMBER PRESERVATION PTY LTD | SOFTWOOD 11M 8-14KN | CURRENT
000025405 | POLE,LINE CONSTRUCTION,WOOD | Softwood, 11m Lg, 12-22kN, P11/12-22, CCA Treated | KOPPERS | KOPPERS TIMBER PRESERVATION PTY LTD | SOFTWOOD 11M 12-22KN | CURRENT
000025406 | POLE,LINE CONSTRUCTION,WOOD | Softwood, 12.5m Lg, 5-9kN, P12.5/5-9, CCA Treated | KOPPERS | KOPPERS TIMBER PRESERVATION PTY LTD | SOFTWOOD 12.5M 5-9KN | CURRENT
000025407 | POLE,LINE CONSTRUCTION,WOOD | Softwood, 12.5m Lg, 8-14kN, P12.5/8-14, CCA Treated | KOPPERS | KOPPERS TIMBER PRESERVATION PTY LTD | SOFTWOOD 12.5M 8-14KN | CURRENT
000025408 | POLE,LINE CONSTRUCTION,WOOD | Softwood, 12.5m Lg, 12-22kN, P12.5/12-22 CCA Treated | KOPPERS | KOPPERS TIMBER PRESERVATION PTY LTD | SOFTWOOD 12.5M 12-22KN | CURRENT
000025409 | POLE,LINE CONSTRUCTION,WOOD | Softwood, 14m Lg, 5-9kN, P14/5-9, CCA Treated | KOPPERS | KOPPERS TIMBER PRESERVATION PTY LTD | SOFTWOOD 14M 5-9KN | CURRENT
000025410 | POLE,LINE CONSTRUCTION,WOOD | Softwood, 14m Lg, 8-14kN, P14/8-14, CCA Treated | KOPPERS | KOPPERS TIMBER PRESERVATION PTY LTD | SOFTWOOD 14M 8-14KN | CURRENT
000025411 | POLE,LINE CONSTRUCTION,WOOD | Softwood, 14m Lg, 12-22kN, P14/12-22, CCA Treated | KOPPERS | KOPPERS TIMBER PRESERVATION PTY LTD | SOFTWOOD 14M 12-22KN | CURRENT
000024919 | INSULATOR,ELEC POWER CABLE SUPPORT BKT | UNGLAZED ;PORCELAIN;FOR SUPPORTING CABLE ON CABLE SUPPORT BRACKETS (06609 & 6610) SMALL; DWG NO. 3704-A3 REV A ; PACK OF 15; | MILNER |  | INSULATOR, ELE POWER | CURRENT
000024919 | INSULATOR,ELEC POWER CABLE SUPPORT BKT | UNGLAZED ;PORCELAIN;FOR SUPPORTING CABLE ON CABLE SUPPORT BRACKETS (06609 & 6610) SMALL; DWG NO. 3704-A3 REV A ; PACK OF 15; | JBJOINT | JB JOINTING SUPPLIES PTY LTD | PORCELAIN - SMALL | CURRENT
000024928 | BAG,TOOL | CANVAS HARNESS KIT BAG OLIVE; USED AS A REPLACEMENT ONCE ORIGINAL HARNESS BAG HAS WORN OUT; 330MM X 330MM X 550MM LONG; | BALMORAL | BALMORAL ENGINEERING | 26040 | CURRENT
000024928 | BAG,TOOL | CANVAS HARNESS KIT BAG OLIVE; USED AS A REPLACEMENT ONCE ORIGINAL HARNESS BAG HAS WORN OUT; 330MM X 330MM X 550MM LONG; | HEIGHDYN | HEIGHT DYNAMICS | CARIBEE 57221 | CURRENT
000024928 | BAG,TOOL | CANVAS HARNESS KIT BAG OLIVE; USED AS A REPLACEMENT ONCE ORIGINAL HARNESS BAG HAS WORN OUT; 330MM X 330MM X 550MM LONG; | HEIGHT | HEIGHT DYNAMICS PTY LTD | CARIBEE 57221 | CURRENT
000024937 | BUSBAR | EARTHING BUSBAR; SLOTTED; 350 X 63.5 X 6.3MM TINNED COPPER BAR FOR USE WITH SOLID BOND LINK BOX; ASSEMBLY FOR 132KV POLE/ OUTDOOR TERMINATION | COPLYN | COPLYN ENGINEERING | 350MM EARTHING BUSBAR | PURCHASE AS REQUIRED
000024938 | BUSBAR | EARTHING BUSBAR; SLOTTED; 450 X 63.5 X 6.3MM TINNED COPPER BAR FOR USE WITH SOLID BOND LINK BOX; ASSEMBLY FOR 132KV POLE/ OUTDOOR TERMINATION | COPLYN | COPLYN ENGINEERING | 450MM EARTHING BUSBAR | PURCHASE AS REQUIRED
000024939 | MOUNTING,LUG | LUG MOUNTING BOLT; 30.16AF TINNED BRASS HEX BAR FOR U/W CONCENTRIC EARTH CABLES IN SOLID BOND LINK BOX; ASSEMBLY FOR 132KV POLE/OUTDOOR TERMINATION | COPLYN | COPLYN ENGINEERING | BRASS HEX BAR | PURCHASE AS REQUIRED
000024957 | GLOVE KEEPER | GLOVE CLIP KEEPER TO HOLD WORK GLOVES; DIELECTRIC NON- CORROSIVE; ATTACHES TO BELT LOOP OR POCKET; | BLKWOOD | J BLACKWOOD & SON LTD | 04112987 | CURRENT
000024957 | GLOVE KEEPER | GLOVE CLIP KEEPER TO HOLD WORK GLOVES; DIELECTRIC NON- CORROSIVE; ATTACHES TO BELT LOOP OR POCKET; | STATEWD | STATEWIDE FSTNERS & ENG SPLS PL | EGG2IPOR50 | CURRENT
000024957 | GLOVE KEEPER | GLOVE CLIP KEEPER TO HOLD WORK GLOVES; DIELECTRIC NON- CORROSIVE; ATTACHES TO BELT LOOP OR POCKET; | CNWPL | CNW PL - SLACKS CREEK | PARGCKP | CURRENT
000024957 | GLOVE KEEPER | GLOVE CLIP KEEPER TO HOLD WORK GLOVES; DIELECTRIC NON- CORROSIVE; ATTACHES TO BELT LOOP OR POCKET; | REXEL | REXEL PTY LTD | PRCGCK | CURRENT
000024957 | GLOVE KEEPER | GLOVE CLIP KEEPER TO HOLD WORK GLOVES; DIELECTRIC NON- CORROSIVE; ATTACHES TO BELT LOOP OR POCKET; | HAYMANS | HAYMANS ELECTRICAL | GGG115-Y | CURRENT
000024957 | GLOVE KEEPER | GLOVE CLIP KEEPER TO HOLD WORK GLOVES; DIELECTRIC NON- CORROSIVE; ATTACHES TO BELT LOOP OR POCKET; | AMPLITUD | AMPLITUDE PTY LTD - 396777 | GGG115-Y | CURRENT
000025062 | METERING COMMUNICATIONS UNIT | 4G/3G Modem; No Plant Number; GPRS Sim; Features 5 Band with Label; Vodafone Sim; with RJ45 to RJ45; Remote/Poor Signal Areas Only | INTERCEL | INTERCEL PTY LTD | SAM4QE VODAFONE | PHASING
000025062 | METERING COMMUNICATIONS UNIT | 4G/3G Modem; No Plant Number; GPRS Sim; Features 5 Band with Label; Vodafone Sim; with RJ45 to RJ45; Remote/Poor Signal Areas Only | INTELLI | INTELLI DESIGN | LIM40025062 | PHASING
000024871 | PANEL,ASSEMBLY | Equipment Housing, suits ABB RED615 Relay, 50mm Projection, 177 x 186mm | ABB | ABB FAN PTY LTD | 1MRS050696 | CURRENT
000024941 | KIT,CONNECTION | ACCESS POINT 2 ADAPTOR KIT; RJ45 ADAPTOR CABLE & 1M PATCH CABLE EACH END TERMINATED RS 485 8 PIN JOINER; VERSION 1.4; | EAQ | ELECTRONICS ASSEMBLY QUEENSLAND PTY LTD | ACCESS POINT2 ADAPTOR KIT | CURRENT
000024941 | KIT,CONNECTION | ACCESS POINT 2 ADAPTOR KIT; RJ45 ADAPTOR CABLE & 1M PATCH CABLE EACH END TERMINATED RS 485 8 PIN JOINER; VERSION 1.4; | QCC-CONN | QLD CONNECTORS AND CABLES PL | ACCESS POINT2 ADAPTOR KIT | CURRENT
000024942 | BATTERY PACK | SAFT BATTERY PACK; LI THIONYL BATTERY, 34 AMPH 10.8 V; | MASTINS | MASTER INSTRUMENTS PL | S/L33600 | CURRENT
000024942 | BATTERY PACK | SAFT BATTERY PACK; LI THIONYL BATTERY, 34 AMPH 10.8 V; | SAFTNIFE | SAFT AUSTRALIA PTY LTD SEVEN HILLS 2147 | 38 AMPH 10.8 V | CURRENT
000024940 | PROCESSOR,GATEWAY | Access Point 2 c/w Smart Hub PCB, Modem & Antenna, 1m Pink Cat5e Cable, for Smart Hub Network | PACDATA | PACIFIC DATA SYSTEMS QLD | ACCESS POINT 2 | PURCHASE AS REQUIRED
000024940 | PROCESSOR,GATEWAY | Access Point 2 c/w Smart Hub PCB, Modem & Antenna, 1m Pink Cat5e Cable, for Smart Hub Network | HETECH | HETECH PTY LTD | ACCESS POINT 2 | PURCHASE AS REQUIRED
000024940 | PROCESSOR,GATEWAY | Access Point 2 c/w Smart Hub PCB, Modem & Antenna, 1m Pink Cat5e Cable, for Smart Hub Network | EAQ | ELECTRONICS ASSEMBLY QUEENSLAND PTY LTD | ACCESS POINT 2 | PURCHASE AS REQUIRED
000024943 | PROCESSOR,GATEWAY | Smart Hub 2 Kit c/w PCB Enclosure with Black Cable, 1m Pink Cat5e Cable, Installation MODBUS Register List | PACDATA | PACIFIC DATA SYSTEMS QLD | SMART HUB 2 | CURRENT
000024943 | PROCESSOR,GATEWAY | Smart Hub 2 Kit c/w PCB Enclosure with Black Cable, 1m Pink Cat5e Cable, Installation MODBUS Register List | HETECH | HETECH PTY LTD | SMART HUB 2 | CURRENT
000024943 | PROCESSOR,GATEWAY | Smart Hub 2 Kit c/w PCB Enclosure with Black Cable, 1m Pink Cat5e Cable, Installation MODBUS Register List | EAQ | ELECTRONICS ASSEMBLY QUEENSLAND PTY LTD | SMART HUB 2 | CURRENT
000024944 | CONNECTOR,CABLE,ELECTRICAL | Smart Hub Y-Cable option; black CAT5E plus RJ45*3; length 65mm x 70mm x 275mm; 600v Y-Cable; AWG26 c/w LSZH external sheath; | EPICSER | EPIC SERVICES LTD | LSZH600Y26-102TX | CURRENT
000024990 | KIT,SWITCH AUXILIARY | AUX SWITCH KIT TO SUIT ABB SAFELINK; | ABB | ABB FAN PTY LTD | CO317 - AUX SWITCH KIT | CURRENT
000025059 | FUSE,CARTRIDGE | FERRULE; 1/4 INX11/4 IN; CERAMIC; TIME DELAY; 15A SLOW BLOW FUSE FOR USE WITH SCHNEIDER 11KV/27.8V VT; BUSSMAN MDA-15; | SCHNEDER | SCHNEIDER PTY LTD | ELCMIS0312 | CURRENT
000024964 | PANEL,ASSEMBLY | CL-7 Panel Replacement of CL6; CL-7 Control Without Control Cable; ST Fibre Connectors. | COOPELEC | COOPER ELECTRICAL AUSTRALIA PTY LTD | 577P12000000009300 | CURRENT
000024965 | KIT,RETROFIT. | RETROFIT KIT FOR CL6 TO CL7; | COOPELEC | COOPER ELECTRICAL AUSTRALIA PTY LTD | 57A64327910R | CURRENT
000024966 | CONTROL MODULE. | CL-7 Panel to Replace CL4/5; ST Fibre Connectors. | COOPELEC | COOPER ELECTRICAL AUSTRALIA PTY LTD | 577P22000060000000 | CURRENT
000024967 | CONTROL MODULE. | Control Box; CL-7 Multiphase Control; CL-7 Control Without Control Cable; 304SS Long Box. | COOPELEC | COOPER ELECTRICAL AUSTRALIA PTY LTD | 5773H10000T3N05530 | PURCHASE AS REQUIRED
000024968 | ADAPTOR | 19" Adaptor, 14 Pin to 12 Pin Cable Assy | COOPELEC | COOPER ELECTRICAL AUSTRALIA PTY LTD | 5045394B1412 | PURCHASE AS REQUIRED
000024962 | REGULATOR,VOLTAGE | 12KV 200A BI DIRECTIONAL SINGLE PHASE; 50 HZ STEP VOLTAGE REGULATOR INSTALLED SING 2 TANKS CONNECTED OPEN DELTA; CL7 CONTROLLER; | COOPELEC | COOPER ELECTRICAL AUSTRALIA PTY LTD | VRED22BCL71011859M | CURRENT
002457661 | FIXTURE,LIGHTING | 30W Modular LED (L30), 4K, Nostalgia Type 1, Black c/w NEMA PE Cell, Bracket to Dwg 05-01-01, Minor Road, EQTS 05-01-02 (scm) | GERARD | GERARD PROFESSIONAL SOLUTIONS PL | LC99BD12L30 | PHASING
002456457 | FIXTURE,LIGHTING | LED; L17 NOSTALGIA BLUE/GREY; TYPE 1 BKT AND LED STREETLIGHT; C/W INTEGRAL CONTROL GEAR, PE CELL, LAMP & POWER FACTOR CORRECTION, MINOR ROADS; | GERARD | GERARD PROFESSIONAL SOLUTIONS PL | LC99BD14L17 | PHASING
002456465 | FIXTURE,LIGHTING | 30W Modular LED (L30), 4K, Nostalgia Type 1, Blue/Grey c/w NEMA PE Cell, Bracket to Dwg 05-01-01, Minor Road, EQTS 05-01-02 (scm) | GERARD | GERARD PROFESSIONAL SOLUTIONS PL | LC99BD14L30 | PHASING
002462166 | FIXTURE,LIGHTING | LED; L25 NOSTALGIA GREEN; TYPE 2 BKT AND LED STREETLIGHT; C/W INTEGRAL CONTROL GEAR, PE CELL, LAMP & POWER FACTOR CORRECTION, MINOR ROADS; | GERARD | GERARD PROFESSIONAL SOLUTIONS PL | LC99BD21L25 | PHASING
002462174 | FIXTURE,LIGHTING | LED; L25 NOSTALGIA BLACK; TYPE 2 BKT AND LED STREETLIGHT; C/W INTEGRAL CONTROL GEAR, PE CELL, LAMP & POWER FACTOR CORRECTION, MINOR ROADS; | GERARD | GERARD PROFESSIONAL SOLUTIONS PL | LC99BD22L25 | PHASING
002462190 | FIXTURE,LIGHTING | 30W Modular LED (L30), 4K, Nostalgia Type 2, Black c/w NEMA PE Cell, Bracket to Dwg 05-01-07, Minor Road, EQTS 05-01-02 (scm) | GERARD | GERARD PROFESSIONAL SOLUTIONS PL | LC99BD22L30 | PHASING
002461390 | FIXTURE,LIGHTING | 14W StreetLED MkII (L17) 4K c/w NEMA PE Cell, Minor Road, EQTS 05-01-02 (scm) | GERARD | GERARD PROFESSIONAL SOLUTIONS PL | JLB99BD01L17 | PHASING
002461408 | FIXTURE,LIGHTING | 14W StreetLED MkII (L17) 4K Aeroscreen c/w NEMA PE Cell, Minor Road, EQTS 05-01-02 (scm) | GERARD | GERARD PROFESSIONAL SOLUTIONS PL | JLB99BD11L17 | PHASING
000024945 | RECTIFIER | 220VDC, 60A CLOSING SUPPLY RECTIFIER FOR SOLENOID CLOSED CIRCUIT BREAKERS; SUITABLE FOR USE WHERE EXISTING RECTIFIER HAS FAILED; | GAYRAD | JJ ELECTRICAL MANUFACTURING T/A GAYRAD | RCTE 220/60-DB | CURRENT
000024946 | SAW,RECIP,PORTABLE,ELEC | Milwaukee, M18 Top-Handle Jigsaw, 18V, Skin Only | C&LTOOL | CALTCO T/A C&L TOOL CENTRE | MILWTM18FJS-0 | CURRENT
000024946 | SAW,RECIP,PORTABLE,ELEC | Milwaukee, M18 Top-Handle Jigsaw, 18V, Skin Only | MILWAUKE | MILWAUKEE POWER TOOLS | M18FJS-0 | CURRENT
000024970 | CABLE,POWER,ELECTRICAL | 19/33 KV;630 SQ MM;1 CORE; STRANDED WB CU/XLPE/LY/MDPE; WITH NYLON JACKET TERMITE PROTECTION; GRAPHITE COATING; AS1429.1; DRUM 600M | KEI CABL | KEI CABLES | KEI423 | PURCHASE AS REQUIRED
000024970 | CABLE,POWER,ELECTRICAL | 19/33 KV;630 SQ MM;1 CORE; STRANDED WB CU/XLPE/LY/MDPE; WITH NYLON JACKET TERMITE PROTECTION; GRAPHITE COATING; AS1429.1; DRUM 600M | MIDLANDS | MIDLAND METALS | MMO-33KV 1X630CTRXWBTLSMNJLL | PURCHASE AS REQUIRED
000024970 | CABLE,POWER,ELECTRICAL | 19/33 KV;630 SQ MM;1 CORE; STRANDED WB CU/XLPE/LY/MDPE; WITH NYLON JACKET TERMITE PROTECTION; GRAPHITE COATING; AS1429.1; DRUM 600M | MIDLANDS | MIDLAND METALS | 33KV 630SQMM CU 1C XLPE/LY | PURCHASE AS REQUIRED
000024970 | CABLE,POWER,ELECTRICAL | 19/33 KV;630 SQ MM;1 CORE; STRANDED WB CU/XLPE/LY/MDPE; WITH NYLON JACKET TERMITE PROTECTION; GRAPHITE COATING; AS1429.1; DRUM 600M | LSCABLE | LS CABLE & SYSTEM PL - 310041 | TS396 A-02 ITEM 423ALT | PURCHASE AS REQUIRED
000024970 | CABLE,POWER,ELECTRICAL | 19/33 KV;630 SQ MM;1 CORE; STRANDED WB CU/XLPE/LY/MDPE; WITH NYLON JACKET TERMITE PROTECTION; GRAPHITE COATING; AS1429.1; DRUM 600M | OLEX | OLEX AUSTRALIA PTY LTD | XNZP32RP101CXAA | PURCHASE AS REQUIRED
000024969 | CABLE,POWER,ELECTRICAL | U/Ground, 19/33(36)kV, 1C, 185mm2, Stranded Circ WB Cu, TRXLPE/WBT/CWS (5kA/3Sec)/WBT/LAT/LLDPE/Nyl/MDPE, Graphite Coating, Drum w/Pulling Eye | KEI CABL | KEI CABLES | KEI33CU1C185LAT5KA | CURRENT
000024969 | CABLE,POWER,ELECTRICAL | U/Ground, 19/33(36)kV, 1C, 185mm2, Stranded Circ WB Cu, TRXLPE/WBT/CWS (5kA/3Sec)/WBT/LAT/LLDPE/Nyl/MDPE, Graphite Coating, Drum w/Pulling Eye | CABLGRID | CABLE GRID AUSTRALIA PL | CG-24969 | CURRENT
000024969 | CABLE,POWER,ELECTRICAL | U/Ground, 19/33(36)kV, 1C, 185mm2, Stranded Circ WB Cu, TRXLPE/WBT/CWS (5kA/3Sec)/WBT/LAT/LLDPE/Nyl/MDPE, Graphite Coating, Drum w/Pulling Eye | NANELECT | NAN ELECTRICAL CABLE AUSTRALIA PL | 1MV185C33LMEX | CURRENT
000024969 | CABLE,POWER,ELECTRICAL | U/Ground, 19/33(36)kV, 1C, 185mm2, Stranded Circ WB Cu, TRXLPE/WBT/CWS (5kA/3Sec)/WBT/LAT/LLDPE/Nyl/MDPE, Graphite Coating, Drum w/Pulling Eye | MIDLANDS | MIDLAND METALS | 33KV 185SQMM CU 1C XLPE | CURRENT
000024969 | CABLE,POWER,ELECTRICAL | U/Ground, 19/33(36)kV, 1C, 185mm2, Stranded Circ WB Cu, TRXLPE/WBT/CWS (5kA/3Sec)/WBT/LAT/LLDPE/Nyl/MDPE, Graphite Coating, Drum w/Pulling Eye | LSCABLE | LS CABLE & SYSTEM PL - 310041 | TS396 A-01 ITEM 422ALT | CURRENT
000024969 | CABLE,POWER,ELECTRICAL | U/Ground, 19/33(36)kV, 1C, 185mm2, Stranded Circ WB Cu, TRXLPE/WBT/CWS (5kA/3Sec)/WBT/LAT/LLDPE/Nyl/MDPE, Graphite Coating, Drum w/Pulling Eye | OLEX | OLEX AUSTRALIA PTY LTD | XNYP25RP101CXAA | CURRENT
000024971 | CABLE,POWER,ELECTRICAL | 19/33 KV;630 SQ MM;1 CORE;STRANDED CIRCULAR WB CU/XLPE/CU SCREEN/WBT/LAT/ LLDPE/MDPE; WITH NYLON JACKET TERMITE PROTECTION; GRAPHITE COATING; DRUM 600M | KEI CABL | KEI CABLES | KEI424A | PURCHASE AS REQUIRED
000024971 | CABLE,POWER,ELECTRICAL | 19/33 KV;630 SQ MM;1 CORE;STRANDED CIRCULAR WB CU/XLPE/CU SCREEN/WBT/LAT/ LLDPE/MDPE; WITH NYLON JACKET TERMITE PROTECTION; GRAPHITE COATING; DRUM 600M | MIDLANDS | MIDLAND METALS | 33KV 630SQMM CU 1C XLPE | PURCHASE AS REQUIRED
000024971 | CABLE,POWER,ELECTRICAL | 19/33 KV;630 SQ MM;1 CORE;STRANDED CIRCULAR WB CU/XLPE/CU SCREEN/WBT/LAT/ LLDPE/MDPE; WITH NYLON JACKET TERMITE PROTECTION; GRAPHITE COATING; DRUM 600M | LSCABLE | LS CABLE & SYSTEM PL - 310041 | TS396 A-03 ITEM 424ALT | PURCHASE AS REQUIRED
000024971 | CABLE,POWER,ELECTRICAL | 19/33 KV;630 SQ MM;1 CORE;STRANDED CIRCULAR WB CU/XLPE/CU SCREEN/WBT/LAT/ LLDPE/MDPE; WITH NYLON JACKET TERMITE PROTECTION; GRAPHITE COATING; DRUM 600M | OLEX | OLEX AUSTRALIA PTY LTD | XNYP32RP101CXAA | PURCHASE AS REQUIRED
000024971 | CABLE,POWER,ELECTRICAL | 19/33 KV;630 SQ MM;1 CORE;STRANDED CIRCULAR WB CU/XLPE/CU SCREEN/WBT/LAT/ LLDPE/MDPE; WITH NYLON JACKET TERMITE PROTECTION; GRAPHITE COATING; DRUM 600M | NANELECT | NAN ELECTRICAL CABLE AUSTRALIA PL | ITEM 424A | PURCHASE AS REQUIRED
000024972 | CABLE,POWER,ELECTRICAL | U/Ground, 19/33(36)kV, 800mm2 Stranded Compacted Milliken WB Cu, TRXLPE/WBT/CWS (5kA/3sec)/WBT/LAT/LLDPE/Nyl/MDPE, Graphite Coating, Drum w/Pulling Eye | KEI CABL | KEI CABLES | KEI33CU1C800LAT5KA | CURRENT
000024972 | CABLE,POWER,ELECTRICAL | U/Ground, 19/33(36)kV, 800mm2 Stranded Compacted Milliken WB Cu, TRXLPE/WBT/CWS (5kA/3sec)/WBT/LAT/LLDPE/Nyl/MDPE, Graphite Coating, Drum w/Pulling Eye | CABLGRID | CABLE GRID AUSTRALIA PL | CG-24972 | CURRENT
000024972 | CABLE,POWER,ELECTRICAL | U/Ground, 19/33(36)kV, 800mm2 Stranded Compacted Milliken WB Cu, TRXLPE/WBT/CWS (5kA/3sec)/WBT/LAT/LLDPE/Nyl/MDPE, Graphite Coating, Drum w/Pulling Eye | LSCABLE | LS CABLE & SYSTEM PL - 310041 | TS396 A-04 ITEM 425ALT | CURRENT
000024972 | CABLE,POWER,ELECTRICAL | U/Ground, 19/33(36)kV, 800mm2 Stranded Compacted Milliken WB Cu, TRXLPE/WBT/CWS (5kA/3sec)/WBT/LAT/LLDPE/Nyl/MDPE, Graphite Coating, Drum w/Pulling Eye | OLEX | OLEX AUSTRALIA PTY LTD | XNYP70RP101CXAA | CURRENT
000024972 | CABLE,POWER,ELECTRICAL | U/Ground, 19/33(36)kV, 800mm2 Stranded Compacted Milliken WB Cu, TRXLPE/WBT/CWS (5kA/3sec)/WBT/LAT/LLDPE/Nyl/MDPE, Graphite Coating, Drum w/Pulling Eye | MIDLANDS | MIDLAND METALS | 33KV 800SQMM CU 1C XLPE | CURRENT
000024973 | CABLE,POWER,ELECTRICAL | U/Ground, 19/33(36)kV, 1000mm2 Stranded Compacted Milliken WB Al, TRXLPE/WBT/CWS (5kA/3sec)/WBT/LAT/LLDPE/Nyl/MDPE, Graphite Coating, Drum w/Pulling Eye | KEI CABL | KEI CABLES | KEI33AL1C1000LAT5KA | CURRENT
000024973 | CABLE,POWER,ELECTRICAL | U/Ground, 19/33(36)kV, 1000mm2 Stranded Compacted Milliken WB Al, TRXLPE/WBT/CWS (5kA/3sec)/WBT/LAT/LLDPE/Nyl/MDPE, Graphite Coating, Drum w/Pulling Eye | CABLGRID | CABLE GRID AUSTRALIA PL | CG-24973 | CURRENT
000024973 | CABLE,POWER,ELECTRICAL | U/Ground, 19/33(36)kV, 1000mm2 Stranded Compacted Milliken WB Al, TRXLPE/WBT/CWS (5kA/3sec)/WBT/LAT/LLDPE/Nyl/MDPE, Graphite Coating, Drum w/Pulling Eye | LSCABLE | LS CABLE & SYSTEM PL - 310041 | TS396 A-05 ITEM 426ALT | CURRENT
000024973 | CABLE,POWER,ELECTRICAL | U/Ground, 19/33(36)kV, 1000mm2 Stranded Compacted Milliken WB Al, TRXLPE/WBT/CWS (5kA/3sec)/WBT/LAT/LLDPE/Nyl/MDPE, Graphite Coating, Drum w/Pulling Eye | OLEX | OLEX AUSTRALIA PTY LTD | XNYM81RP101CXAA | CURRENT
000024973 | CABLE,POWER,ELECTRICAL | U/Ground, 19/33(36)kV, 1000mm2 Stranded Compacted Milliken WB Al, TRXLPE/WBT/CWS (5kA/3sec)/WBT/LAT/LLDPE/Nyl/MDPE, Graphite Coating, Drum w/Pulling Eye | MIDLANDS | MIDLAND METALS | 33KV 1000SQMM AL 1C XLPE | CURRENT
000024948 | LIGHT UNIT,PORTABLE | Milwaukee, M18 LED Tripod Stand Light, 18V, 3-Mode Light Options, Low/Med/High 850/1300/2000 Lumens, 2.2m Max Extension Rotating Head, Skin Only | C&LTOOL | CALTCO T/A C&L TOOL CENTRE | MILWTM18DSAL-0 | CURRENT
000024948 | LIGHT UNIT,PORTABLE | Milwaukee, M18 LED Tripod Stand Light, 18V, 3-Mode Light Options, Low/Med/High 850/1300/2000 Lumens, 2.2m Max Extension Rotating Head, Skin Only | MILWAUKE | MILWAUKEE POWER TOOLS | M18SAL-0 | CURRENT
000025011 | METER,WATTHOUR | Mk7C, 1 Element, 1Ph, 240V, 10-100A, Class 1, Bottom Connected, Load Profiling 1 c/w Comms Interface, Type 4 Small, JTS 080301, Metering Dynamics | EDMI | EDMI PTY LTD | 7C11-A152-29-F211-7F02-1010 | PHASING
000025016 | METER,WATTHOUR | Mk7A, 2 Element, 1Ph, 240V, 15-100A, Class 1, Bottom Connected, Load Profiling TOU Meter c/w Comms Interface, Type 4 Small, Metering Dynamics | EDMI | EDMI PTY LTD | 7A11-A344-29-F211-7L02-6011 | PHASING
000025018 | METER,WATTHOUR | Mk10D, Polyphase, 3Ph, 240V, 15-100A, Class 1, Bottom Connected, Load Profiling TOU Meter c/w Comms Interface, Type 4 Small, Metering Dynamics | EDMI | EDMI PTY LTD | 1D11-1B-112-27-G11-201030-2N | PURCHASE AS REQUIRED
000249489 | METER,WATTHOUR | EM211 TYPE 902 SINGLE PHASE ELECTRICITY METER; SINGLE ELEMENT 240 VOLT 10(15) - 100A; CLASS 1; USED FOR METER SHOP STANDARD ITRON TEMPLATE; | ITRON | ITRON AUSTRALASIA PL | FEBB66100006A | CURRENT
000024959 | CONTROL MODULE. | CAP ASSIST TRIP MODULE; CAPACITOR ASSIST MODULE RETROFIT FOR HAWKER SIDDLEY HORIZON 110V DC CB SC24949; | HAWKSIDD | HAWKER SIDDELEY SWITCHGEAR LTD | HORIZON CAP ASSIST TRIP MODULE | CURRENT
000024960 | TRANSFORMER,CURRENT | PROTECTION, SPLIT CORE TYPE, INDOOR; FOR OC, EF & REF PROTECTION C&I SUB; 660V; 3000/2000/5; 5P20 30VA; C/W ALUM UNDRILLED FEET& IP56 TERMINAL BOX; 108MM | STEMAR |  | BCTSC 3000/2000/5 5P20 | CURRENT
000025019 | CABLE ASSY,RADIO FREQUENCY | Type 4S Master-Slave, 600V, Black Cat5e, 3 x RJ45, 65 x 70 x 1450mm Lg Y-Cable, for Modem to Interface, Moulded Black RJ45 to M/Slave Meter & Grey RJ45 Term | EPICSER | EPIC SERVICES LTD | LSZH600Y26-101TX | CURRENT
000024983 | CONVERTER | 48V TO 12V DC-DC CONVERTER USED IN COMMUNICATIONS RACKS; TO PROVIDE POWER TO COMMUNICATIONS MODEMS; APK60-4812; | HELIOS | HELIOS POWER SOLUTIONS PL | APK60-4812 | CURRENT
000024984 | WRENCH,IMPACT | Milwaukee, Ratchet, 12V, 3/8" Drive, 47Nm Torque, c/w Built-in LED Light & On-board Fuel Gauge, Skin only | C&LTOOL | CALTCO T/A C&L TOOL CENTRE | MILWTM12IR-0 | CURRENT
000024984 | WRENCH,IMPACT | Milwaukee, Ratchet, 12V, 3/8" Drive, 47Nm Torque, c/w Built-in LED Light & On-board Fuel Gauge, Skin only | MILWAUKE | MILWAUKEE POWER TOOLS | M12IR-0 | CURRENT
000024874 | PANEL,ASSEMBLY | EXTERNAL POWER QUALITY METER ENCLOSURE; 600MM H; 600MM W; 300MM D; FITTED WITH TESTBLOCK PROVISION TO MTG METER & MODEM; | NHP | NHP ELECTRICAL ENGINEERING | MCLSPEC-BIT0487402 | CURRENT
000024985 | TRANSFORMER,VOLTAGE | METERING PROTECTION CAPACITOR VT; O/D; SINGLE PHASE; POST TYPE; COMPOSITE 110 KV/SQRT3, 110 V/SQRT3, 110 V/SQRT3 200 VA 0.5M 3P; | EPCINTER | EPC INTERNATIONAL PTY LTD | VCU- 123 | PURCHASE AS REQUIRED
000024985 | TRANSFORMER,VOLTAGE | METERING PROTECTION CAPACITOR VT; O/D; SINGLE PHASE; POST TYPE; COMPOSITE 110 KV/SQRT3, 110 V/SQRT3, 110 V/SQRT3 200 VA 0.5M 3P; | GFFPOWER | GFF POWER | DDB-123 | PURCHASE AS REQUIRED
002462554 | FIXTURE,LIGHTING | LED; STREETLIGHT; L100 SCO; GERARD ROADLED; C/W INTEGRAL CONTROL GEAR, PE CELL, LAMPS & POWER FACTOR CORRECTION MAJOR ROADS; 4K; NORMAL; | GERARD | GERARD PROFESSIONAL SOLUTIONS PL | PL99BD06L100 | PHASING
002462562 | FIXTURE,LIGHTING | LED; STREETLIGHT; L100 CO; GERARD ROADLED; C/W INTEGRAL CONTROL GEAR, PE CELL, LAMPS & POWER FACTOR CORRECTION MAJOR ROADS; 4K; AEROSCREEN; | GERARD | GERARD PROFESSIONAL SOLUTIONS PL | PL99BD16L100 | PHASING
002462570 | FIXTURE,LIGHTING | LED; STREETLIGHT; L155 CO; GERARD ROADLED; C/W INTEGRAL CONTROL GEAR, PE CELL, LAMPS & POWER FACTOR CORRECTION MAJOR ROADS; 4K; AEROSCREEN; | GERARD | GERARD PROFESSIONAL SOLUTIONS PL | PL99BD161L155 | PHASING
002462588 | FIXTURE,LIGHTING | LED; STREETLIGHT; L175 CO; GERARD ROADLED; C/W INTEGRAL CONTROL GEAR, PE CELL, LAMPS & POWER FACTOR CORRECTION MAJOR ROADS; 4K; AEROSCREEN; | GERARD | GERARD PROFESSIONAL SOLUTIONS PL | PL99BD16L175 | PHASING
002462596 | FIXTURE,LIGHTING | LED; STREETLIGHT; L300 CO; GERARD ROADLED; C/W INTEGRAL CONTROL GEAR, PE CELL, LAMPS & POWER FACTOR CORRECTION MAJOR ROADS; 4K; AEROSCREEN; | GERARD | GERARD PROFESSIONAL SOLUTIONS PL | PL99BD16L300 | PHASING
000024986 | BATTERY,STORAGE | 12V, 3.0Ah, Compact M12 Red Li-Ion, for Milwaukee Tools | C&LTOOL | CALTCO T/A C&L TOOL CENTRE | MILWAM12B3 | CURRENT
000024986 | BATTERY,STORAGE | 12V, 3.0Ah, Compact M12 Red Li-Ion, for Milwaukee Tools | MILWAUKE | MILWAUKEE POWER TOOLS | M12B3 | CURRENT
000024987 | CIRCUIT BREAKER | RESIDUAL CURRENT; 240V AC; SINGLE POLE; 10 AMPS; 6KA BKG CAP; PACK OF 1; SPARES FOR EATON CBS THAT HAVE BEEN RECALLED; | CNWPL | CNW PL - SLACKS CREEK | EATELQ110C3TD | CURRENT
000024987 | CIRCUIT BREAKER | RESIDUAL CURRENT; 240V AC; SINGLE POLE; 10 AMPS; 6KA BKG CAP; PACK OF 1; SPARES FOR EATON CBS THAT HAVE BEEN RECALLED; | NHP | NHP ELECTRICAL ENGINEERING | SRCBWA10KIT | CURRENT
000024988 | CIRCUIT BREAKER | RESIDUAL CURRENT; 240V AC; SINGLE POLE; 16 AMPS; 6KA BKG CAP; PACK OF 1; SPARES FOR EATON CBS THAT HAVE BEEN RECALLED; | CNWPL | CNW PL - SLACKS CREEK | EATELQ116C3TD | CURRENT
000024988 | CIRCUIT BREAKER | RESIDUAL CURRENT; 240V AC; SINGLE POLE; 16 AMPS; 6KA BKG CAP; PACK OF 1; SPARES FOR EATON CBS THAT HAVE BEEN RECALLED; | NHP | NHP ELECTRICAL ENGINEERING | SRCBWA16KIT | CURRENT
002462208 | POLE,PUBLIC LIGHTING,METAL | Major Road Mid Hinged, 9.0m Mounting Height, Base Plate Mounted, 350 PCD Bolt Spacing, Galv, 1.5m Outreach, EQTS 05-02-01 (scm) | IPOLES | INTERNATIONAL POLES | EQ-011 | CURRENT
002462208 | POLE,PUBLIC LIGHTING,METAL | Major Road Mid Hinged, 9.0m Mounting Height, Base Plate Mounted, 350 PCD Bolt Spacing, Galv, 1.5m Outreach, EQTS 05-02-01 (scm) | GM POLES | GM POLES PTY LTD | EGX9.0MH15 | CURRENT
002462216 | POLE,PUBLIC LIGHTING,METAL | Major Road Mid Hinged, for Mtg on 1.2m Barrier, 9.0m Mounting Height, Base Plate Mounted, 350 PCD Bolt Spacing, Galv, 1.5m Outreach, EQTS 05-02-01 (scm) | IPOLES | INTERNATIONAL POLES | EQ-012 | CURRENT
002462216 | POLE,PUBLIC LIGHTING,METAL | Major Road Mid Hinged, for Mtg on 1.2m Barrier, 9.0m Mounting Height, Base Plate Mounted, 350 PCD Bolt Spacing, Galv, 1.5m Outreach, EQTS 05-02-01 (scm) | GM POLES | GM POLES PTY LTD | EGX9.0MH15-CB | CURRENT
002462224 | POLE,PUBLIC LIGHTING,METAL | Major Road Mid Hinged, 10.5m Mounting Height, Base Plate Mounted, 350 PCD Bolt Spacing, Galv, 1.5m Outreach, EQTS 05-02-01 (scm) | IPOLES | INTERNATIONAL POLES | EQ-013 | CURRENT
002462224 | POLE,PUBLIC LIGHTING,METAL | Major Road Mid Hinged, 10.5m Mounting Height, Base Plate Mounted, 350 PCD Bolt Spacing, Galv, 1.5m Outreach, EQTS 05-02-01 (scm) | GM POLES | GM POLES PTY LTD | EGX10.5MH15 | CURRENT
002462232 | POLE,PUBLIC LIGHTING,METAL | Major Road Mid Hinged, for Mtg on 1.2m Barrier, 10.5m Mounting Height, Base Plate Mounted, 350 PCD Bolt Spacing, Galv, 1.5m Outreach, EQTS 05-02-01 (scm) | IPOLES | INTERNATIONAL POLES | EQ-014 | CURRENT
002462232 | POLE,PUBLIC LIGHTING,METAL | Major Road Mid Hinged, for Mtg on 1.2m Barrier, 10.5m Mounting Height, Base Plate Mounted, 350 PCD Bolt Spacing, Galv, 1.5m Outreach, EQTS 05-02-01 (scm) | GM POLES | GM POLES PTY LTD | EGX10.5MH15-CB | CURRENT
000024989 | TRANSFORMER,CURRENT | SINGLE PHASE, POST TYPE; OUTDOOR; 5 CORES; 4 X 1600/1200/1000/400/1 A, 0.1PX2400 R8.0 @ 1600/1 A; | ABB | ABB FAN PTY LTD | LB7-145 | PURCHASE AS REQUIRED
000024989 | TRANSFORMER,CURRENT | SINGLE PHASE, POST TYPE; OUTDOOR; 5 CORES; 4 X 1600/1200/1000/400/1 A, 0.1PX2400 R8.0 @ 1600/1 A; | EPCINTER | EPC INTERNATIONAL PTY LTD | AGU-123 | PURCHASE AS REQUIRED
000024989 | TRANSFORMER,CURRENT | SINGLE PHASE, POST TYPE; OUTDOOR; 5 CORES; 4 X 1600/1200/1000/400/1 A, 0.1PX2400 R8.0 @ 1600/1 A; | GFFPOWER | GFF POWER | CA-145 (SC24989) | PURCHASE AS REQUIRED
000025064 | LINK,TENSION | LINK PLATE; 160KN MIN FAILING; 100MM HOLE CENTRES; TONGUE-TONGUE; | DULHUNTY | DULHUNTY INDUSTRIES PTY LTD | LP-160-100 | CURRENT
000025064 | LINK,TENSION | LINK PLATE; 160KN MIN FAILING; 100MM HOLE CENTRES; TONGUE-TONGUE; | PLP AUST | PREFORMED LINE PRODUCTS (AUST) | LSP-160-100 | CURRENT
001425046 | WIRE,ELECTRICAL | CONDUCTOR AERIAL, SC/AC, 3/2.75, (3000M DRUM) (SCM) | MIDLANDS | MIDLAND METALS | MMO-SC/AC 3/2.75 | CURRENT
001425046 | WIRE,ELECTRICAL | CONDUCTOR AERIAL, SC/AC, 3/2.75, (3000M DRUM) (SCM) | ERGON | ERGON ENERGY | 1425046 | CURRENT
000429491 | TERMINATION,PREFORMED | FT, 3/2.75 SC/AC, 3/12 AL CLAD STEEL (P50) (SCM); | PLP AUST | PREFORMED LINE PRODUCTS (AUST) | AWFG-K023 | CURRENT
000468705 | PROTECTOR,ELECTRICAL CABLE | Armour Rod, 3/2.75 SC/AC (P50) | PLP AUST | PREFORMED LINE PRODUCTS (AUST) | AWAR-K023 | CURRENT
000468705 | PROTECTOR,ELECTRICAL CABLE | Armour Rod, 3/2.75 SC/AC (P50) | ERGON | ERGON ENERGY | 468705 | CURRENT
000024058 | RELAY,OVERCURRENT AND EARTH FAULT | SCHNEIDER P123;3 OC,EF,SEF;5/1 AMP 24/250 VDC 48/240 VAC AUX SUPPLY 24/250 VDC 24/240 VAC LOGIC INPUTS VERSION 14A FIRMWARE; FLUSH & RACK MTG; | SCHNEIDR | SCHNEIDER PTY LTD (MANUFACTURER) | P123 B00Z412EB0 | PHASING
000025069 | TAG,INSTRUCTION | RAKTAGZ;ENERGEX EQUIPMENT SERVICES YELLOW; NEXT TEST DUE (ZIPTIE TYPE); 175 MM;USED AS A ROUTINE TESTING TAG ON EQUIPMENT;20 PER PACK, BOX OF 500; | JTAGZ | JTAGZ PL | 430A | PURCHASE AS REQUIRED
000025063 | ANIMAL REPELLENT | Direct Stop, Animal Deterrent Spray, 83ml Aerosol Can, contains Citronella Oil, for Controlling Aggressive Animals | ALPHA | ALPHA FIRST AID SUPPLIES QLD | 320022 | CURRENT
000025063 | ANIMAL REPELLENT | Direct Stop, Animal Deterrent Spray, 83ml Aerosol Can, contains Citronella Oil, for Controlling Aggressive Animals | ATOMSUPP | ATOM SUPPLY | 271526 | CURRENT
000477712 | SPLICE,CONDUCTOR | PREFORMED (WHITE); 3/2.75 SC/AC SPLICE; | PLP AUST | PREFORMED LINE PRODUCTS (AUST) | AWFS-K023 | CURRENT
000477712 | SPLICE,CONDUCTOR | PREFORMED (WHITE); 3/2.75 SC/AC SPLICE; | ERGON | ERGON ENERGY | SC000477712 | CURRENT
000104225 | TIE, PREFORMED | SIDE, NECK DIA 76MM; 3/2.75 SC/AC ARMOURED, (SCM) (P50); WHITE; | PLP AUST | PREFORMED LINE PRODUCTS (AUST) | AWST-102A-76 | CURRENT
000104225 | TIE, PREFORMED | SIDE, NECK DIA 76MM; 3/2.75 SC/AC ARMOURED, (SCM) (P50); WHITE; | ERGON | ERGON ENERGY | SC0104225 | CURRENT
000104225 | TIE, PREFORMED | SIDE, NECK DIA 76MM; 3/2.75 SC/AC ARMOURED, (SCM) (P50); WHITE; | TECONN | TE CONNECTIVITY LTD | ST-0549/76P | CURRENT
000104192 | TIE, PREFORMED | TOP, NECK DIA 76MM; 3/2.75 SC/AC ARMOURED, (SCM) (P50); WHITE; | PLP AUST | PREFORMED LINE PRODUCTS (AUST) | AWDT-102A-76 | CURRENT
000104192 | TIE, PREFORMED | TOP, NECK DIA 76MM; 3/2.75 SC/AC ARMOURED, (SCM) (P50); WHITE; | ERGON | ERGON ENERGY | SC0104192 | CURRENT
000025078 | CABLE ASSY,RADIO FREQUENCY | Crossover Cable, 600V, Green Cat5, 150mm Lg Y-Cable, RJ45 & RS232 Connectors for Modem & Smart Hub Ports | EPICSER | EPIC SERVICES LTD | GREEN CAT5 SC25078 | PURCHASE AS REQUIRED
000025079 | CONNECTOR,CABLE,ELECTRICAL | Mini Hub to MK10H Swap Cable, 600V Rated Cable Constructed from Molex to RJ45, Blue Boot fitted to RJ45 to Indicate Unique Cable, 400mm, CAT5 Cable does not | EPICSER | EPIC SERVICES LTD | LSZH600S26-104TX | CURRENT
000025077 | TRANSFORMER,CURRENT | 36kV SINGLE PHASE, POST TYPE;OD; 5 CORES 1x 1500/1A 15VA 0.2 Ext.200%; 2x 1000/800/600/1A 0.1PX350R3.5 @600/1; 2x 2000/1600/1A 0.1PX1280R8 @1600/1; | EPCINTER | EPC INTERNATIONAL PTY LTD | AGU-36 | PURCHASE AS REQUIRED
000025077 | TRANSFORMER,CURRENT | 36kV SINGLE PHASE, POST TYPE;OD; 5 CORES 1x 1500/1A 15VA 0.2 Ext.200%; 2x 1000/800/600/1A 0.1PX350R3.5 @600/1; 2x 2000/1600/1A 0.1PX1280R8 @1600/1; | ABB | ABB FAN PTY LTD | GIF 36-68 | PURCHASE AS REQUIRED
000025077 | TRANSFORMER,CURRENT | 36kV SINGLE PHASE, POST TYPE;OD; 5 CORES 1x 1500/1A 15VA 0.2 Ext.200%; 2x 1000/800/600/1A 0.1PX350R3.5 @600/1; 2x 2000/1600/1A 0.1PX1280R8 @1600/1; | GFFPOWER | GFF POWER | CA-36 | PURCHASE AS REQUIRED
000025076 | FUSECARRIER | SC32HWH CARRIER ONLY, WHITE, USED TO REPLACE BLACK CARRIER FOR RETROFITTING TRANSFORMER MONITORING BOXES, BOX QTY 400; | ALSTOM | ALSTOM GRID AUSTRALIA LIMITED | SC32HWHCAR | CURRENT
002451458 | CABLE,POWER,ELECTRICAL | Flexible; 0.6/1kV; 1C, 70mm2 Cu; X-HF-110 INSULATED/HFS-110-TP SHEATH (11.1/936) EESS-10733-01; ETS 2012/0294/T; | OLEX | OLEX AUSTRALIA PTY LTD | BZHX06AA001CXNA | CURRENT
000025070 | SPLICE,CONDUCTOR | NON-TENSION COMPRESSION SLEEVE; SUIT 37/3.75MM AAC & AAAC; | PLP AUST | PREFORMED LINE PRODUCTS (AUST) | CMSA-263-NT | CURRENT
000025071 | CLAMP,STRAIN | HELICAL DEADEND; SUIT 37/3.75MM AAC & AAAC; NOTE: LIMITED TENSION, GRIP CAPACITY 85% AAC, 60% AAAC & ACSR OF CONDUCTOR UTS; | PLP AUST | PREFORMED LINE PRODUCTS (AUST) | AFG-263-LT-CL | CURRENT
000025075 | TERMINAL,LUG | Neutral, Tinned Cu, 100 x 80mm, Horseshoe Shape, for Neutral Connections, Pack of 50 (scm) | GLOBAL | GLOBAL MANUFACTURING GROUP | ENERGEX-9353-A4 B | CURRENT
000025072 | TAPE,BARRICADE | ENERGEX AWARE TAPE; BARRIER TAPE YELLOW 75MM W X 100M ROLL; TEXT 'ENERGEX AWARE WITH ENERGEX LOGO'; | CUTLER | CUTLER BRANDS PTY LTD | ENERGE-BLACK-PRINT | CURRENT
000025072 | TAPE,BARRICADE | ENERGEX AWARE TAPE; BARRIER TAPE YELLOW 75MM W X 100M ROLL; TEXT 'ENERGEX AWARE WITH ENERGEX LOGO'; | SIGNET | SIGNET PTY LTD | ENERGEX AWARE TAPE | CURRENT
002451433 | CABLE,POWER,ELECTRICAL | Flexible, 0.6/1kV, 1C, 35mm2 Cu, X-HF-110 Insulated/HFS-110-TP Sheath (7.8/1176); | OLEX | OLEX AUSTRALIA PTY LTD | BZHX04AA001CXNA | CURRENT
000025073 | SIGN | MECHANISM E; WHITE BACK, BLACK LETTERS; GRAVOPLY II (1.5mm thk) OR EQUIV;35MMH X 60MM LG; REPLACES FORM 9002; NO LOGO/ DATE/FORM#; STOCK-CODE ENGRAVED ON | UES | UTILITY ENGRAVING & SIGNS | MECHANISM E - SC25073 | CURRENT
000024975 | SWITCH FUSE GEAR | ABB SAFEPLUS CCF ID AFL RMU 12KV; 3 PHASE; 630A; 50HZ; FAULTMAKE, LOAD BREAK; TRIPLE POLE OPERATED;SF6; METAL CLAD BOTTOM ENTRY; | ABB | ABB FAN PTY LTD | 5812025 | CURRENT
000024976 | SWITCH FUSE GEAR | ABB SAFEPLUS CCFF ID AFL RMU 12KV; 3 PHASE; 630A; 50HZ; FAULTMAKE, LOAD BREAK; TRIPLE POLE OPERATED;SF6; METAL CLAD BOTTOM ENTRY; | ABB | ABB FAN PTY LTD | 5812026 | CURRENT
000024977 | SWITCHGEAR | RMU, 12kV, 630A, 3Ph, 50Hz, 2 x Feeder Switch, 1 x Switch Fuse c/w Cubicle & Plinth, ABB SafePlus CCF OD AFLR/BFLR, Faultmake Load Break, 3 Pole Operated, | ABB | ABB FAN PTY LTD | 5812027 | CURRENT
000024978 | SWITCHGEAR | RMU, 12kV, 630A, 3Ph, 50Hz, 2 x Feeder Switch, 2 x Switch Fuse c/w Cubicle & Plinth, ABB SafePlus CCFF OD AFLR/BFLR, Faultmake Load Break, 3 Pole Operated, | ABB | ABB FAN PTY LTD | 5812028 | CURRENT
000024979 | SWITCH FUSE GEAR | ABB SAFEPLUS CCFF ID AFLR RMU 12KV; 3 PHASE; 630A; 50HZ; FAULTMAKE, LOAD BREAK; TRIPLE POLE OPERATED;SF6 METAL CLAD BOTTOM ENTRY; | ABB | ABB FAN PTY LTD | 5812029 | CURRENT
000024980 | KIT,SHUNT TRIP | SHUNT TRIP KIT 240 VAC; 240 V AC; FOR ABB SAFEPLUS RMU; | ABB | ABB FAN PTY LTD | 1VDC000007R7 | CURRENT
000024981 | KIT,SHUNT TRIP | SHUNT TRIP KIT; 12-48 V DC; FOR ABB SAFEPLUS RMU; | ABB | ABB FAN PTY LTD | 1VDC000007R2 | CURRENT
000024982 | KIT,SHUNT TRIP | SHUNT TRIP KIT; 110 V DC; FOR ABB SAFEPLUS RMU; | ABB | ABB FAN PTY LTD | 1VDC000007R4 | CURRENT
000025074 | PROTECTOR,ELECTRICAL CABLE | FOR ELECTRICAL POWER CABLE JOINT PROTECTION; BLACK HDPE WITH ORANGE FILM; 1000MM X 400MM X 15MM THICK; MARKED "ENERGEX ELECTRICITY CABLE"; PACK 140; | TAPEX |  | ENERGEX SLAB | CURRENT
000025094 | BOOTS,SAFETY | WOMENS STEEL BLUE ARGYLE WORKBOOTS; WHEAT COLOUR; STEEL CAP LACE UP; PADDED ANKLE COLLAR & TONGUE; THERMO PLASTIC URETHAN (TPU) OUTSOLE; SIZE RANGE 4-11; | AUSDEF | AUSTRALIAN DEFENCE APPAREL | 90-2-1501 | PURCHASE AS REQUIRED
002451999 | CABLE,POWER,ELECTRICAL | Flexible, 0.6/1kV, 1C, 300mm2 Cu, BLK BZHE91AA001CXNA | OLEX | OLEX AUSTRALIA PTY LTD | BZHE91AA001CXNA | CURRENT
000025090 | CAPACITOR SHUNT INSTALLATION. | 12KV;3.6MVAR;11 KV;CAPACITOR BANK; INCOMIN MODULE; C/W DISCONNECT; EARTH SW; SURGE ARRESTERS & 3 X 1.2 MVAR CAP BANKS; | ABB | ABB FAN PTY LTD | ABBACUS TYPE MECB12SD10 | CURRENT
000025091 | CAPACITOR BANK | 12KV;1.2MVAR;11KV SWITCHD CAPACITOR BANK INCOMING MODUEL;C/W DISCONNCT;EARTH SW; SURGE ARRESTERS & 1X1.2 MVAR CAP BANK; | ABB | ABB FAN PTY LTD | ABBACUS TYPE MECB12SD10 | CURRENT
000025092 | CAPACITOR SHUNT INSTALLATION. | 12KV;1.2MVAR;11KV SWITCHD CAP BANK; O/DOOR USE; C/W DETUNING REACT; PROT EQUIP; SUITABLE FOR OP 110VDC; MAX ULTIMATE 3 X 1.2 MVAR CAP MODULES; | ABB | ABB FAN PTY LTD | ABBACUS TYPE MECB12SD10 | CURRENT
000025093 | CABLE,POWER,ELECTRICAL | CBL:PWR;U/G,UGND,6.35/11KV,35MM2,AL,ALUM CABLE,POWER,ELECTRICAL U/Ground, 6.35/11 kV, 35mm2 Al Circular Stranded Compacted WB, TRXLPE/WBT/ CWS/WBT/MDPE, | MIDLANDS | MIDLAND METALS | MMO-11KV 3 | CURRENT
000025093 | CABLE,POWER,ELECTRICAL | CBL:PWR;U/G,UGND,6.35/11KV,35MM2,AL,ALUM CABLE,POWER,ELECTRICAL U/Ground, 6.35/11 kV, 35mm2 Al Circular Stranded Compacted WB, TRXLPE/WBT/ CWS/WBT/MDPE, | KEI CABL | KEI CABLES | 1KV 3X1C 35SQMM | CURRENT
000025093 | CABLE,POWER,ELECTRICAL | CBL:PWR;U/G,UGND,6.35/11KV,35MM2,AL,ALUM CABLE,POWER,ELECTRICAL U/Ground, 6.35/11 kV, 35mm2 Al Circular Stranded Compacted WB, TRXLPE/WBT/ CWS/WBT/MDPE, | PRYSMIAN | PRYSMIAN POWER CABLES & SYSTEMS AUST | 5209563 | CURRENT
000025093 | CABLE,POWER,ELECTRICAL | CBL:PWR;U/G,UGND,6.35/11KV,35MM2,AL,ALUM CABLE,POWER,ELECTRICAL U/Ground, 6.35/11 kV, 35mm2 Al Circular Stranded Compacted WB, TRXLPE/WBT/ CWS/WBT/MDPE, | MIDLANDS | MIDLAND METALS | MMO-11KV 3X1X35ATRXWBTSCRWBTH | CURRENT
000025095 | SHOVEL,HAND | Post Hole,Treaded;190 MM X 275 MM Blade, C/W Steel Core Fibreglass Handle 25-30 Deg To Handle Axis; KELSO BRAND; Lighter Alternative To SC2417; | TDETOOLS | TRADE TOOLS DIRECT (GEEBUNG) | 642494 | CURRENT
000025098 | TERMINAL,LUG | FORK TERMINALS, COPPER ELECTRO TINNED; PREINSULATED SUPERGRIP; RED; RANGE 0.5MM2 TO 1.5MM2, STUD SIZE M3X6.4 WIDE; PACK OF 100; | TYCO | TYCO | 755358-000 | CURRENT
000820362 | CABLE,POWER,ELECTRICAL | 6.35/11 KV;95 SQ MM;TRIPLEX STRANDED CIRCULAR COMPACTED WB AL;TRXLPE/CU SCREEN/WBT/HDPE; FULL PACK; | MIDLANDS | MIDLAND METALS | MMO-11KV 3X1X95ATRXSCRWBTH | PURCHASE AS REQUIRED
000825093 | CABLE,POWER,ELECTRICAL | 6.35/11 KV;35SQ MM;TRIPLEX;STRANDED CIRCULAR COMPACTED WB AL; TRXLPE/WBT/ CWS/WBT/MDPE; FULL PACK; GROSS WT 650KG; | MIDLANDS | MIDLAND METALS | MMO-11KV 3X1X35ATRXWBTSCRWBTH | PURCHASE AS REQUIRED
002465979 | SIGN | ARROW, AI, 220 X 120 X 1.6MM; CLASS1 MATERIAL, RED SCREEN PRINTED ARROW WITH ENERGY QUEENSLAND GROUP LOGO CUT-OUT; WHITE REFLECTIVE B/GROUND C/W | IDENMARK | IDENTIMARK SOLUTIONS - 310679 | SIGN-SPECIAL EQL ARROW | CURRENT
002465979 | SIGN | ARROW, AI, 220 X 120 X 1.6MM; CLASS1 MATERIAL, RED SCREEN PRINTED ARROW WITH ENERGY QUEENSLAND GROUP LOGO CUT-OUT; WHITE REFLECTIVE B/GROUND C/W | ARTCRAFT | ARTCRAFT PTY LTD | SIGN-SPECIAL EQL ARROW | CURRENT
008820365 | CABLE,POWER,ELECTRICAL | 0.6/1 KV;16 SQ MM;4C CIRCULAR ANNEALED COMPRESSED STRANDED COPPER;XLPE/PVC; CUT TO LENGTH; | MIDLANDS | MIDLAND METALS | MMO-LV 4X16CP | CURRENT
000025114 | WRENCH,IMPACT | Milwaukee, M18 Fuel, Small 155mm, 1/2" Friction Ring Anvil, 18V, Powerstate Brushless Motor, 4-Mode Drive Control, Skin Only | MILWAUKE | MILWAUKEE POWER TOOLS | M18FIW2F12-0 | CURRENT
000025114 | WRENCH,IMPACT | Milwaukee, M18 Fuel, Small 155mm, 1/2" Friction Ring Anvil, 18V, Powerstate Brushless Motor, 4-Mode Drive Control, Skin Only | C&LTOOL | CALTCO T/A C&L TOOL CENTRE | MILWTM18FIW2F12-0 | CURRENT
000025314 | CURRENT LOGGER | MULTICHANNEL LOAD LOGGER UNIT ONLY; WIFI ENABLED, SOFTWARE, CARRY BAG AND SOFT RUBBER PROTECTIVE CASING; | CHKPOWER | CHK POWER QUALITY PL | 1ALL400-W | CURRENT
000025313 | CURRENT LOGGER | MULTICHANNEL LOAD LOGGER UNIT KIT; WIFI ENABLED, SOFTWARE, CARRY BAG AND SOFT RUBBER PROTECTIVE CASING; COMES AS KIT, 4 X CT 3000A FLEX A CODE STRAIGHT; | CHKPOWER | CHK POWER QUALITY PL | 1ALL400WP-K1 | CURRENT
000024876 | ENCLOSURE,ELECTRICAL BOX | EXTERNAL STAINLESS STEEL ENCLOSURE; 400 MM H;600 MM W;300 MM D; WITH MOUNTING BRACKETS; USED FOR VT OR CB JUNCTION BOX; | NHP | NHP ELECTRICAL ENGINEERING | SQO01628523?4 | CURRENT
000025112 | CONTROL MODULE. | MODIFIED VERSION OF SC23758; SINGLE TRIP CONTROLE MODULE 110V; SUITS HSS ECLIPSE 12KV FEEDER AND BUS SECTION CB; | HAWKSIDD | HAWKER SIDDELEY SWITCHGEAR LTD | MODIFIED DV12509 | MAINTENANCE STOCK
000025096 | BATTERY,STORAGE | VALVE REGULATED SEALED BATTERY BANK; 48 V;44 A/HR NOMINAL; 4 X 12V INVIDUAL BATTERIES = (1 BANK); FOR INDIVIDUAL BATTERY CELL REFER SC18583; | LEGEND | LEGEND POWER SYSTEMS | BAT-HZB12/44F-AGM X 4 | PURCHASE AS REQUIRED
000025097 | BATTERY,STORAGE | VALVE REGULATED SEALED BATTERY BANK; 30 V;160 A/HR NOMINAL; 5 X 6V INDIVIDUAL BATTERIES = (1 BANK); FOR INDIVIDUAL BATTERY CELL REFER SC15723; | LEGEND | LEGEND POWER SYSTEMS | BAT-HZB6/160F-AGM X 5 | CURRENT
000025101 | BOOTS,SAFETY | Oliver, Women's, Wheat, Lace Up/ Zip Sided, Leather, Steel Toe, PU Sole, Slip Resistant, Anti-Static, Sizes 5 to 10 | OLIVER | OLIVER FOOTWEAR | PB 49-432Z | PURCHASE AS REQUIRED
000025101 | BOOTS,SAFETY | Oliver, Women's, Wheat, Lace Up/ Zip Sided, Leather, Steel Toe, PU Sole, Slip Resistant, Anti-Static, Sizes 5 to 10 | BLKWOODS | J BLACKWOOD & SON LTD | 49-432Z | PURCHASE AS REQUIRED
000025102 | BOOTS,SAFETY | Oliver, Women's, Wheat, Lace Up, Nubuck Leather, Steel Toe, PU Sole, Slip Resistant, Sizes 5 to 10 | BLKWOOD | J BLACKWOOD & SON LTD | 49-432 | PURCHASE AS REQUIRED
000025102 | BOOTS,SAFETY | Oliver, Women's, Wheat, Lace Up, Nubuck Leather, Steel Toe, PU Sole, Slip Resistant, Sizes 5 to 10 | OLIVER | OLIVER FOOTWEAR | PB 49-432 | PURCHASE AS REQUIRED
000025103 | BOOTS,SAFETY | Oliver, 150mm Hiker, Wheat, Lace Up/ Zip Sided, Leather, Steel Toe, PU Sole, Heat & Slip Resistant, Anti-Static, Sizes 4 to 16, Half Sizes 6.5 to 12.5 | BLKWOOD | J BLACKWOOD & SON LTD | 55-332Z | PURCHASE AS REQUIRED
000025103 | BOOTS,SAFETY | Oliver, 150mm Hiker, Wheat, Lace Up/ Zip Sided, Leather, Steel Toe, PU Sole, Heat & Slip Resistant, Anti-Static, Sizes 4 to 16, Half Sizes 6.5 to 12.5 | OLIVER | OLIVER FOOTWEAR | AT 55-332Z | PURCHASE AS REQUIRED
000025104 | ELECTROLYTE POWDER | Hydration Qwik Sticks, Mixed Flavours, Low Joule, Sugar Free, Carb Free, for Diabetics, 3g Stachet to be mixed into 600ml water (P10) | SQWINCH | THE SQWINCHER CORP (MANUFACTURER) | SQ060119 | CURRENT
000025104 | ELECTROLYTE POWDER | Hydration Qwik Sticks, Mixed Flavours, Low Joule, Sugar Free, Carb Free, for Diabetics, 3g Stachet to be mixed into 600ml water (P10) | ATOMSUPP | ATOM SUPPLY | 500063 | CURRENT
000025104 | ELECTROLYTE POWDER | Hydration Qwik Sticks, Mixed Flavours, Low Joule, Sugar Free, Carb Free, for Diabetics, 3g Stachet to be mixed into 600ml water (P10) | ATOMSUPP | ATOM SUPPLY | 60039425 | CURRENT
000025099 | SWITCH FUSE GEAR | ABB SAFEPLUS VFFF-FV ID AFLR RMU FOUR TRANSFORMER FUSE SWITCH DOUBLE FEEDER CIRCUIT BREAKER; REAR TOP OR FRONT BOTTOM CABLE ENTRY; | ABB | ABB FAN PTY LTD | 510107 | PURCHASE AS REQUIRED
000025099 | SWITCH FUSE GEAR | ABB SAFEPLUS VFFF-FV ID AFLR RMU FOUR TRANSFORMER FUSE SWITCH DOUBLE FEEDER CIRCUIT BREAKER; REAR TOP OR FRONT BOTTOM CABLE ENTRY; | ABB | ABB FAN PTY LTD | 510107CNAFLR | PURCHASE AS REQUIRED
000025315 | CIRCUIT BREAKER | RESIDUAL CURRENT;240 V AC;SINGLE POLE; 25 AMP;6 KA BKG CAP;PACK OF 1; | CNWPL | CNW PL - SLACKS CREEK | EATELQ125C1TD | PURCHASE AS REQUIRED
000024877 | BOX,ELECTRICAL,MULTIAPPLICATION. | SUBSTATION VOLTAGE TRANSFORMER JUNCTION BOX; ENCLOSURE 316 STAINLESS STEEL IP66; 400 H X 600 W X 200MM D, S/DOOR; SUNSTATION VT JUNCTION BOX; | NHP | NHP ELECTRICAL ENGINEERING | MCLSPEC-BIT0525266 | CURRENT
000025106 | LABEL | SELF ADHESIVE SUPER VINYL V90;WHITE MATT PERMANENT 160 GSM; SOLID BACK WITH SLIT BACK;LEGEND METER TYPE DATA LABEL FOR TASMANIAN NETWORK AREA ONLY | IDENMARK | IDENTIMARK SOLUTIONS - 310679 | 25106 | CURRENT
000025106 | LABEL | SELF ADHESIVE SUPER VINYL V90;WHITE MATT PERMANENT 160 GSM; SOLID BACK WITH SLIT BACK;LEGEND METER TYPE DATA LABEL FOR TASMANIAN NETWORK AREA ONLY | CUTLER | CUTLER BRANDS PTY LTD | 25106 | CURRENT
000025106 | LABEL | SELF ADHESIVE SUPER VINYL V90;WHITE MATT PERMANENT 160 GSM; SOLID BACK WITH SLIT BACK;LEGEND METER TYPE DATA LABEL FOR TASMANIAN NETWORK AREA ONLY | ARTCRAFT | ARTCRAFT PTY LTD | 25106 | CURRENT
000025107 | LABEL | Sticker, "National Metering Identifier (NMI)", Self Adhesive Super Vinyl V90, Black Text on White B/Ground, 160gsm, Solid Back with Split Back, Meter Type | IDENMARK | IDENTIMARK SOLUTIONS - 310679 | 25107 | CURRENT
000025107 | LABEL | Sticker, "National Metering Identifier (NMI)", Self Adhesive Super Vinyl V90, Black Text on White B/Ground, 160gsm, Solid Back with Split Back, Meter Type | CUTLER | CUTLER BRANDS PTY LTD | 25107 | CURRENT
000025107 | LABEL | Sticker, "National Metering Identifier (NMI)", Self Adhesive Super Vinyl V90, Black Text on White B/Ground, 160gsm, Solid Back with Split Back, Meter Type | ARTCRAFT | ARTCRAFT PTY LTD | 25107 | CURRENT
000025108 | LABEL | Sticker, "Yurika Metering - SAFETY FIRST! THE BREAKING OF SEALS IS AN OFFENCE", Self Adhesive Vinyl, 30mm, Black Text on Yellow B/Ground, 160gsm, | IDENMARK | IDENTIMARK SOLUTIONS - 310679 | 25108 | CURRENT
000025108 | LABEL | Sticker, "Yurika Metering - SAFETY FIRST! THE BREAKING OF SEALS IS AN OFFENCE", Self Adhesive Vinyl, 30mm, Black Text on Yellow B/Ground, 160gsm, | CUTLER | CUTLER BRANDS PTY LTD | 25108 | CURRENT
000025108 | LABEL | Sticker, "Yurika Metering - SAFETY FIRST! THE BREAKING OF SEALS IS AN OFFENCE", Self Adhesive Vinyl, 30mm, Black Text on Yellow B/Ground, 160gsm, | ARTCRAFT | ARTCRAFT PTY LTD | 25108 | CURRENT
000025109 | TONGS, MATERIAL LIFTING | Model 30 Pole Tong, Pole Scissors, 4.5T 45mm Opening with 6.5T Bow Shackle | BRITECH | BRI-TECH PTY LTD | POLETONG-HD30S | CURRENT
000025109 | TONGS, MATERIAL LIFTING | Model 30 Pole Tong, Pole Scissors, 4.5T 45mm Opening with 6.5T Bow Shackle | ACCULEC | ACCULEC PTY LTD - E18524 | POLETONG-HD30S | CURRENT
000025316 | TEST PROBE,EXTENSION | Voltage Detector Indoor Ext Probe; To Suit Fameco 11-33KV Rated Unit Only, For Use with Indoor Switchgear & RMU's | PENTA | PENTA AUST (TMAC THEW & MCCANN/HYLEC) | PA21440 | PURCHASE AS REQUIRED
000025316 | TEST PROBE,EXTENSION | Voltage Detector Indoor Ext Probe; To Suit Fameco 11-33KV Rated Unit Only, For Use with Indoor Switchgear & RMU's | HYLEC | HYLEC PTY LTD | ANTC260-1 | PURCHASE AS REQUIRED
000025318 | DETECTOR,SYSTEM VOLTAGE | HOUSING, VOLTAGE DETECTOR; HV VOLTAGE DETECTOR YELLOW HOUSING; TO SUIT FAMECA VECTOR 11-33KV RATED UNIT ONLY; COMPLIES WITH IEC61243-1; | HYLEC | HYLEC PTY LTD | BVECJ | PURCHASE AS REQUIRED
000025319 | DETECTOR,SYSTEM VOLTAGE | INDOOR KIT, VOLTAGE DETECTOR; TO SUIT TAG200MR FAMECA 11-33KV RATED UNIT ONLY INCLUDES: VECTOR EXTENSION PROBE, BRASS DISC & HAZEMEYER ORIFICE BRASS ADAPTOR; | PENTA | PENTA AUST (TMAC THEW & MCCANN/HYLEC) | PA21857 | CURRENT
000025319 | DETECTOR,SYSTEM VOLTAGE | INDOOR KIT, VOLTAGE DETECTOR; TO SUIT TAG200MR FAMECA 11-33KV RATED UNIT ONLY INCLUDES: VECTOR EXTENSION PROBE, BRASS DISC & HAZEMEYER ORIFICE BRASS ADAPTOR; | HYLEC | HYLEC PTY LTD | IDKANTEGX | CURRENT
000025081 | TRANSFORMER,CURRENT | POST TYPE;OUTDOOR;145kV; 5 CORE; 4x 1600/1200/1000/400/1 A, 0.1PX2400 R8.0 @ 1600/1A; 1 X 1600/1200/1000/ 400/1A, 10VA CL 1.0 @ 400/1; | EPCINTER | EPC INTERNATIONAL PTY LTD | AGU-145 SC25081 | CURRENT
000025081 | TRANSFORMER,CURRENT | POST TYPE;OUTDOOR;145kV; 5 CORE; 4x 1600/1200/1000/400/1 A, 0.1PX2400 R8.0 @ 1600/1A; 1 X 1600/1200/1000/ 400/1A, 10VA CL 1.0 @ 400/1; | KONCAR | KONCAR - ELECTRICAL INDUSTRY INC | AGU-145 SC25081 | CURRENT
000025082 | TRANSFORMER,CURRENT | POST TYPE;OUTDOOR;145kV; 6 CORE; 4 X 1600/1200/1000/400/1A, 1PX2400R8@1600/1A 1x1600/1200/1000/400/1A 10VACL 1.0@400/1 1x 800/1 A, 5VA CL 0.2 S ext. 200%; | EPCINTER | EPC INTERNATIONAL PTY LTD | AGU-145 SC25082 | CURRENT
000025082 | TRANSFORMER,CURRENT | POST TYPE;OUTDOOR;145kV; 6 CORE; 4 X 1600/1200/1000/400/1A, 1PX2400R8@1600/1A 1x1600/1200/1000/400/1A 10VACL 1.0@400/1 1x 800/1 A, 5VA CL 0.2 S ext. 200%; | KONCAR | KONCAR - ELECTRICAL INDUSTRY INC | AGU-145 SC25082 | CURRENT
000025083 | TRANSFORMER,CURRENT | POST TYPE;OUTDOOR;145kV; 6 CORE; 4X 2400 200/1400/800/1A, 0.1PX3600R12@2400/1 A; 1x2400/2000/800/1A,10VA CL1.0 @800/1; 1x1200/1 A, 5VA CL 0.2 S ext. 200%; | EPCINTER | EPC INTERNATIONAL PTY LTD | AGU-145 SC25083 | CURRENT
000025083 | TRANSFORMER,CURRENT | POST TYPE;OUTDOOR;145kV; 6 CORE; 4X 2400 200/1400/800/1A, 0.1PX3600R12@2400/1 A; 1x2400/2000/800/1A,10VA CL1.0 @800/1; 1x1200/1 A, 5VA CL 0.2 S ext. 200%; | KONCAR | KONCAR - ELECTRICAL INDUSTRY INC | AGU-145 SC25083 | CURRENT
000025084 | TRANSFORMER,CURRENT | 36kV SINGLE PHASE, POST TYPE;OD; 3 CORES 1x2000/1600/1000/800/5A,0.2PX180R0.4@800 /5A; 1X200/1600/1000/5A 15VA5P20 @1000/5 1x2000/1600/1000/800/5 A,0.2PX180R0.4 ON | EPCINTER | EPC INTERNATIONAL PTY LTD | AGU-38 | CURRENT
000025084 | TRANSFORMER,CURRENT | 36kV SINGLE PHASE, POST TYPE;OD; 3 CORES 1x2000/1600/1000/800/5A,0.2PX180R0.4@800 /5A; 1X200/1600/1000/5A 15VA5P20 @1000/5 1x2000/1600/1000/800/5 A,0.2PX180R0.4 ON | KONCAR | KONCAR - ELECTRICAL INDUSTRY INC | AGU-38 | CURRENT
000025085 | TRANSFORMER,CURRENT | 36kV SINGLE PHASE, POST TYPE;OD; 4 CORES 2x1200/600/400/5A, 10VA 5P20 ON 400/5; 2x2000/1600/1000/800/5A, 0.2PX180R0.4 ON 800/5; | EPCINTER | EPC INTERNATIONAL PTY LTD | AGU-38 | CURRENT
000025086 | TRANSFORMER,CURRENT | 36kV SINGLE PHASE, POST TYPE;OD; 4 CORES 2x1600/1200/1000/400/1A,0.1PX1600R8 ON 1600/1; 2x2000/1600/1000/800/1A, 0.2PX2000R10 on 2000/1; | EPCINTER | EPC INTERNATIONAL PTY LTD | AGU-38 | CURRENT
000025086 | TRANSFORMER,CURRENT | 36kV SINGLE PHASE, POST TYPE;OD; 4 CORES 2x1600/1200/1000/400/1A,0.1PX1600R8 ON 1600/1; 2x2000/1600/1000/800/1A, 0.2PX2000R10 on 2000/1; | KONCAR | KONCAR - ELECTRICAL INDUSTRY INC | AGU-38 | CURRENT
000025087 | TRANSFORMER,CURRENT | 36kV SINGLE PHASE, POST TYPE;OD; 4 CORES 3x400/200/100/1A,0.1PX400R2 on 400/1; 1x200/1A,5VA CL 0.2S ext. 200%; | EPCINTER | EPC INTERNATIONAL PTY LTD | AGU-38 | CURRENT
000025087 | TRANSFORMER,CURRENT | 36kV SINGLE PHASE, POST TYPE;OD; 4 CORES 3x400/200/100/1A,0.1PX400R2 on 400/1; 1x200/1A,5VA CL 0.2S ext. 200%; | KONCAR | KONCAR - ELECTRICAL INDUSTRY INC | AGU-38 | CURRENT
000025080 | TRANSFORMER,VOLTAGE | 33kV, 3 Ph, 5 Limb, Outdoor Type, Ratio 33kV/SQRT3:110V/SQRT3, 25VA Class 0.5M 3P, 33kV/SQRT3:110V/SQRT3, 30VA Class 3P c/w Type 4 Terminal Palm Connections, | GFFPOWER | GFF POWER | ID-03-68 | PURCHASE AS REQUIRED
000025088 | TRANSFORMER,VOLTAGE | METERING PROTECTION CAPACITOR VT; O/D; SINGLE PHASE; STN TYPE;COMPOSITE; VERY HEAVY POLLUTION; 132KV/SQRT3/110 V/SQRT3 110 V/SQRT3;50 VA;CLASS 0.2 3P;50 HZ; | EPCINTER | EPC INTERNATIONAL PTY LTD | VCU-145 | PURCHASE AS REQUIRED
000025088 | TRANSFORMER,VOLTAGE | METERING PROTECTION CAPACITOR VT; O/D; SINGLE PHASE; STN TYPE;COMPOSITE; VERY HEAVY POLLUTION; 132KV/SQRT3/110 V/SQRT3 110 V/SQRT3;50 VA;CLASS 0.2 3P;50 HZ; | KONCAR | KONCAR - ELECTRICAL INDUSTRY INC | VCU-145 | PURCHASE AS REQUIRED
000025089 | TRANSFORMER,VOLTAGE | METERING PROTECTION CAPACITOR VT; O/D; SINGLE PHASE; POST TYPE;POLYMER;VERY HEAVY POLLUTION;110 KV/SQRT3,110 V/SQRT3 110 V/SQRT3;50 VA;CLASS 0.2 3P;50 HZ; | EPCINTER | EPC INTERNATIONAL PTY LTD | VCT-123 | PURCHASE AS REQUIRED
000025089 | TRANSFORMER,VOLTAGE | METERING PROTECTION CAPACITOR VT; O/D; SINGLE PHASE; POST TYPE;POLYMER;VERY HEAVY POLLUTION;110 KV/SQRT3,110 V/SQRT3 110 V/SQRT3;50 VA;CLASS 0.2 3P;50 HZ; | KONCAR | KONCAR - ELECTRICAL INDUSTRY INC | VCT-123 | PURCHASE AS REQUIRED
000025111 | TOOL,APPLICATION | TMAC DNOB Hanging Device, Pole Switch Do Not Operate Applicator Assembly, used with Slotted Sunrise Adaptor | PENTA | PENTA AUST (TMAC THEW & MCCANN/HYLEC) | PA00838 | CURRENT
000025111 | TOOL,APPLICATION | TMAC DNOB Hanging Device, Pole Switch Do Not Operate Applicator Assembly, used with Slotted Sunrise Adaptor | HYLEC | HYLEC PTY LTD | UFH | CURRENT
000025111 | TOOL,APPLICATION | TMAC DNOB Hanging Device, Pole Switch Do Not Operate Applicator Assembly, used with Slotted Sunrise Adaptor | THEWMCAN | TMAC THEW & MCCANN GROUP | TM00838 | CURRENT
000025111 | TOOL,APPLICATION | TMAC DNOB Hanging Device, Pole Switch Do Not Operate Applicator Assembly, used with Slotted Sunrise Adaptor | THEWMCAN | TMAC THEW & MCCANN GROUP | 25111 | CURRENT
000025321 | BLADE,CABLE STRIPPER | Replacement Alroc CCT Stripper Blade, Long, for Longitudinal Cutting 3.3mm | PENTA | PENTA AUST (TMAC THEW & MCCANN/HYLEC) | PA21229 | CURRENT
000025321 | BLADE,CABLE STRIPPER | Replacement Alroc CCT Stripper Blade, Long, for Longitudinal Cutting 3.3mm | HYLEC | HYLEC PTY LTD | MTLP4/3.3 | CURRENT
000025325 | CONTROL,TEMPERATURE | DR-E3;TRANSFORMER TEMPERATURE MONITOR;COOLER CONTROL;OVER TEMPERATURE ALARM & RELAY TRIP; TRANSFORMER OLTC & GENERAL ALARM; | WILSONTR | WILSON POWER TRANSFORMER | DR-E3 | CURRENT
000025326 | FUSE,CARTRIDGE | VOLTAGE TRANSFORMER FUSE LINK; HV HRC FUSE 12KV, 3.15A, 45KA WITH 11KV/SQRT3/ 110V/SQRT3 BUSSMAN PART: 12OBCNA3.15; | COOPELEC | COOPER ELECTRICAL AUSTRALIA PTY LTD | 12OBCNA3.15 | MAINTENANCE STOCK
000025324 | SWITCHBOARD,POWER | 11KV 3 PHASE, 2000A, 25KA, AFL,R SINGLE BUSBAR METAL ENCLOSED SWITCHBOARD WITH FIXED SWITCHGEAR CONSISTING OF 1 X 2000A TFORMER CB, 1 X 2000A A BUS TIE CB, | HAWKSIDD | HAWKER SIDDELEY SWITCHGEAR LTD | QLD17-049 REV.01 | PURCHASE AS REQUIRED
002461200 | STRIPPER,CABLE,HAND | SELF ADJUSTING, CUTTING & STRIPPING 0.2-6MM2 CU OR AL; STOPPER FOR ADJUSTING STRIP LENGTH; CABLE DIAMETERS 0.5 TO 3MM; | TDETOOLS | TRADE TOOLS DIRECT (GEEBUNG) | 6805 | CURRENT
002461200 | STRIPPER,CABLE,HAND | SELF ADJUSTING, CUTTING & STRIPPING 0.2-6MM2 CU OR AL; STOPPER FOR ADJUSTING STRIP LENGTH; CABLE DIAMETERS 0.5 TO 3MM; | TDETOOLS | TRADE TOOLS DIRECT (GEEBUNG) | CWS1 | CURRENT
002461200 | STRIPPER,CABLE,HAND | SELF ADJUSTING, CUTTING & STRIPPING 0.2-6MM2 CU OR AL; STOPPER FOR ADJUSTING STRIP LENGTH; CABLE DIAMETERS 0.5 TO 3MM; | REXEL | REXEL PTY LTD | CWS1 | CURRENT
002461333 | STRIPPER,CABLE,HAND | SWIVEL BLADE FOR REMOVING INSULATION OR OUTER SHEATH FROM LV CABLES; CABLE FROM 4.5 TO 40MM DIA; CUT DEPTH 0 - 3MM; LONGITUDINAL, HELICAL & CIRCULAR CUTS; | SPECFORC | SPECIALISED FORCE | GREENLEE 1903 | CURRENT
002461333 | STRIPPER,CABLE,HAND | SWIVEL BLADE FOR REMOVING INSULATION OR OUTER SHEATH FROM LV CABLES; CABLE FROM 4.5 TO 40MM DIA; CUT DEPTH 0 - 3MM; LONGITUDINAL, HELICAL & CIRCULAR CUTS; | SPECFORC | SPECIALISED FORCE | 12679 | CURRENT
002461341 | BLADE,CABLE STRIPPER | Replacement Blade, suit Greenlee 1903 Cable Stripper, Pack of 2 | SPECFORC | SPECIALISED FORCE | 13544 | CURRENT
002402357 | STRIPPER,CABLE,HAND | HAND HELD 2 X2 STYLE STRIPPER FOR LV ABC CABLE ONLY; CABLE SIZE 25MM2 AND 95MM2 WITH SUPPLIED HEADS; HELICAL CUTS, POSITIONED ON CABLE USING TUBE SYSTEM; | THEWMCAN | TMAC THEW & MCCANN GROUP | TM10297 | CURRENT
002402357 | STRIPPER,CABLE,HAND | HAND HELD 2 X2 STYLE STRIPPER FOR LV ABC CABLE ONLY; CABLE SIZE 25MM2 AND 95MM2 WITH SUPPLIED HEADS; HELICAL CUTS, POSITIONED ON CABLE USING TUBE SYSTEM; | AMPLITUD | AMPLITUDE PTY LTD - 396777 | 36101H-2595 | CURRENT
000025327 | CUTTER,CABLE,HAND OPERATED | Intercable, Cable Screen Cutter HLS Kit in Rigid Case, Contains: Cutter, Stop Clamp, Silicon Grease | SPECFORC | SPECIALISED FORCE | HCS1342 | PURCHASE AS REQUIRED
000025327 | CUTTER,CABLE,HAND OPERATED | Intercable, Cable Screen Cutter HLS Kit in Rigid Case, Contains: Cutter, Stop Clamp, Silicon Grease | INTERCBL | INTERCABLE TOOLS SRL (MANUFACTURER) | AV6400 | PURCHASE AS REQUIRED
000104474 | STRIPPER,CABLE,HAND | SQUARE CUT BUSHING 50MM/35MM ABC TO SUIT RIPLEY 2X2 CABLE END STRIPPER SC2402357; | THEWMCAN | TMAC THEW & MCCANN GROUP | TM10022 | CURRENT
000104474 | STRIPPER,CABLE,HAND | SQUARE CUT BUSHING 50MM/35MM ABC TO SUIT RIPLEY 2X2 CABLE END STRIPPER SC2402357; | AMPLITUD | AMPLITUDE PTY LTD - 396777 | 47550 | CURRENT
002423929 | STRIPPER,CABLE,HAND | STRIPPER FOR REMOVAL OF OUTER SHEATH & INSULATION FROM LV/HV CABLES; CABLE DIA 12.7 - 44.5MM; CUT DEPTH 0.5 - 12MM; CIRCULAR & HELICAL CUT; | TEN | THE ENERGY NETWORK | 1542-2CL-1 | CURRENT
002423937 | BLADE,CABLE STRIPPER | Spare Blade, suit Speed Stripper, Model 1542-2CL1 | TEN | THE ENERGY NETWORK | 1562 | CURRENT
002452365 | STRIPPER,CABLE,HAND | CHAMFERING TOOL TO CUT 45 DEGREE BEVEL ON THE INSULATION CABLES; CABLE DIA 12 - 34MM; INSULATION THICKNESS 4.5MM - 9.0MM; SPEED SYSTEM CT-1-4.0; | SPECFORC | SPECIALISED FORCE | CT-1-4.0 | CURRENT
002452365 | STRIPPER,CABLE,HAND | CHAMFERING TOOL TO CUT 45 DEGREE BEVEL ON THE INSULATION CABLES; CABLE DIA 12 - 34MM; INSULATION THICKNESS 4.5MM - 9.0MM; SPEED SYSTEM CT-1-4.0; | TEN | THE ENERGY NETWORK | CT-1 | CURRENT
002452373 | BLADE,CABLE STRIPPER | Replacement Blade CT1/CT2, suit Chamfering Tool (blade modified as per Ergon Spec) | SPECFORC | SPECIALISED FORCE | 2672-4.0 | CURRENT
002461739 | KNIFE,LINEMANS | ELECTRICIANS STRAIGHT BLADE; HEAT TREATED, SAFETY HOLDER C/W SHARPENER AND BELT LOOP; BLADE LENGTH 80MM; RUBBER GRIP HANDLE; EFFECTIVE FOR GLOVED HANDS; | ATOMSUPP | ATOM SUPPLY | 40029801 | CURRENT
002461739 | KNIFE,LINEMANS | ELECTRICIANS STRAIGHT BLADE; HEAT TREATED, SAFETY HOLDER C/W SHARPENER AND BELT LOOP; BLADE LENGTH 80MM; RUBBER GRIP HANDLE; EFFECTIVE FOR GLOVED HANDS; | TOTTOOL | TOTAL TOOLS VIRGINIA | PRONTO113946 | CURRENT
002461739 | KNIFE,LINEMANS | ELECTRICIANS STRAIGHT BLADE; HEAT TREATED, SAFETY HOLDER C/W SHARPENER AND BELT LOOP; BLADE LENGTH 80MM; RUBBER GRIP HANDLE; EFFECTIVE FOR GLOVED HANDS; | TDETOOLS | TRADE TOOLS DIRECT (GEEBUNG) | LE325 | CURRENT
002461739 | KNIFE,LINEMANS | ELECTRICIANS STRAIGHT BLADE; HEAT TREATED, SAFETY HOLDER C/W SHARPENER AND BELT LOOP; BLADE LENGTH 80MM; RUBBER GRIP HANDLE; EFFECTIVE FOR GLOVED HANDS; | ATOMSUPP | ATOM SUPPLY | LE325 | CURRENT
000025328 | BEND,NONMETALLIC RIGID CONDUIT | UPVC;ORANGE 80 MM NOM SIZE;LT DUTY 30 DEG;2.5 M RAD;SOCKET MOULDED ONE END CONDUIT;PACK OF 1 | TRI UGRD | TRI UNDERGROUND AUSTRALIA PTY LTD | LDE80302500MFS | CURRENT
000025329 | BEND,NONMETALLIC RIGID CONDUIT | UPVC;ORANGE 125 MM NOM SIZE;HVY DUTY 15 DEG;2.5 M RAD;SOCKET MOULDED ONE END SOLID WALL CONDUIT;PACK OF 1 | TRI UGRD | TRI UNDERGROUND AUSTRALIA PTY LTD | SWHDE125152500MFS | CURRENT
000025330 | BEND,NONMETALLIC RIGID CONDUIT | UPVC;ORANGE 125 MM NOM SIZE;HVY DUTY 30 DEG;2.5 M RAD;SOCKET MOULDED ONE END SOLID WALL CONDUIT;PACK OF 1 | TRI UGRD | TRI UNDERGROUND AUSTRALIA PTY LTD | SWHDE125302500MFS | CURRENT
000024879 | PANEL,ASSEMBLY | 3 VT CHANGE OVER BOX; STAINLESS STEEL; 600 MM W,800 MM H,300 MM D S/DOOR; C/W PLC & SICM;USED IN SUBSTNS; | ERGON | ERGON ENERGY | 24879 | CURRENT
ACU100 | METER COMMUNICATION KIT | ED07EN Mk7C Atlas 2, 1 Element, 240V, 10-100A, Class 1, Bottom Connected c/w Integrated, Slave Config No Modem | ACUMEN | ACUMEN METERING PL | ED07-EN | CURRENT
002461747 | STONE,SHARPENING | 2 STEP KNIFE SHARPENER; PULL THROUGH STYLE C/W COARSE CARBIDE STEEL & FINE CERAMIC RODS TO HONE KNIFE BLADES; | TOTTOOL | TOTAL TOOLS VIRGINIA | PRONTO107175 | CURRENT
000025332 | BLADE,CABLE STRIPPER | LV ABC STRIPPER; RIPLEY 16MM ADDITIONAL SQUARE CUT BUSHING; PENCIL STYLE STRIPPING HEAD; | ENERGYNW | THE ENERGY NETWORK | 10-40075 | CURRENT
000025332 | BLADE,CABLE STRIPPER | LV ABC STRIPPER; RIPLEY 16MM ADDITIONAL SQUARE CUT BUSHING; PENCIL STYLE STRIPPING HEAD; | AMPLITUD | AMPLITUDE PTY LTD - 396777 | 10-40075 | CURRENT
000025333 | BLADE,CABLE STRIPPER | LV ABC STRIPPER; RIPLEY 25MM ADDITIONAL SQUARE CUT BUSHING; PENCIL STYLE STRIPPING HEAD; | ENERGYNW | THE ENERGY NETWORK | 10-38540 | CURRENT
000025333 | BLADE,CABLE STRIPPER | LV ABC STRIPPER; RIPLEY 25MM ADDITIONAL SQUARE CUT BUSHING; PENCIL STYLE STRIPPING HEAD; | AMPLITUD | AMPLITUDE PTY LTD - 396777 | 10-38540 | CURRENT
000025334 | BLADE,CABLE STRIPPER | LV ABC STRIPPER; RIPLEY 35MM ADDITIONAL SQUARE CUT BUSHING; PENCIL STYLE STRIPPING HEAD; | ENERGYNW | THE ENERGY NETWORK | 10-41540 | CURRENT
000025334 | BLADE,CABLE STRIPPER | LV ABC STRIPPER; RIPLEY 35MM ADDITIONAL SQUARE CUT BUSHING; PENCIL STYLE STRIPPING HEAD; | AMPLITUD | AMPLITUDE PTY LTD - 396777 | 10-41540 | CURRENT
000025335 | BLADE,CABLE STRIPPER | LV ABC STRIPPER; RIPLEY 70MM ADDITIONAL SQUARE CUT BUSHING; PENCIL STYLE STRIPPING HEAD; | ENERGYNW | THE ENERGY NETWORK | 10-52540 | CURRENT
000025335 | BLADE,CABLE STRIPPER | LV ABC STRIPPER; RIPLEY 70MM ADDITIONAL SQUARE CUT BUSHING; PENCIL STYLE STRIPPING HEAD; | AMPLITUD | AMPLITUDE PTY LTD - 396777 | 10-52540 | CURRENT
000025336 | BLADE,CABLE STRIPPER | STRIPPER 95 LV ABC & LV CU; RIPLEY 95MM ADDITIONAL SQUARE CUT BUSHING; PENCIL STYLE STRIPPING HEAD; | ENERGYNW | THE ENERGY NETWORK | 10-64060 | CURRENT
000025336 | BLADE,CABLE STRIPPER | STRIPPER 95 LV ABC & LV CU; RIPLEY 95MM ADDITIONAL SQUARE CUT BUSHING; PENCIL STYLE STRIPPING HEAD; | AMPLITUD | AMPLITUDE PTY LTD - 396777 | 10-64060 | CURRENT
000025337 | BLADE,CABLE STRIPPER | STRIPPER LV 120MM; RIPLEY 120MM ADDITIONAL SQUARE CUT BUSHING; PENCIL STYLE STRIPPING HEAD; | ENERGYNW | THE ENERGY NETWORK | 10-67550 | CURRENT
000025337 | BLADE,CABLE STRIPPER | STRIPPER LV 120MM; RIPLEY 120MM ADDITIONAL SQUARE CUT BUSHING; PENCIL STYLE STRIPPING HEAD; | AMPLITUD | AMPLITUDE PTY LTD - 396777 | 10-67550 | CURRENT
ACU200 | METER COMMUNICATION KIT | ACUMEN; EDMI MK7A; 4G MODEM SINGLE PHASE; 2 ELEMENT METERS; | ACUMEN | ACUMEN METERING PL | ACUMEN MK7A 4G | CURRENT
ACU300 | METER COMMUNICATION KIT | ACUMEN; EDMI MK10D 3 PHASE METER | ACUMEN | ACUMEN METERING PL | ACUMEN MK10D | CURRENT
ACU400 | METER,WATTHOUR | Acumen; L&G LG02 Single Phase; U1325; 2 Element Meter | ACUMEN | ACUMEN METERING PL | U1325DNN2NBN001ACM | CURRENT
ACU400 | METER,WATTHOUR | Acumen; L&G LG02 Single Phase; U1325; 2 Element Meter | ACUMEN | ACUMEN METERING PL | ACUMEN LG U1325 SINGLE PHASE | CURRENT
ACU500 | METER,WATTHOUR | Acumen; L&G LG06 Three Phase U3400 or U3401; 3 Phase Meter; | ACUMEN | ACUMEN METERING PL | U3400DL3NNNS001ACM | CURRENT
ACU500 | METER,WATTHOUR | Acumen; L&G LG06 Three Phase U3400 or U3401; 3 Phase Meter; | ACUMEN | ACUMEN METERING PL | ACUMEN LG THREE PHASE | CURRENT
ACU600 | ANTENNA, KIT | Acumen; Stubby; Black or White; Mid Gain Antenna Kit; Panorama | ACUMEN | ACUMEN METERING PL | IN2139 | CURRENT
ACU600 | ANTENNA, KIT | Acumen; Stubby; Black or White; Mid Gain Antenna Kit; Panorama | ACUMEN | ACUMEN METERING PL | ANTPIN24SBXLG | CURRENT
ACU600 | ANTENNA, KIT | Acumen; Stubby; Black or White; Mid Gain Antenna Kit; Panorama | ACUMEN | ACUMEN METERING PL | ACUMEN MID GAIN ANTENNA | CURRENT
000025339 | HAT,SUN | BUCKET HAT; STONE COLOUR; SIZE M-L PART 81Y100; | AUSDEF | AUSTRALIAN DEFENCE APPAREL | 81Y100 M - L | PHASING
S820362 | CABLE,POWER,ELECTRICAL | CBL:PWR;6.35/11KV,95MM2,AL,ALUM,TR-XLPE CABLE,POWER,ELECTRICAL 6.35/11 KV;95 SQ MM;TRIPLEX STRANDED CIRCULAR COMPACTED W B AL;TRXLPE/CU SCREEN/WBT/HDPE; CUT TO L | MIDLANDS | MIDLAND METALS | MMO-11KV 3X1X95ATRXSCRWBTH | CURRENT
S820364 | CABLE,POWER,ELECTRICAL | CBL:PWR;0.6/1KV,240MM2,4C,AL,ALUM,XLPE CABLE,POWER,ELECTRICAL 0.6/1 KV;240 SQ M M;4C SECTOR SHAPED STRANDED AL;XLPE/PVC; CUT TO LENGTH MATERIALS SALES ONLY; | MIDLANDS | MIDLAND METALS | MMO-LV 4X240AP | CURRENT
S825093 | CABLE,POWER,ELECTRICAL | 6.35/11 KV;35SQ MM;TRIPLEX;STRANDED CIRCULAR COMPACTED WB AL; TRXLPE/ WBT/ CWS/WBT/MDPE; CUT TO LENGTH MATERIAL SALES ONLY; | MIDLANDS | MIDLAND METALS | MMO-11KV 3X1X35ATRXWBTSCRWBTH | CURRENT
ACT050 | METER COMMUNICATION KIT | PLUS ES; MK7C EDMI SINGLE PHASE; SINGLE ELEMENT TYPE 4 ELECTRONIC METER; C/W MODEM & SIM CARD INSTALLED; | ACSTREAM | ACTIVE STREAM METER PROVIDER | MK7C - 4G ELM400 | CURRENT
ACT150 | METER COMMUNICATION KIT | PLUS ES; MK7A2 EDMI SINGLE PHASE, TWIN ELEMENT TYPE 4 ELECTRONIC METER; C/W MODEM & SIM CARD INSTALLED; | ACSTREAM | ACTIVE STREAM METER PROVIDER | 7A2 | CURRENT
ACT250 | METER COMMUNICATION KIT | PLUS ES; MK10D; EDMI THREE PHASE, SINGLE ELEMENT TYPE 4 ELECTRONIC METER; C/W MODEM & SIM CARD INSTALLED; | ACSTREAM | ACTIVE STREAM METER PROVIDER | MK10D - 4G ELM400 | CURRENT
ACT350 | ANTENNA | ACTIVE STREAM; PANORAMA LPB-7-27-2F ROBUST LOW PROFILE 2G/3G/4G ANTENNA; C/W 2 M CABLE, BRACKET & FME CONNECTOR; | ACSTREAM | ACTIVE STREAM METER PROVIDER | WS-DOL-7-27 | PURCHASE AS REQUIRED
ACT350 | ANTENNA | ACTIVE STREAM; PANORAMA LPB-7-27-2F ROBUST LOW PROFILE 2G/3G/4G ANTENNA; C/W 2 M CABLE, BRACKET & FME CONNECTOR; | ACSTREAM | ACTIVE STREAM METER PROVIDER | LPB-7-27-2F | PURCHASE AS REQUIRED
ACT450 | COVER,TERMINAL | ACTIVE STREAM; EDMI-PLAS1680 STANDARD (SHORT) TERMINAL COVER TO SUIT MK10D METER ONLY; | ACSTREAM | ACTIVE STREAM METER PROVIDER | EDMI-PLAS1680 | CURRENT
002466654 | SPLICE,CONDUCTOR | SPLC:WIRE;MECH SHEAR HD BOLT,6 TO 11.3MM SPLICE,CONDUCTOR Mechanical Shear Head B olts, Extra HT, 25kN, 420A, Cable Range 6-11.3mm Dia, suit AAC/AAAC/ACSR (scm) | SICAME | SICAME AUSTRALIA PTY LTD | MTRS06-11-EHT | CURRENT
002466662 | SPLICE,CONDUCTOR | SPLC:WIRE;MECH SHEAR HD BOLT,10 TO 14.3M SPLICE,CONDUCTOR Mechanical Shear Head B olts, Extra HT, 34kN, 570A, Cable Range 10-14.3mm Dia, suit AAC/AAAC/ACSR (scm) | SICAME | SICAME AUSTRALIA PTY LTD | MTRS10-14-EHT | CURRENT
000025340 | BLADE,CABLE STRIPPER | STRIPPER CCT; HAYCO ADJUSTABLE, BLADE FOR STRIPPING CCT AND LV ABC; | PENTA | PENTA AUST (TMAC THEW & MCCANN/HYLEC) | PA21672 | CURRENT
000025340 | BLADE,CABLE STRIPPER | STRIPPER CCT; HAYCO ADJUSTABLE, BLADE FOR STRIPPING CCT AND LV ABC; | HYLEC | HYLEC PTY LTD | HSC40 | CURRENT
000025338 | VOLTAGE SENSOR | 33KV FKTB36 VOLTAGE SENSOR; BIL 170KV; CAP 7.5PF +/- 15%; 10M COAXIAL RG58.6MM CONNECTION LEADS WITH CAPDIS S2+, CAP SELECTION MODULE; | DELSTAR | DELSTAR AUSTRALIA PL | FKTB36 | PURCHASE AS REQUIRED
000025344 | CRIMPING TOOL,HYDRAULIC | Intercable Battery Pump, Remote Control, 700 Bar Operating Pressure 70MPa, 800ml Tank Capacity, Custom Coupling c/w Carry Bag, for operating Hydraulic Tools | SPECFORC | SPECIALISED FORCE | CP700-EG | CURRENT
002470813 | OHMMETER | RMO-H3 Micro-Ohmmeter, 300A, Hand Held c/w Current & Sense Cables 1.3m with TTA Clamps | MEGGER | MEGGER PTY LTD | DRLO200-EN | CURRENT
002470813 | OHMMETER | RMO-H3 Micro-Ohmmeter, 300A, Hand Held c/w Current & Sense Cables 1.3m with TTA Clamps | TES | TEST EQUIPMENT SOLUTIONS | AEMC6292 | CURRENT
002470813 | OHMMETER | RMO-H3 Micro-Ohmmeter, 300A, Hand Held c/w Current & Sense Cables 1.3m with TTA Clamps | PACTEST | PACIFIC TEST EQUIPMENT P/L | RMO-H3/CS2-1Z3-16CLKP | CURRENT
000025346 | JOINT,ELECTRICAL POWER CABLE | 132kV, Pre-Moulded Silicone Rubber Joint Straight Through & Cross Bonding, suit 1600mm2 WBCu/XLPE/CCu/MPDE c/w Screw Type Connector, 2 x Joint Housings, | NKT | NKT CABLES AUSTRALIA P/L | SM 145- S | CURRENT
000025347 | METER,WATTHOUR | EMC1, 2 Element, 230/240V, 10-100A, Class 1, Bottom Connected, Load Profiling TOU Meter, RFID/SmartCard Enabled Prepayment Meter, Comms Enabled | AMS | AMS INTERNATIONAL TECHNOLOGIES PL | EMC1.Y+SM01-AU-MECR-08 | PURCHASE AS REQUIRED
000025348 | METER,WATTHOUR | EMA1, 1 Element, 230/240V, 10-100A, Class 1, Bottom Connected, Load Profiling TOU Meter, RFID/SmartCard Enabled Prepayment Meter, Comms Enabled | AMS | AMS INTERNATIONAL TECHNOLOGIES PL | EMA1.Y+SM01-AU-MECR-08 | PURCHASE AS REQUIRED
000025349 | ADAPTOR | 1/2" DR 1/2"F - 3/4"M; 1/2 DV TO 3/4 M; | BLKWOOD | J BLACKWOOD & SON LTD | 04261816 | PHASING
000025349 | ADAPTOR | 1/2" DR 1/2"F - 3/4"M; 1/2 DV TO 3/4 M; | C&LTOOL | CALTCO T/A C&L TOOL CENTRE | 19159 | PHASING
000025350 | WRENCH,SOCKET | SOCKET IMPACT 3/4 SQ DR HEX AF1 11/16"; SOCKET 1 11/16; | BLKWOODS | J BLACKWOOD & SON LTD | 03909807 | CURRENT
000025351 | LUBRICATING OIL,ENGINE | DIESEL MOTOR OIL, CASTROL, VECTON LD SAE 10W-40; LS, 5 L BOTTLE, 3 PER CARTON SYNTHETIC OIL FOR SHELLBY SCANIA ONLY TOP UP OIL FOR GENERATOR SERVICES; | CASTROL | CASTROL | 3380372 | CURRENT
000025352 | CYLINDER,GAS | Empty Cylinder, 10kg, for SF6 Used Contaminated Gas < 97%, Brown Body, Golden Yellow Shoulder, Type 31 Valve c/w Handle | CATALINA | CATALINA INDUSTRIES PL | 10KG BROWN + GOLD YELLOW | PURCHASE AS REQUIRED
000025354 | CYLINDER,GAS | Empty Cylinder, Size G, for SF6 Used Contaminated Gas < 97%, Brown Body, Golden Yellow Shoulder, Type 31 Valve | CATALINA | CATALINA INDUSTRIES PL | G SIZE BROWN + GOLD YELLOW | PURCHASE AS REQUIRED
000025362 | CONNECTOR,CABLE,ELECTRICAL | 11KV; DEAD BREAK ELBOW TERMINATION; BOLTED TYPE C2; 300SQMM CSA;28.9MM-40MM DIA OVER INSULATION; EARTHS CONNECTED; U/W SKID SUBS; 3 PHASE KIT, 1 KIT = | NKT | NKT CABLES AUSTRALIA P/L | ENE2658246T3 | CURRENT
000025363 | CONNECTOR,CABLE,ELECTRICAL | 11KV;DEAD BREAK ELBOW TERMINATION; BOLTED TYPE C2; 300SQMM CSA;28.9MM-40MM DIA OVER INSULATION; EARTHS CONNECTED; U/W SKID SUBS; 3 PHASE KIT, 1 KIT = | NKT | NKT CABLES AUSTRALIA P/L | ENE2658346T4 | CURRENT
S820363 | CABLE,POWER,ELECTRICAL | CBL:PWR;6.35/11KV,240MM2,AL,ALUM,TR-XLPE CABLE,POWER,ELECTRICAL 6.35/11 KV;240 SQ MM;TRIPLEX STRANDED CIRCULAR COMPACTED WB AL;TRXLPE/CU SCREEN/WBT/HDPE; CUT TO | MIDLANDS | MIDLAND METALS | MMO-11KV 3X1X240ATRXSCRWBTH | CURRENT
S820365 | CABLE,POWER,ELECTRICAL | CBL:PWR;0.6/1KV,16MM2,4C,ANNLD CU,XLPE CABLE,POWER,ELECTRICAL 0.6/1 KV;16 SQ MM ;4C CIRCULAR ANNEALED COMPACTED CU;XLPE/ PVC; MATERIAL SALES ONLY | MIDLANDS | MIDLAND METALS | MMO-LV 4X16CP | CURRENT
000025364 | CONNECTOR,CABLE,ELECTRICAL | 11KV;DEAD BREAK ELBOW TERMINATION; BOLTED TYPE C2; 300SQMM CSA; 28.9MM-40MM DIA OVER INSULATION; NO EARTHS; U/W SKID SUBS; 3 PHASE KIT, 1 KIT = 3 TERMINATION | NKT | NKT CABLES AUSTRALIA P/L | ENE2658246T5 | CURRENT
000025365 | CONNECTOR,CABLE,ELECTRICAL | 11 KV;DEAD BREAK ELBOW TERMINATION; BOLTED TYPE C1 (630 AMP); 95SQMM CSA; 28.9MM-40MM DIA OVER INSULATION; U/W SKID SUBS; 3 PHASE KIT, 1 KIT = 3 X TERM | NKT | NKT CABLES AUSTRALIA P/L | ENE2632142T6 | CURRENT
000025361 | CONNECTOR,CABLE,ELECTRICAL | 33 KV;DEAD BREAK ELBOW TERMINATION; BOLTED TYPE 1 (630AMP); 95 SQ MM CSA; 28.9MM-40MM DIA OVER INSULATION; EARTHS CONNECTED; U/W SKID SUBSTATIONS; | NKT | NKT CABLES AUSTRALIA P/L | ENE2633119T1 | CURRENT
000025360 | CONNECTOR,CABLE,ELECTRICAL | 33 KV;DEAD BREAK ELBOW TERMINATION; BOLTED TYPE 2 (630 AMP); 95 SQ MM CSA; 28.9MM-40MM DIA OVER INSULATION;NO EARTH U/W SKID SUBS; CB 36-630 ELBOWS; | NKT | NKT CABLES AUSTRALIA P/L | ENE2633119T2 | CURRENT
000025355 | CIRCUIT BREAKER | INDOOR, VACUUM, SBV1, 2000 AMP, 110V DC; TRANSFORMER AND BUS SECTION CB; INCLUDES PD TESTING; | SCHNEDER | SCHNEIDER PTY LTD | 12 KV SBV1 VACUUM CB | STRATEGIC SPARE
000024878 | PLATE,BLANKING | EQUIPMENT PLATE, P123 CUTOUT; SCHNEIDER P123 RELAY CUTOUT; VERTICAL PLATE SIZE 194 X 156 SUITABLE TO REPLACE REYROLLE ARGUS1; | ERGON | ERGON ENERGY | CCSTD-EP022-36 AMD-A (SC24878) | CURRENT
ACT550 | MODEM,COMMUNICATIONS | ACTIVE STREAM: NDM 3G WIRELESS MODEM; C/W SIM CARD INSTALLED | ACSTREAM | ACTIVE STREAM METER PROVIDER | MDMEWM100 | CURRENT
002464998 | CABLE GLAND | Nylon, M16, 5-10mm OD, 15mm Lg Thread, A/F 21.8mm, Black, IP68 | HAYMANS | HAYMANS ELECTRICAL | ALCMG16 | CURRENT
002464998 | CABLE GLAND | Nylon, M16, 5-10mm OD, 15mm Lg Thread, A/F 21.8mm, Black, IP68 | LEGEND | LEGEND POWER SYSTEMS | CAB GN16 | CURRENT
002464998 | CABLE GLAND | Nylon, M16, 5-10mm OD, 15mm Lg Thread, A/F 21.8mm, Black, IP68 | CNWPL | CNW PL - SLACKS CREEK | CAB GN16 | CURRENT
002464998 | CABLE GLAND | Nylon, M16, 5-10mm OD, 15mm Lg Thread, A/F 21.8mm, Black, IP68 | CABAC | CABAC (MANUFACTURER) | GN16 | CURRENT
000005027 | TRANSFORMER,VOLTAGE | 36kV, IVT, 50Hz, Post Type 1Ph Outdoor c/w Metering Accuracy Tests | EPCINTER | EPC INTERNATIONAL PTY LTD | M172164 | PURCHASE AS REQUIRED
000005027 | TRANSFORMER,VOLTAGE | 36kV, IVT, 50Hz, Post Type 1Ph Outdoor c/w Metering Accuracy Tests | KONCAR | KONCAR - ELECTRICAL INDUSTRY INC | M172164 | PURCHASE AS REQUIRED
ACT650 | LABEL | ACTIVE STREAM NMI LABEL EDMI (SINGLE LABELS) | ACSTREAM | ACTIVE STREAM METER PROVIDER | AGL-NMI-001 | CURRENT
000405883 | BRACKET,MOUNTING | STEEL;GALV;FOR USE ON 11 KV & 33 KV NARROW TRIDENT CONSTRUCTIONS; ERGON DWG 875169 01 REV B; PALLET OF 16,PALLET WEIGHT 320 KG; | EZYSTRUT | EZYSTRUT CABLE & PIPE SUPPORTS | E405883 | CURRENT
000025382 | ENCLOSURE,ELECTRICAL BOX | PRE-WIRED METER ENCLOSURE; 1 FDR-3P4W; 110V DC AUX; ENCLSURE; 800MM H X 600MM W X 400MM D; WIRED TO DWG MDS 589-A3; FOR METERING; | NHP | NHP ELECTRICAL ENGINEERING | MDS 589-A3 | CURRENT
000025385 | ENCLOSURE,ELECTRICAL BOX | PRE-WIRED METER ENCLOSURE; 1 FDR-3P4W 240V AC AUX; ENCLOSURE;800MM H X 600MM W 400MM D; WIRED TO DWG MDS 592-A3; FOR METERING; | NHP | NHP ELECTRICAL ENGINEERING | MDS 592-A3 | CURRENT
000025388 | ENCLOSURE,ELECTRICAL BOX | PRE-WIRED METER ENCLOSURE;1 FDR-3P4W; 110VDC AUX; ALARM 240V AC AUX;ENCLOSURE 800MM H X 600MM W X 400MM D; WIRED TO DWG MDS 594-A3; FOR METERING; | NHP | NHP ELECTRICAL ENGINEERING | MDS594-A3 | CURRENT
000025391 | ENCLOSURE,ELECTRICAL BOX | PRE-WIRED METER ENCLOSURE; 2 FDR-3P4W ENCLOSURE; 800MM H X 600MM W X 400MM D; WIRED TO DWG MDS 595-A3; FOR METERING; | NHP | NHP ELECTRICAL ENGINEERING | MDS 595-A3 | CURRENT
000025394 | ENCLOSURE,ELECTRICAL BOX | PRE-WIRED METER ENCLOSURE; 2 FDR-3P4W ENCLOSURE; 800MM H X 600MM W X 400MM D; WIRED TO DWG MDS 596-A3; FOR METERING; | NHP | NHP ELECTRICAL ENGINEERING | MDS 596-A3 | CURRENT
000025397 | ENCLOSURE,ELECTRICAL BOX | PRE-WIRED METER ENCLOSURE; 2 FDR-3P4W 110V DC AUX ALARM ENCLOSURE; 800MM H X 600MM W X 400MM D; WIRED TO DWG MDS 599-A3; FOR METERING; | NHP | NHP ELECTRICAL ENGINEERING | MDS 599-A3 | CURRENT
000025383 | GREASE,SPECIAL PURPOSE | PHISTERER MV GREASE; U/W PLUGGING IN PFISTERER TERMINATIONS & DUMMY PLUGS; | INTERTEC | INTERTECH ENGINEERING PTY LTD | 558 228 008 | CURRENT
000025356 | SWITCHGEAR,FEEDER | FEEDER SWGR UNIT;12 KV;1250 A;25KA; 2000 A BUS; METAL ENCLOSED FIXED SWGR; 110V DC AUX SUPPLY C/W CURRENT TFMRS 30C EF SEF CBF (P142) FD & IS IR (RED 615); | SCHNEDER | SCHNEIDER PTY LTD | 10142D ITEM 148 | CURRENT
000025020 | METER,ENERGY | MK7A PAYGUARD; BOTTOM CONNECTED SINGLE ELEMENT 240V 10-100 A; LOAD PROFILING1 WITH COMMUNICATIONS INTERFACE; (TYPE 4 SMALL) METERING DYNAMICS; PROGRAM ID | EDMI | EDMI PTY LTD | 7A11-A344-29-F211-PLC2-6011 | PURCHASE AS REQUIRED
002467058 | FIXTURE,LIGHTING | 50W RoadFlair BRP391 (L50A) 4K, Major Road, EQTS 05-01-02 (scm) | PHILLIPS | NORM PHILLIPS & CO (QLD) PTY LTD | BRP391LED60/NW50WDWVPSDP7ANZ | PHASING
002467066 | FIXTURE,LIGHTING | 90W RoadFlair BRP392 (L90A) 4K, Major Road, EQTS 05-01-02 (scm) | PHILLIPS | NORM PHILLIPS & CO (QLD) PTY LTD | BRP392LED108/NW90WDWVPSDP7ANZ | PHASING
002467074 | FIXTURE,LIGHTING | 80W RoadFlair BRP391 (L80A) 4K, Major Road, EQTS 05-01-02 (scm) | PHILLIPS | NORM PHILLIPS & CO (QLD) PTY LTD | BRP391LED96/NW80WDWVPSDP7ANZ | PHASING
002467082 | FIXTURE,LIGHTING | 170W RoadFlair BRP393 (L170A) 3K, Major Road, EQTS 05-01-02 (scm) | PHILIPS | PHILIPS AUSTRALIA PTY LTD | 824110174251 | PHASING
002467090 | FIXTURE,LIGHTING | 170W RoadFlair BRP393 (L170A) 4K, Major Road, EQTS 05-01-02 (scm) | PHILLIPS | NORM PHILLIPS & CO (QLD) PTY LTD | BRP393LED204/NW170WDWVPSDP7ANZ | PHASING
002467108 | FIXTURE,LIGHTING | 270W RoadFlair BRP394 (L270A) 4K, c/w RoadFlair Tilt Adaptor BRP394, EQTS 05-01-02 (scm) | PHILLIPS | NORM PHILLIPS & CO (QLD) PTY LTD | BRP394LED324/NW270WDWVPSDP7ANZ | PHASING
002467116 | FIXTURE,LIGHTING | 240W RoadFlair BRP393 (L240A) 4K, Major Road, EQTS 05-01-02 (scm) | PHILLIPS | NORM PHILLIPS & CO (QLD) PTY LTD | BRP393LED288/NW240WDWVPSDP7ANZ | PHASING
002467124 | FIXTURE,LIGHTING | 100W RoadLED (L100) 4K, High Mast c/w NEMA PE Cell, Major Road, EQTS 05-01-02 (scm) | GERARD | GERARD PROFESSIONAL SOLUTIONS PL | PLHM99BD16L100 | CURRENT
002467132 | FIXTURE,LIGHTING | 175W RoadLED (L100) 4K, High Mast c/w NEMA PE Cell, Major Road, EQTS 05-01-02 (scm) | GERARD | GERARD PROFESSIONAL SOLUTIONS PL | PLHM99BD16L175 | CURRENT
002467140 | FIXTURE,LIGHTING | 300W RoadLED (L100) 4K, High Mast c/w NEMA PE Cell, Major Road, EQTS 05-01-02 (scm) | GERARD | GERARD PROFESSIONAL SOLUTIONS PL | PLHM99BD16L300 | CURRENT
002467363 | FIXTURE,LIGHTING | 200W Tango G3 LED Flood, Pedestrian Crossing, 3K Asymmetrical Medium Beam, EQTS 05-01-02 (scm) | PHILIPS | PHILIPS AUSTRALIA PTY LTD | 824110174481 | PHASING
000025370 | RELAY,PROTECTION | FW B2B, Fdr OC & EF, Dir, 48/110V DC Pwr, 24/250V DC Logic 16/7 IO, 1A/5A, 110V AC Input, Flush/40TE, DNP 100BASEFX MM LC Ethernet | SCHNEDER | SCHNEIDER PTY LTD | P14221QCLM0B29L | PHASING
000025384 | CABINET,ELEC EQUIP | Heat Exchange (HEX) Cabinet c/w Bracket Kit & Alarm Cable, for 7705SAR-8 | ALCATEL | ALCATEL AUSTRALIA PTY LTD | AU25HEXAIR | CURRENT
000025384 | CABINET,ELEC EQUIP | Heat Exchange (HEX) Cabinet c/w Bracket Kit & Alarm Cable, for 7705SAR-8 | ALCATEL | ALCATEL AUSTRALIA PTY LTD | AU25HEXSEA | CURRENT
000025384 | CABINET,ELEC EQUIP | Heat Exchange (HEX) Cabinet c/w Bracket Kit & Alarm Cable, for 7705SAR-8 | ALCATEL | ALCATEL AUSTRALIA PTY LTD | AU10HEXAIR | CURRENT
000025384 | CABINET,ELEC EQUIP | Heat Exchange (HEX) Cabinet c/w Bracket Kit & Alarm Cable, for 7705SAR-8 | ALCATEL | ALCATEL AUSTRALIA PTY LTD | AU10HEXSEA | CURRENT
000104658 | SLING | ROUND, 3000MM, EFFECTIVE 3000KG SWL, OUT OF YELLOW POLYESTER, ROUND SLING SYNTHETIC FIBRE, TO AS4497.2; | BULIVANT | BULLIVANTS LIFTING & SAFETY SPECIALISTS | WRS-030-030-E | CURRENT
000104658 | SLING | ROUND, 3000MM, EFFECTIVE 3000KG SWL, OUT OF YELLOW POLYESTER, ROUND SLING SYNTHETIC FIBRE, TO AS4497.2; | AMPLITUD | AMPLITUDE PTY LTD - 396777 | 900330 | CURRENT
002460079 | RELAY,PROTECTION | Feeder Management, Directional/Non-Dir Overcurrent, Earth Fault & SEF Relay, 24/14 I/O, 24-60V DC Power Supply, 1/5A CT, DNP3 over RS485 or LC Fibre | ABBAUST | ABB AUSTRALIA PTY LTD | REF620 NBFNAANNAAH1BNN21G | CURRENT
002460087 | RELAY,PROTECTION | Feeder Management, Directional/Non-Dir Overcurrent, Earth Fault & SEF Relay, 24/14 I/O, 48-250V DC Power Supply, 1/5A CT, DNP3 over RS485 or LC Fibre | ABBAUST | ABB AUSTRALIA PTY LTD | REF620 NBFNAANNAAH1BNN11G | CURRENT
002460095 | RELAY,PROTECTION | Feeder Management, Directional/Non-Dir Overcurrent, Earth Fault & SEF Relay, 24/14 I/O, 24-60V DC Power Supply, 1/5A CT, DNP3 over LC Fibre Ethernet & | ABBAUST | ABB AUSTRALIA PTY LTD | REF620 NBFNAANNNEH1BNN21G | CURRENT
002460103 | RELAY,PROTECTION | Feeder Management, Directional/Non-Dir Overcurrent, Earth Fault & SEF Relay, 24/14 I/O, 48-250V DC Power Supply, 1/5A CT, DNP3 over LC Fibre Ethernet & | ABBAUST | ABB AUSTRALIA PTY LTD | REF620 NBFNAANNNEH1BNN11G | CURRENT
002460152 | RELAY,PROTECTION | Capacitor Bank, Overload, Unbalance, Non-Dir Overcurrent & Earth Fault, 4/6 I/O, 24-60V DC Power Supply, 1/5A CT, DNP3 over RS485 or LC Fibre | ABBAUST | ABB AUSTRALIA PTY LTD | REV615 HBVBBCADAAH1BNN21G | CURRENT
002460160 | RELAY,PROTECTION | Capacitor Bank, Overload, Unbalance, Non-Dir Overcurrent & Earth Fault, : 4/6 I/O, 48-250V DC Power Supply, 1/5A CT, DNP3 over RS485 or LC Fibre | ABBAUST | ABB AUSTRALIA PTY LTD | REV615 HBVBBCADAAH1BNN11G | CURRENT
002460178 | RELAY,PROTECTION | Capacitor Bank, Overload, Unbalance, Non-Dir Overcurrent & Earth Fault, 4/6 I/O, 24-60V DC Power Supply, 1/5A CT, DNP3 over LC Fibre Ethernet & | ABBAUST | ABB AUSTRALIA PTY LTD | REV615 HBVBBCADNEH1BNN21G | CURRENT
002460186 | RELAY,PROTECTION | Capacitor Bank, Overload, Unbalance, Non-Dir Overcurrent & Earth Fault, 4/6 I/O, 48-250V DC Power Supply, 1/5A CT, DNP3 over LC Fibre Ethernet & | ABBAUST | ABB AUSTRALIA PTY LTD | REV615 HBVBBCADNEH1BNN11G | CURRENT
002460442 | RELAY,PROTECTION | FW 7.32, Transformer Biased 3 Winding Differential, Overcurrent & 3 x REF, 16/16 I/O, 125-250V DC Pwr Supply, 1/5A CT, DNP3 over RS485 or LC Fibre | GE | GENERAL ELECTRIC COMPANY | T60UA3HKHF8NH6PM8LP6PU6TWXX | CURRENT
000025413 | SPECTACLES,INDUSTRIAL | Bolle Rush Plus Small, Medium Impact Safety Eyewear, Clear Lens, Blue/Black Arms, Adjustable PVC Nose Bridge, Anti-Scratch & Anti-Fog | SCOTTSAF | SCOTT SAFETY PL | 1672301FB | CURRENT
000025413 | SPECTACLES,INDUSTRIAL | Bolle Rush Plus Small, Medium Impact Safety Eyewear, Clear Lens, Blue/Black Arms, Adjustable PVC Nose Bridge, Anti-Scratch & Anti-Fog | BOLLE | BOLLE SAFETY | 1672301 | CURRENT
000025413 | SPECTACLES,INDUSTRIAL | Bolle Rush Plus Small, Medium Impact Safety Eyewear, Clear Lens, Blue/Black Arms, Adjustable PVC Nose Bridge, Anti-Scratch & Anti-Fog | ATOMSUPP | ATOM SUPPLY | 30004659 | CURRENT
000025413 | SPECTACLES,INDUSTRIAL | Bolle Rush Plus Small, Medium Impact Safety Eyewear, Clear Lens, Blue/Black Arms, Adjustable PVC Nose Bridge, Anti-Scratch & Anti-Fog | ATOMSUPP | ATOM SUPPLY | 299360 | CURRENT
000025423 | SPECTACLES,INDUSTRIAL | SAFETY GLASSES;SCOTT SAFETY;BROWN LENS; HELIOS;BLACK GREY FRAMES;MED IMPACT; ANTI-SCRATCH/ANTI-FOG LENS;REDUCED GLARE;FOR DUST GUARD REFER SC25424 | SCOTTSAF | SCOTT SAFETY PL | S9155 | CURRENT
000025423 | SPECTACLES,INDUSTRIAL | SAFETY GLASSES;SCOTT SAFETY;BROWN LENS; HELIOS;BLACK GREY FRAMES;MED IMPACT; ANTI-SCRATCH/ANTI-FOG LENS;REDUCED GLARE;FOR DUST GUARD REFER SC25424 | ATOMSUPP | ATOM SUPPLY | S9155 | CURRENT
000025423 | SPECTACLES,INDUSTRIAL | SAFETY GLASSES;SCOTT SAFETY;BROWN LENS; HELIOS;BLACK GREY FRAMES;MED IMPACT; ANTI-SCRATCH/ANTI-FOG LENS;REDUCED GLARE;FOR DUST GUARD REFER SC25424 | ATOMSUPP | ATOM SUPPLY | 248937 | CURRENT
000025387 | SPECTACLES,INDUSTRIAL | POLARISED SAFETY GLASSES;HURRICANE; BLACK SILVER FRAME;GREY/GREEN POLARISED LENS MEDIUM IMPACT;ANTI-SCRATCH/ANTI-FOG LENS; | SCOTTSAF | SCOTT SAFETY PL | 1662215 | CURRENT
000025387 | SPECTACLES,INDUSTRIAL | POLARISED SAFETY GLASSES;HURRICANE; BLACK SILVER FRAME;GREY/GREEN POLARISED LENS MEDIUM IMPACT;ANTI-SCRATCH/ANTI-FOG LENS; | ATOMSUPP | ATOM SUPPLY | 1662215 | CURRENT
000025387 | SPECTACLES,INDUSTRIAL | POLARISED SAFETY GLASSES;HURRICANE; BLACK SILVER FRAME;GREY/GREEN POLARISED LENS MEDIUM IMPACT;ANTI-SCRATCH/ANTI-FOG LENS; | ATOMSUPP | ATOM SUPPLY | 90080395 | CURRENT
000025421 | SPECTACLES,INDUSTRIAL | SAFETY GLASSES;SCOTT SAFETY;DISTINCTION LENS;HELIOS;WHITE RED FRAMES;MED IMPACT; ANTI-SCRATCH/ANTI-FOG LENS;ENHANCED COLOUR AND CONTRAST;FOR DUST GUARD | SCOTTSAF | SCOTT SAFETY PL | S9157 | CURRENT
000025421 | SPECTACLES,INDUSTRIAL | SAFETY GLASSES;SCOTT SAFETY;DISTINCTION LENS;HELIOS;WHITE RED FRAMES;MED IMPACT; ANTI-SCRATCH/ANTI-FOG LENS;ENHANCED COLOUR AND CONTRAST;FOR DUST GUARD | ATOMSUPP | ATOM SUPPLY | S9157 | CURRENT
000025421 | SPECTACLES,INDUSTRIAL | SAFETY GLASSES;SCOTT SAFETY;DISTINCTION LENS;HELIOS;WHITE RED FRAMES;MED IMPACT; ANTI-SCRATCH/ANTI-FOG LENS;ENHANCED COLOUR AND CONTRAST;FOR DUST GUARD | ATOMSUPP | ATOM SUPPLY | 248940 | CURRENT
000025422 | SPECTACLES,INDUSTRIAL | SAFETY GLASSES;SCOTT SAFETY;SMOKE LENS;HELIOS;BLACK RED FRAMES;MED IMPACT; ANTI-SCRATCH/ANTI-FOG LENS;REDUCED GLARE;FOR DUST GUARD REFER SC25424 | SCOTTSAF | SCOTT SAFETY PL | S9152 | CURRENT
000025422 | SPECTACLES,INDUSTRIAL | SAFETY GLASSES;SCOTT SAFETY;SMOKE LENS;HELIOS;BLACK RED FRAMES;MED IMPACT; ANTI-SCRATCH/ANTI-FOG LENS;REDUCED GLARE;FOR DUST GUARD REFER SC25424 | ATOMSUPP | ATOM SUPPLY | S9152 | CURRENT
000025422 | SPECTACLES,INDUSTRIAL | SAFETY GLASSES;SCOTT SAFETY;SMOKE LENS;HELIOS;BLACK RED FRAMES;MED IMPACT; ANTI-SCRATCH/ANTI-FOG LENS;REDUCED GLARE;FOR DUST GUARD REFER SC25424 | ATOMSUPP | ATOM SUPPLY | 248934 | CURRENT
000025424 | SPECTACLES,INDUSTRIAL | HELIOS CLIP-ON CLIP-OFF DUST GUARD; FOR ENHANCED PROTECTION AGAINST DUST AND FLYING PARTICLES; FOR USE WITH SCOTTS HELIOS SAFETY GLASSES RANGE; | SCOTTSAF | SCOTT SAFETY PL | SX915DG | CURRENT
000025424 | SPECTACLES,INDUSTRIAL | HELIOS CLIP-ON CLIP-OFF DUST GUARD; FOR ENHANCED PROTECTION AGAINST DUST AND FLYING PARTICLES; FOR USE WITH SCOTTS HELIOS SAFETY GLASSES RANGE; | ATOMSUPP | ATOM SUPPLY | SX915DG | CURRENT
000025424 | SPECTACLES,INDUSTRIAL | HELIOS CLIP-ON CLIP-OFF DUST GUARD; FOR ENHANCED PROTECTION AGAINST DUST AND FLYING PARTICLES; FOR USE WITH SCOTTS HELIOS SAFETY GLASSES RANGE; | ATOMSUPP | ATOM SUPPLY | 248942 | CURRENT
000025420 | SPECTACLES,INDUSTRIAL | Helios, Medium Impact Safety Eyewear, Neutral View Clear Lens, Black/Red Frames, Anti-Scratch & Anti-Fog | SCOTTSAF | SCOTT SAFETY PL | S9151 | PHASING
000025420 | SPECTACLES,INDUSTRIAL | Helios, Medium Impact Safety Eyewear, Neutral View Clear Lens, Black/Red Frames, Anti-Scratch & Anti-Fog | ATOMSUPP | ATOM SUPPLY | S9151 | PHASING
000025420 | SPECTACLES,INDUSTRIAL | Helios, Medium Impact Safety Eyewear, Neutral View Clear Lens, Black/Red Frames, Anti-Scratch & Anti-Fog | ATOMSUPP | ATOM SUPPLY | 248933 | PHASING
000025416 | SPECTACLES,INDUSTRIAL | Bolle Rush Plus, Medium Impact Safety Eyewear, Clear Lens, Red/Black Arms, Adjustable PVC Nose Bridge, Anti-Scratch & Anti-Fog | BOLLE | BOLLE SAFETY | 1662301 | CURRENT
000025416 | SPECTACLES,INDUSTRIAL | Bolle Rush Plus, Medium Impact Safety Eyewear, Clear Lens, Red/Black Arms, Adjustable PVC Nose Bridge, Anti-Scratch & Anti-Fog | ATOMSUPP | ATOM SUPPLY | 79900553 | CURRENT
000025419 | ACCESSORY KIT,SPECTACLE | Bolle Rush Plus Safety Eyewear Kit c/w Strap & Gasket | ATOMSUPP | ATOM SUPPLY | 1662320 | CURRENT
000025419 | ACCESSORY KIT,SPECTACLE | Bolle Rush Plus Safety Eyewear Kit c/w Strap & Gasket | BOLLE | BOLLE SAFETY | 1662320 | CURRENT
000025419 | ACCESSORY KIT,SPECTACLE | Bolle Rush Plus Safety Eyewear Kit c/w Strap & Gasket | ATOMSUPP | ATOM SUPPLY | 180648 | CURRENT
000025386 | SPECTACLES,INDUSTRIAL | POLARISED SAFETY GLASSES; UNISAFE BARK HUT;BLACK SILVER FRAME; SMOKE POLARISED LENS; MED IMPACT; ANTI-SCRATCH/ANTI-FOG LENS; | ATOMSUPP | ATOM SUPPLY | SNN007GP | CURRENT
000025386 | SPECTACLES,INDUSTRIAL | POLARISED SAFETY GLASSES; UNISAFE BARK HUT;BLACK SILVER FRAME; SMOKE POLARISED LENS; MED IMPACT; ANTI-SCRATCH/ANTI-FOG LENS; | ATOMSUPP | ATOM SUPPLY | 32000216 | CURRENT
000025417 | SPECTACLES,INDUSTRIAL | Bolle Rush Plus, Medium Impact Safety Eyewear, Twilight Lens, Red/Black Arms, Adjustable PVC Nose Bridge, Anti-Scratch & Anti-Fog | ATOMSUPP | ATOM SUPPLY | 180649 | CURRENT
000025417 | SPECTACLES,INDUSTRIAL | Bolle Rush Plus, Medium Impact Safety Eyewear, Twilight Lens, Red/Black Arms, Adjustable PVC Nose Bridge, Anti-Scratch & Anti-Fog | BOLLE | BOLLE SAFETY | 1662310 | CURRENT
000025417 | SPECTACLES,INDUSTRIAL | Bolle Rush Plus, Medium Impact Safety Eyewear, Twilight Lens, Red/Black Arms, Adjustable PVC Nose Bridge, Anti-Scratch & Anti-Fog | ATOMSUPP | ATOM SUPPLY | 1662310FB | CURRENT
000025417 | SPECTACLES,INDUSTRIAL | Bolle Rush Plus, Medium Impact Safety Eyewear, Twilight Lens, Red/Black Arms, Adjustable PVC Nose Bridge, Anti-Scratch & Anti-Fog | ATOMSUPP | ATOM SUPPLY | 209416 | CURRENT
000025417 | SPECTACLES,INDUSTRIAL | Bolle Rush Plus, Medium Impact Safety Eyewear, Twilight Lens, Red/Black Arms, Adjustable PVC Nose Bridge, Anti-Scratch & Anti-Fog | BOLLE | BOLLE SAFETY | 1662310FB | CURRENT
000025418 | SPECTACLES,INDUSTRIAL | Bolle Rush Plus, Medium Impact Safety Eyewear, Smoke Lens, Red/Black Arms, Adjustable PVC Nose Bridge, Anti-Scratch & Anti-Fog | ATOMSUPP | ATOM SUPPLY | 1662302FB | CURRENT
000025418 | SPECTACLES,INDUSTRIAL | Bolle Rush Plus, Medium Impact Safety Eyewear, Smoke Lens, Red/Black Arms, Adjustable PVC Nose Bridge, Anti-Scratch & Anti-Fog | ATOMSUPP | ATOM SUPPLY | 176410 | CURRENT
000025418 | SPECTACLES,INDUSTRIAL | Bolle Rush Plus, Medium Impact Safety Eyewear, Smoke Lens, Red/Black Arms, Adjustable PVC Nose Bridge, Anti-Scratch & Anti-Fog | ATOMSUPP | ATOM SUPPLY | 208908 | CURRENT
000025418 | SPECTACLES,INDUSTRIAL | Bolle Rush Plus, Medium Impact Safety Eyewear, Smoke Lens, Red/Black Arms, Adjustable PVC Nose Bridge, Anti-Scratch & Anti-Fog | BOLLE | BOLLE SAFETY | 1662302FB | CURRENT
000025389 | SWITCH FUSE GEAR | ABB SAFEPLUS CCCF ID AFLR RMU 12KV; 3 PHASE; 630A; 50HZ; FAULTMAKE,LOAD BREAK; TRIPLE POLE OPERATED;SF6; METAL CLAD; | ABB | ABB FAN PTY LTD | 5812033 | CURRENT
000025414 | SPECTACLES,INDUSTRIAL | BARKHUT POLARIZED SPECTACLE DUST GUARD; ENHANCED PROTECTION AGAINST DUST AND FLYING PARTICLES; FOR USE WITH SCOTTS BARKHUT POLARIZED GLASSES RANGE; | ATOMSUPP | ATOM SUPPLY | SXDG007 | CURRENT
000025414 | SPECTACLES,INDUSTRIAL | BARKHUT POLARIZED SPECTACLE DUST GUARD; ENHANCED PROTECTION AGAINST DUST AND FLYING PARTICLES; FOR USE WITH SCOTTS BARKHUT POLARIZED GLASSES RANGE; | ATOMSUPP | ATOM SUPPLY | 32000221 | CURRENT
000025415 | SPECTACLES,INDUSTRIAL | SMOKE SAFETY GLASSES;RUSH +;SMALL SIZE; BLUE BLACK FRAME;SMOKE TINTED LENS; MEDIUM IMPACT;ANTI-SCRATCH/ANTI-FOG LENS ADJUSTABLE PVC NOSE BRIDGE;FOR GASKET/ | ATOMSUPP | ATOM SUPPLY | 1672302FB | CURRENT
000025415 | SPECTACLES,INDUSTRIAL | SMOKE SAFETY GLASSES;RUSH +;SMALL SIZE; BLUE BLACK FRAME;SMOKE TINTED LENS; MEDIUM IMPACT;ANTI-SCRATCH/ANTI-FOG LENS ADJUSTABLE PVC NOSE BRIDGE;FOR GASKET/ | ATOMSUPP | ATOM SUPPLY | 30004660 | CURRENT
000025415 | SPECTACLES,INDUSTRIAL | SMOKE SAFETY GLASSES;RUSH +;SMALL SIZE; BLUE BLACK FRAME;SMOKE TINTED LENS; MEDIUM IMPACT;ANTI-SCRATCH/ANTI-FOG LENS ADJUSTABLE PVC NOSE BRIDGE;FOR GASKET/ | ATOMSUPP | ATOM SUPPLY | 303211 | CURRENT
000025390 | SWITCH FUSE GEAR | ABB SAFEPLUS CCC ID AFLR RMU 12KV; 3 PHASE; 630A; 50HZ; FAULTMAKE,LOAD BREAK; TRIPLE POLE OPERATED;SF6; METAL CLAD; | ABB | ABB FAN PTY LTD | 5812032 | CURRENT
002461622 | TERMINATION,ELECTRICAL POWER CABLE | Outdoor, 11kV, 35mm2 Al, Triplex TR-XLPE Cable, Insect Protected c/w Heat Shrink Cable Term Kit, Solvent Wipes, 25-95mm Cable Core Mechanical & Screen Crimp | TECONN | TE CONNECTIVITY LTD | OXSU-FERG15 | CURRENT
002461556 | TERMINATION,ELECTRICAL POWER CABLE | INDOOR, 11KV, 35MM2 AL, TRIPLEX TR-XLPE CABLE, INSECT PROTECTED, 11KV ABB SAFE- LINK RMU C/W HEAT SHRINK CABLE TERM KIT, 25-95MM CABLE CORE MECHANICAL & | TECONN | TE CONNECTIVITY LTD | IXSU-FERG8 | CURRENT
ACU700 | LABEL | Intellihub, NMI Label Roll, (Rolls) | ACUMEN | ACUMEN METERING PL | FIN085 | CURRENT
000025393 | LINK,ELECTRICAL BRIDGING. | BRIDGE, LV FUSED TEMPORARY BYPASS LOW VOLTAGE TEMPORARY FUSED BRIDGE; 80A INLINE FUSE INTALLER; ONLY FOR USE AS PER WP9435; | PENTA | PENTA AUST (TMAC THEW & MCCANN/HYLEC) | PA21860 | CURRENT
000025393 | LINK,ELECTRICAL BRIDGING. | BRIDGE, LV FUSED TEMPORARY BYPASS LOW VOLTAGE TEMPORARY FUSED BRIDGE; 80A INLINE FUSE INTALLER; ONLY FOR USE AS PER WP9435; | HYLEC | HYLEC PTY LTD | INLINEFUSE80A | CURRENT
002467397 | FIXTURE,LIGHTING | 18W StreetLED MkII (L22) 4K c/w NEMA PE Cell, Minor Road, EQTS 05-01-02 (scm) | GERARD | GERARD PROFESSIONAL SOLUTIONS PL | JLB99BD01L22 | PHASING
002467405 | FIXTURE,LIGHTING | 18W StreetLED MkII (L22) 4K Aeroscreen c/w NEMA PE Cell, Minor Road, EQTS 05-01-02 (scm) | GERARD | GERARD PROFESSIONAL SOLUTIONS PL | JLB99BD11L22 | PHASING
002467413 | FIXTURE,LIGHTING | 70W Tango G3 LED Flood, Watchman, 4K Symmetrical Wide Beam, EQTS 05-01-02 (scm) | PHILIPS | PHILIPS AUSTRALIA PTY LTD | 824110159871 | PHASING
002467421 | FIXTURE,LIGHTING | 100W Tango G3 LED Flood, Watchman, 4K Symmetrical Wide Beam, EQTS 05-01-02 (scm) | PHILIPS | PHILIPS AUSTRALIA PTY LTD | 824110170421 | PHASING
002467439 | FIXTURE,LIGHTING | 200W Tango G3 LED Flood, Watchman, 4K Symmetrical Wide Beam, EQTS 05-01-02 (scm) | PHILIPS | PHILIPS AUSTRALIA PTY LTD | 824110170431 | PHASING
002467447 | FIXTURE,LIGHTING | 150W HP Sodium Luminaire, Watchman (scm) | GERARD | GERARD PROFESSIONAL SOLUTIONS PL | XR42BD01L | PHASING
000024209 | BAG,TEXTILE | DuffleTop;White Circ Woven polypropylene Uncoated; 90 x 90 x 120cm; SWL 1,500kg; 80cm long with tie, fully opened; For Greenslopes soil transport, fire ants; | CRASTI | CARSTI AND COMPANY PL | 120-BB01900-184 | CURRENT
000025396 | METERING COMMUNICATIONS UNIT | 4G/3G Modem C/W Vodafone GPRS Sim; Features 5 Band with Label, Molex to RJ45 lead & SMA Antenna Connection; | VODAFONE | VODAFONE | EC1100LTEQ | PURCHASE AS REQUIRED
002401744 | CLAMP,STRAIN | Compression Deadend, suit 30/7/2.50 ACSR Grape c/w Eye Tail, Jumper Lug & Bolts Hex Die A/F St 16.0mm, Al 28.5mm (scm) | PLP AUST | PREFORMED LINE PRODUCTS (AUST) | CDE-175-1-A | CURRENT
000025357 | TERMINAL,LUG | TINNED COPPER TERMINAL PALM; EXTENSION FOR HV LINE CONNECTION; 40 x 4 x 65; 2x DIA.14 HOLES; | WILSONTR | WILSON POWER TRANSFORMER | 502-7003P11 | CURRENT
000025358 | TERMINAL,LUG | SLOTTED TINNED COPPER TERMINAL PALM EXTENSION FOR HV SURGE ARRESTER CONNECTION; 25 X 3.2 X 65; 1 X DIA 14 HOLE; SLOT 12 X 20; | WILSONTR | WILSON POWER TRANSFORMER | 502-7003P12 | CURRENT
000025366 | BATTERY,STORAGE | 18V, 5.0Ah, Lithium Makita Battery, c/w Fuel Gauge, 45 mins Charging Time | C&LTOOL | CALTCO T/A C&L TOOL CENTRE | MAKABL1850B-L | CURRENT
000025367 | CHARGER,BATTERY | CHARGER LI-ION SINGLE 18V RAPID MAKITA; | C&LTOOL | CALTCO T/A C&L TOOL CENTRE | MAKADC18RC | CURRENT
000025368 | GREASE,SPECIAL PURPOSE | MOLYKOTE 3451, Chemical Resistant Bearing Grease, FluoroSilicone, PTFE Thickner, White, NLGI Gde 2, High Temp, High Drop Point | BSC | BSC MOTION TECHNOLOGY | 85GMFS3451MKT | CURRENT
000025368 | GREASE,SPECIAL PURPOSE | MOLYKOTE 3451, Chemical Resistant Bearing Grease, FluoroSilicone, PTFE Thickner, White, NLGI Gde 2, High Temp, High Drop Point | BLKWOOD | J BLACKWOOD & SON LTD | 03847838 | CURRENT
002466035 | KNIFE,LINEMANS | Cable Jointers Blade, Cable Stripping, Fixed Blade, 175mm Lg | TYCO | TYCO | 834686N001 | CURRENT
002466035 | KNIFE,LINEMANS | Cable Jointers Blade, Cable Stripping, Fixed Blade, 175mm Lg | TYCO | TYCO | EXRM-0607 | CURRENT
002466035 | KNIFE,LINEMANS | Cable Jointers Blade, Cable Stripping, Fixed Blade, 175mm Lg | TECONN | TE CONNECTIVITY LTD | EXRM-0607 | CURRENT
000024881 | STRAP,EARTH | EARTH BAR CONNECTION POINT; STANDARD EARTHING, 50 X 6MM COPPER STRIP; EARTH BAR CONNECTION POINT; | ERGON | ERGON ENERGY | SC24881 | CURRENT
S822339 | CABLE,POWER,ELECTRICAL | 11 KV;TRIPLEX 3 X 1 CORE;400 SQ MM ALUMINIUM WATER BLOCKED STRANDED CONDUCTOR;TRXLPE INSULATED WATER BLOCKED COPPER WIRE SCREEN;BLACK MDPE | MIDLANDS | MIDLAND METALS | MMO-11KV 3X1CX400ATRXWBTSCRWBT | PURCHASE AS REQUIRED
ACU800 | METER,WATTHOUR | Acumen; L&G LG01 Single Phase; U1310; Single Element Meter; | ACUMEN | ACUMEN METERING PL | U1310DNN2NBN001ACM | CURRENT
000025426 | COMMUNICATIONS,CARD | SERIAL;ROCKETPORT INFINITY;PCI; 16 PORT RS-232 U/W SC25427 OR SC25428 PATCH PANELS; *NOT COMPATIBLE WITH OLD SC21218 NOR SC 21219*; ESD-SENSITIVE ELECTRONIC | RTS | REALTIME TECHNOLOGY SYSTEMS P/L | 70116464 | CURRENT
000025427 | PANEL,INTERFACE | ROCKETPORT INFINITY; 16 PORT; RJ45; 19" RACKMOUNT; U/W SC25426 PCI CARD **NOT PLUG COMPATIBLE WITH OLD SC21217** ESD-SENSITIVE ELECTRONIC EQUIPMENT; | RTS | REALTIME TECHNOLOGY SYSTEMS P/L | 70116473 | CURRENT
000025428 | PANEL,INTERFACE | ROCKETPORT INFINITY; 32 PORT; RJ45; 19" RACKMOUNT U/W SC25426 PCI CARD; **NOT PLUG COMPATIBLE WITH OLD SC 21219* ESD-SENSITIVE ELECTRONIC EQUIPMENT; | RTS | REALTIME TECHNOLOGY SYSTEMS P/L | 70116474 | CURRENT
000025398 | LOCATOR | Cable Locator, RD8200 Receiver, TX10 Transmitter, Direct Connect Leads, 100mm Clamp, c/w Carry Bag | RADIODET | RADIODETECTION - SPX TECHNOLOGIES | 10/82-TX10-100 | CURRENT
000025429 | HOIST,WINCH,RATCHET LEVER. | WINCH; CONFINED SPACE; DBI WINCH TO ENERGEX SPECIFICATION; | HEIGHDYN | HEIGHT DYNAMICS | SALA DBI WINCH TO ENERGEX SPEC | PURCHASE AS REQUIRED
000025460 | DYNAMOMETER,MECHANICAL | NGK Tension Dynamometer, 1T/10kN Analogue c/w Screw on Twin Protection Bar Face, Max Pointer | TEN | THE ENERGY NETWORK | A-10 | CURRENT
000025460 | DYNAMOMETER,MECHANICAL | NGK Tension Dynamometer, 1T/10kN Analogue c/w Screw on Twin Protection Bar Face, Max Pointer | SPECFORC | SPECIALISED FORCE | TM-10 (COMPLETE) | CURRENT
000025463 | LIFTER, GIN | Transformer Gin; Alloy, Chain Binder; 2040kg WLL Label, Fits X-Arm 120x150mm, 280mmL; Hastings; Used for lifting small Transformers; | TEN | THE ENERGY NETWORK | 5742-24-V1 | PURCHASE AS REQUIRED
002429637 | INSTALL & REMOVAL TOOL,FUSE | FUSE CUP; UNIVERSAL HOLDER; FIBREGLASS REINFORCED FOR INSTALLATION & REMOVAL OF EDO'S; YELLOW, 100 & 200 AMP FUSES, FITTING, DNOB APPLICATOR, ASSY; | TEN | THE ENERGY NETWORK | A10-094DNOB | CURRENT
000025462 | SWITCH,ISOLATING | 2000 AMP DISCONNECTOR;REAR CONNECT; 2 X 1000 AMP BASE; EQUIV DIN SIZE 3 TINNED SOLID COPPER LINKS; SUITABLE FOR WEBER LV SWITCHBOARD CK18 SQ & RECT PMTS; | WEBER | WEBER SOUTH PACIFIC PTY LTD | VER2000-AR-P01 | PURCHASE AS REQUIRED
000025464 | SLING | CROSS ARM SLING ORANGE FOR GENERATORS ONLY; CROSS ARM SLING 680MM, 750KG WLL FOR LIFTING ORANGE HD; | HEIGHDYN | HEIGHT DYNAMICS | 10641 | PURCHASE AS REQUIRED
000025465 | ACCESS KIT | Transformer Access Kit c/w SALA Nano-Lok Webbed Lifeline, 2 x Lanyard Keepers, 3 x 25mm Round Slings in 2m Orange, 1.2m Fluro Yellow & 600mm Blue, 2 x ANSI | HEIGHDYN | HEIGHT DYNAMICS | TRANSFORMER ACCESS KIT 2017 | PURCHASE AS REQUIRED
000025465 | ACCESS KIT | Transformer Access Kit c/w SALA Nano-Lok Webbed Lifeline, 2 x Lanyard Keepers, 3 x 25mm Round Slings in 2m Orange, 1.2m Fluro Yellow & 600mm Blue, 2 x ANSI | HEIGHDYN | HEIGHT DYNAMICS | 10828 | PURCHASE AS REQUIRED
000025468 | SLING,RESCUE EQUIPMENT | Orange, 25mm x 2m Lg Round Sling, for Transformer Access Kit | HEIGHDYN | HEIGHT DYNAMICS | HD R32KN 2000 ORA | PURCHASE AS REQUIRED
000025468 | SLING,RESCUE EQUIPMENT | Orange, 25mm x 2m Lg Round Sling, for Transformer Access Kit | HEIGHDYN | HEIGHT DYNAMICS | R32KN 2000 ORA | PURCHASE AS REQUIRED
000025467 | SAFETY DEVICE,PERSONNEL SECURING | SALA Nano-Lok LE Twin Leg Lifeline, 2.4m x 20mm Kevlar/Dyneema Webbing, Self Retracting c/w Scaffold Hooks & Quick Connector for Harness Mounting, | HEIGHDYN | HEIGHT DYNAMICS | 3101640 | PURCHASE AS REQUIRED
000025467 | SAFETY DEVICE,PERSONNEL SECURING | SALA Nano-Lok LE Twin Leg Lifeline, 2.4m x 20mm Kevlar/Dyneema Webbing, Self Retracting c/w Scaffold Hooks & Quick Connector for Harness Mounting, | HEIGHDYN | HEIGHT DYNAMICS | HD 3101640 | PURCHASE AS REQUIRED
002456499 | CABLE GLAND | Brass, A2 Compression Fitting, M50 OD, 29.5- 38.1mm, Non-armoured c/w Brass Locknuts, IP66 | CABAC | CABAC (MANUFACTURER) | A2-50S GLAND | CURRENT
001010901 | PARTS KIT,TERMINAL JUNCTION | Fixed Base Pole Kit c/w 20A Fuse & Holder, M8 x 4mm2 Lug, 2 Terminal Blocks, for Fixed Base Street Light Pole | VELNAH | VELNAH PTY LIMITED EAST RYDE NSW | JEDL242511 | PHASING
001010901 | PARTS KIT,TERMINAL JUNCTION | Fixed Base Pole Kit c/w 20A Fuse & Holder, M8 x 4mm2 Lug, 2 Terminal Blocks, for Fixed Base Street Light Pole | MMELEC | MM ELECTRICAL MERCHANDISING | I3S-BP1DR-ROK | PHASING
000025472 | SIGN | Warning Sign, Plastic, "WARNING - HIGH IMPEDANCE TRANSFORMER 63A FUSE ONLY", 120 x 45mm, Black Text, Yellow B/Ground, Dwg 11960-A4 | CUTLER | CUTLER BRANDS PTY LTD | ENERGE-63A-WARNING | CURRENT
000025477 | LUBRICATING OIL,HYDRAULIC | Hyspin Gde AWS 32, Mineral Base Hydraulic Fluid, 205L Drum | CALTEX | CALTEX | RANDO HDZ 32 | CURRENT
000025477 | LUBRICATING OIL,HYDRAULIC | Hyspin Gde AWS 32, Mineral Base Hydraulic Fluid, 205L Drum | CASTROL | CASTROL | HYSPIN AWS 32 | CURRENT
000025479 | TOOL KIT | ELK LV Insulated, 31 Piece Tool Set, in a Light Blue Tool Bag, for Rapid Response & Substns | HYLEC | HYLEC PTY LTD | ELKLVINSTOOLKIT | PHASING
000025480 | TOOL KIT | ULK LV Insulated, 39 Piece Tool Set, in a Yellow Tool Bag, for Underground | HYLEC | HYLEC PTY LTD | ULKLVINSTOOLKIT | PHASING
000025481 | GRIP,DEADEND | Helical, FT, 19/0.101" HDBC (Imp) & 19/2.56mm HDBC, Cu, Colour Code Blue/Purple (scm) | PLP AUST | PREFORMED LINE PRODUCTS (AUST) | CFG-125 | CURRENT
000025482 | SWITCH,LOAD BREAK | Disconnector Switch,3150A;Isolator,3 Pole with handle,IEC 60947-3,AC21-A, 80ka for 1s,Strategic Spare for ts474 Contract 09117 and Predecessor designs | ABB | ABB FAN PTY LTD | OETL3150K3185 | PHASING
000104201 | GUARD | Polymeric, Cable Guard Set of 2 to make it 2700mm Lg, suit 100mm Dia Cable, Secured to Pole by Straps/Wood Screws | TRI UGRD | TRI UNDERGROUND AUSTRALIA PTY LTD | TRIGUARD100 | PURCHASE AS REQUIRED
000104201 | GUARD | Polymeric, Cable Guard Set of 2 to make it 2700mm Lg, suit 100mm Dia Cable, Secured to Pole by Straps/Wood Screws | FULTON | FULTON INDUSTRIES PL | PCG1500 | PURCHASE AS REQUIRED
002422657 | GUARD | Cable, Polymeric, 2700mm Lg min, suit 40mm Dia Cable, Secured to Pole by Wood Screws (2 pieces) (scm) | TRI UGRD | TRI UNDERGROUND AUSTRALIA PTY LTD | TRIGUARD40 | PURCHASE AS REQUIRED
002422657 | GUARD | Cable, Polymeric, 2700mm Lg min, suit 40mm Dia Cable, Secured to Pole by Wood Screws (2 pieces) (scm) | FULTON | FULTON INDUSTRIES PL | UG0028XA | PURCHASE AS REQUIRED
002468130 | FIXTURE,LIGHTING | 50W Inspire T20A (L50) 3000K c/w NEMA PE Cell, Major Road, EQTS 05-01-02 (scm) | LSSOLUTI | LIGHT SOURCE SOLUTIONS PL | IRT20A250M2V327VGR | PENDING
000025483 | FUSECARRIER | LV Fuse Holder, 100A max, Blue c/w House Number Id Plate, suit PFV100 & PFV100695 Base & Carrier Fuse Holders, for use with SC19910 (scm) | SICAME | SICAME AUSTRALIA PTY LTD | PFIDPB | CURRENT
000025484 | ARRESTER,LIGHTNING | SurgeShield Connector, 20kA max, 170V DC, DC to 3GHz, 140W CW Power Rating, 50 Ohm, SCC_N230/01-SEMPER, suit DSS WANGATE Installs | HUBSUH | HUBER + SUHNER (AUST) PTY LTD | 84102624 | CURRENT
000025486 | TERMINATION KIT,ELECTRICAL CABLE | 11kV Non Load Break Elbow, suit XR-EP-90 Insulated, 1C, 300mm2 Cu Flex Cable, Set of 3 | AUSTMOLD | AUSTRALMOLD PTY LTD | K655LR-K-0330 | CURRENT
000025487 | TERMINATION KIT,ELECTRICAL CABLE | 11kV Straight Receptacle, suit XR-EP-90 Insulated, 1C, 300mm2 Cu Flex Cable, Set of 3 | AUSTMOLD | AUSTRALMOLD PTY LTD | K655SR-K-0330-S | CURRENT
000025488 | TERMINATION KIT,ELECTRICAL CABLE | 33kV Pfisterer CONNEX Separable Connector, Size 3, 42kV, 1250A, w/out Voltage Tap, suit Unarmoured, 1C, 95mm2 Flexible Cable, Set of 3, No facility | INTERTEC | INTERTECH ENGINEERING PTY LTD | 839 999 999 10653 | CURRENT
000025489 | TERMINATION KIT,ELECTRICAL CABLE | 33kV Pfisterer CONNEX Separable Connector, Size 3, 42kV, 1250A, w/out Voltage Tap, suit Unarmoured, 1C, 400mm2 Cable, Set of 3, No facility for optical | INTERTEC | INTERTECH ENGINEERING PTY LTD | 839 999 999 VAR: 09399 | CURRENT
000025489 | TERMINATION KIT,ELECTRICAL CABLE | 33kV Pfisterer CONNEX Separable Connector, Size 3, 42kV, 1250A, w/out Voltage Tap, suit Unarmoured, 1C, 400mm2 Cable, Set of 3, No facility for optical | INTERTEC | INTERTECH ENGINEERING PTY LTD | 870 330 400 | CURRENT
000024122 | PANEL,BLANK | 5U BLANKING PANEL; SEL787 RELAY CUTOUT; 482 MM RACK TYPE EQUIPMENT PLATE - 5U; REFER DRAWING CCSTD-EP014-42; | ERGON | ERGON ENERGY | SC24122 | CURRENT
ACU900 | ANTENNA | Acumen; Paddle Pop; Candy Bar; Chunky; White; Unity Gain; 3G/4G Antenna; Low Profile; Wall Panel or Enclosure Mount; Panorama; LPW-BC3G-26 | ACUMEN | ACUMEN METERING PL | LPW-BC3G-26 | PURCHASE AS REQUIRED
ACU900 | ANTENNA | Acumen; Paddle Pop; Candy Bar; Chunky; White; Unity Gain; 3G/4G Antenna; Low Profile; Wall Panel or Enclosure Mount; Panorama; LPW-BC3G-26 | ACUMEN | ACUMEN METERING PL | ANTPIN22SXXLG | PURCHASE AS REQUIRED
002468155 | LABEL | Sticker, "CFS X", Self Adhesive, Red Text on White B/Ground, 100 x 25mm, used to identify CFS unit is NOT to be operated (Sheet of 22) (scm) | IDENMARK | IDENTIMARK SOLUTIONS - 310679 | U2633 | CURRENT
002468163 | LABEL | Sticker, "CFS " + Tick Symbol, Self Adhesive, Green Text on White B/Ground, 100 x 25mm, used to identify CFS unit is OK to be operated (Sheet of 22) (scm) | IDENMARK | IDENTIMARK SOLUTIONS - 310679 | U2634 | CURRENT
000025490 | RELAY,PROTECTION | Busbar CT Supervision, 40-275V AC & 40-58V DC Aux Supply, Supervision Relay Only, For BZ Schemesee SC21043 & SC21044 | RMSPROD | RMS PRODUCTS (RELAY MONITORING SYSTEMS) | 2V68-S-AAB | CURRENT
002407336 | BLANKET,DAMPER | to be placed over Strap or Winch Rope | TJM | TJM 4X4 MEGASTORE | 867OXWDAMP | PURCHASE AS REQUIRED
002407336 | BLANKET,DAMPER | to be placed over Strap or Winch Rope | TJM | TJM 4X4 MEGASTORE | 867TJMRECBLANKET | PURCHASE AS REQUIRED
002407338 | SHACKLE | Bow, 19mm WLL 4.7Tonne | TJM | TJM 4X4 MEGASTORE | 867OXBOW19S | PURCHASE AS REQUIRED
002407340 | STRAP,WEBBING | Tree Protector Strap, Rated to 12000kg, Polyester Webbing, Vehicle Recovery | CW62305 | AEROKLAS ASIA PACIFIC GROUP-M17422 | 861TTP904H | PURCHASE AS REQUIRED
002407341 | STRAP,WEBBING | Extension Strap, Towing Strap, Rated to 8000kg, Polyester Webbing, Vehicle Recovery | CW62305 | AEROKLAS ASIA PACIFIC GROUP-M17422 | 8615-SWS75 | PURCHASE AS REQUIRED
002407341 | STRAP,WEBBING | Extension Strap, Towing Strap, Rated to 8000kg, Polyester Webbing, Vehicle Recovery | TJM | TJM 4X4 MEGASTORE | MMW810 | PURCHASE AS REQUIRED
002407342 | STRAP,WEBBING | Snatch Strap, Rated to 8000kg, High Tenacity Nylon Webbing, Vehicle Recovery labelled as per the requirements of Consumer Goods (Motor Vehicle Recovery | TJM | TJM 4X4 MEGASTORE | 867RECS8T | PURCHASE AS REQUIRED
002407342 | STRAP,WEBBING | Snatch Strap, Rated to 8000kg, High Tenacity Nylon Webbing, Vehicle Recovery labelled as per the requirements of Consumer Goods (Motor Vehicle Recovery | TJM | TJM 4X4 MEGASTORE | 867TJMRECS8T | PURCHASE AS REQUIRED
002407344 | STRAP,WEBBING | Equaliser Strap, Rated to 8000kg, Polyester Webbing, Vehicle Recovery | TJM | TJM 4X4 MEGASTORE | 867RECEQT8T | PURCHASE AS REQUIRED
002430247 | TRACK,VEHICLE RECOVERY | MaxTrax, 4WD Ground Traction Device | TJM | TJM 4X4 MEGASTORE | MTX02SO | PURCHASE AS REQUIRED
002407339 | BLOCK,TACKLE | Snatch Block, Rating to 10000kg, Vehicle Recovery | TJM | TJM 4X4 MEGASTORE | 867RECSBLOCK10T | PURCHASE AS REQUIRED
000923187 | MOTOR-GENERATOR | HONDA 3KW PETROL GENERATOR; W/PROOF RCD FITTED;MAX WATTS 3000; RAT WATTS 240V/50HZ;12 VOLT DCA AMPS; 5.9L ULP; 2 WHEEL & HANDLE KIT; | CNWPL | CNW PL - SLACKS CREEK | 000023187 | PURCHASE AS REQUIRED
000923188 | MOTOR-GENERATOR | GENERATOR 2KW; RCD FITTED; MAX WATTS 2000; RAT WATTS 240V/50HZ; 12 VOLT DC/AMPS; BATTERY CHARGING; OIL ALERT SYSTEM; 4.1L ULP; | CNWPL | CNW PL - SLACKS CREEK | 000023188 | PURCHASE AS REQUIRED
000923952 | WRENCH/DRILL,IMPACT,BATTERY | Repaired, Milwaukee, 18V, M18 Fuel, 7/16" Hex High Impact Drill, Hi-Torq | C&LTOOL | CALTCO T/A C&L TOOL CENTRE | 000023952 | CURRENT
000924075 | MULTIMASTER,POWER TOOL | MILWAUKEE MULTI TOOL; 18 VOLT BATTERY MULTITOOL, SKIN ONLY | C&LTOOL | CALTCO T/A C&L TOOL CENTRE | 000024075 | CURRENT
000924077 | GRINDER,BATTERY,PORTABLE | Repaired, Milwaukee, 18V, suit 115-125mm Disk, Skin Only | C&LTOOL | CALTCO T/A C&L TOOL CENTRE | 000024077 | CURRENT
000924185 | CHARGER,BATTERY | MILWAUKEE 6 PACK CHARGER; 6 BATTERY 18 VOLT SEQUENTIAL CHARGER WITH ISOLATION SWITCH; | MILWAUKE | MILWAUKEE POWER TOOLS | 000024185 | CURRENT
000924187 | DRILL | Repaired, Milwaukee, 18V Hammer Drill, M18 Fuel Rotary, 3-Mode, Skin Only | C&LTOOL | CALTCO T/A C&L TOOL CENTRE | 000024187 | CURRENT
000924740 | DRILL,BATTERY | DRILL, CORDLESS; 12 V; SKIN ONLY FUEL BRUSHLESS MOTOR, 13MM; 13MM CHUCK; LED LIGHT; BATTERY LEVEL GAUGE; | MILWAUKE | MILWAUKEE POWER TOOLS | 000024740 | CURRENT
000924741 | DRILL | Repaired, Milwaukee, 18V Hammer Drill, 13mm Chuck, Brushless Powerstate Motor, LED Light, Battery Level Gauge, Skin Only | MILWAUKE | MILWAUKEE POWER TOOLS | 000024741 | CURRENT
000924743 | WRENCH,IMPACT | 18V IMPACT WRENCH LARGE; SKIN ONLY; VARIABLE SPEED TRIGGER; 183 MAX TORQUE; MILWAUKEE; | MILWAUKE | MILWAUKEE POWER TOOLS | 000024743 | CURRENT
000924745 | SAW,RECIP,PORTABLE,ELEC | Repaired, Milwaukee, 18V Battery Powered M18 Fuel Sawzall, Brushless Powerstate Motor, Adjustable Shoe, Overload Protn, 29mm Stroke Length, Skin Only | MILWAUKE | MILWAUKEE POWER TOOLS | 000024745 | CURRENT
000925051 | CRIMPER,BATTERY OPERATED | 12 TON; C FRAME OPENING;30 MM JAW OPENING; SKIN ONLY; PINCH FREE; MAX 300 MM2 AL/CU;14.4 V DC MOTOR; 350 DEGREE SWIVEL HEAD; | SPECFORC | SPECIALISED FORCE | 000025051 | CURRENT
000925052 | CUTTER,CABLE,POWERED | Repaired, Izuni Battery Powered, 14.4V DC Motor, Cuts up to 50mm Non-Ferrous Cable & 21mm Hard Cu, Skin Only | SPECFORC | SPECIALISED FORCE | 000025052 | CURRENT
000925114 | WRENCH,IMPACT | 18V FUEL IMPACT WRENCH SMALL; SKIN ONLY; FRICTION RING BRUSHLESS POWERSTATE MOTOR 1/2" SQUARE DRIVE; 4 MODE DRIVE CONTROL; 300NM TORQUE; MILWAUKEE; | C&LTOOL | CALTCO T/A C&L TOOL CENTRE | 000025114 | CURRENT
000025491 | TRANSFORMER,VOLTAGE | 11 KV/SQRT3, Single pole VT,O/D, Single Phase; 415 V/SQRT3; 10 VA; 3P; 50 HZ; Epoxy Resin Cast; | EPCINTER | EPC INTERNATIONAL PTY LTD | VPV1-24 | PURCHASE AS REQUIRED
000025105 | HOT LINE STICK | Insulated Fibreglass stick 1.8m Sunrise fitting on 1 end Asseted & barcoded, as per drawing 32177-A3 | ENERGYNW | THE ENERGY NETWORK | TENA522 | PURCHASE AS REQUIRED
000025492 | GLOVES,ELECTRICAL WORKER'S | Electriflex Linesman, Class 4, 36kVAC, Size 9, Insulating Natural Rubber, Red/Black, Contour Cuff | TEN | THE ENERGY NETWORK | NG418CRB-9 | CURRENT
000025493 | GLOVES,ELECTRICAL WORKER'S | Electriflex Linesman, Class 4, 36kVAC, Size 9.5, Insulating Natural Rubber, Red/Black, Contour Cuff | TEN | THE ENERGY NETWORK | NG418CRB-9.5 | CURRENT
000025493 | GLOVES,ELECTRICAL WORKER'S | Electriflex Linesman, Class 4, 36kVAC, Size 9.5, Insulating Natural Rubber, Red/Black, Contour Cuff | TEN | THE ENERGY NETWORK | NG418CRB-9H | CURRENT
000025494 | GLOVES,ELECTRICAL WORKER'S | Electriflex Linesman, Class 4, 36kVAC, Size 10, Insulating Natural Rubber, Red/Black, Contour Cuff | TEN | THE ENERGY NETWORK | NG418CRB-10 | CURRENT
000025495 | GLOVES,ELECTRICAL WORKER'S | Electriflex Linesman, Class 4, 36kVAC, Size 10.5, Insulating Natural Rubber, Red/Black, Contour Cuff | TEN | THE ENERGY NETWORK | NG418CRB-10.5 | CURRENT
000025495 | GLOVES,ELECTRICAL WORKER'S | Electriflex Linesman, Class 4, 36kVAC, Size 10.5, Insulating Natural Rubber, Red/Black, Contour Cuff | TEN | THE ENERGY NETWORK | NG418CRB-10H | CURRENT
000025496 | GLOVES,ELECTRICAL WORKER'S | Electriflex Linesman, Class 4, 36kVAC, Size 11, Insulating Natural Rubber, Red/Black, Contour Cuff | TEN | THE ENERGY NETWORK | NG418CRB-11 | CURRENT
000025497 | WRENCH,COMB OPEN END-SPANNER | JBS Combination Ring/Open End, 30mm, Fully Polished | BLKWOOD | J BLACKWOOD & SON LTD | 07631003 | CURRENT
002468767 | SWITCHGEAR | RMU, 12kV, SafeLink 2 CFC, 2 x Feeder Switches, 1 x Switch Fuse, IAC AF, max Connection 1000kVA Transformer, (no rear chimney), JTS 06-08-01 | ABBAUST | ABB AUSTRALIA PTY LTD | 5812044 | CURRENT
002468866 | SAW,RECIP,PORTABLE,ELEC | Milwaukee, 12V Battery Jigsaw, Anti-Splintering Insert, Non-Marring Shoe, 20mm Stroke Length, Skin Only | MILWAUKE | MILWAUKEE POWER TOOLS | M12FJS0 | CURRENT
002468866 | SAW,RECIP,PORTABLE,ELEC | Milwaukee, 12V Battery Jigsaw, Anti-Splintering Insert, Non-Marring Shoe, 20mm Stroke Length, Skin Only | C&LTOOL | CALTCO T/A C&L TOOL CENTRE | MILWTM12FJS0 | CURRENT
000918955 | CUTTER,CABLE,HAND OPERATED | Repaired77 KN OUTPUT FORCE;HAND OPERATED TWO STAGE HYDRAULIC PUMP;REPLACEABLE BLADES,SUITS STRANDED CU,AL & ACSR UP TO 24 MM DIA,STAY WIRE UP TO 20 MM DIA,180 | SPECFORC | SPECIALISED FORCE | SFCIZU S-200 | CURRENT
002469187 | BRACKET,MOUNTING | Pedestrian Crossing, suits Quantum 300W Floodlight, Dwg 912580-02 (scm) | IPOLES | INTERNATIONAL POLES | EQ-073 | CURRENT
002427300 | BRACKET,MOUNTING | Pedestrian Crossing, Floodlight Extension, Galv Steel, EQTS 05-02-01, Dwg 912541-01 (scm) | GM POLES | GM POLES PTY LTD | SL-FL-EXT | CURRENT
002427300 | BRACKET,MOUNTING | Pedestrian Crossing, Floodlight Extension, Galv Steel, EQTS 05-02-01, Dwg 912541-01 (scm) | EZYSTRUT | EZYSTRUT CABLE & PIPE SUPPORTS | E2427300 | CURRENT
002427300 | BRACKET,MOUNTING | Pedestrian Crossing, Floodlight Extension, Galv Steel, EQTS 05-02-01, Dwg 912541-01 (scm) | GPA | GALVANISED POLES AUSTRALIA | GPA2427300 / N/A | CURRENT
002427300 | BRACKET,MOUNTING | Pedestrian Crossing, Floodlight Extension, Galv Steel, EQTS 05-02-01, Dwg 912541-01 (scm) | HAYMAN | HAYMANS INDUSTRIES PTY LTD | 2427300 | CURRENT
002427300 | BRACKET,MOUNTING | Pedestrian Crossing, Floodlight Extension, Galv Steel, EQTS 05-02-01, Dwg 912541-01 (scm) | INGALEPS | INGAL EPS (CONTRACTOR) | GEX2427300 | CURRENT
000025498 | INSULATING OIL,ELECTRICAL | Transformer Oil, 1000L IBC, w/o Oxidation Inhibitors, Moisture <15PPM, Breakdown Voltage Dielectric >50, TS460, AS1767 | NYNAS | NYNAS AUST PTY LTD | NYTRO LIBRA IBC | PURCHASE AS REQUIRED
002469229 | RECLOSER,AUTO | Schneider E27, 27kV, 3 Ph, 630A, 12.5kA Vacuum Interrupter in Epoxy Housing c/w Ctrl Cub, 11m Ctrl Cable, ADVC3 Controller IOEX2 & FTIM2 Modules, 2-Hole | SCHNEIDR | SCHNEIDER PTY LTD (MANUFACTURER) | 501150000 | CURRENT
002469237 | RECLOSER,AUTO | Schneider E38, 38kV, 3 Ph, 800A, 16kA Vacuum Interrupter in Epoxy Housing c/w Ctrl Cub, 11m Ctrl Cable, ADVC3 Controller IOEX2 & FTIM2 Modules, 2-Hole | SCHNEIDR | SCHNEIDER PTY LTD (MANUFACTURER) | 521250000 | CURRENT
002469245 | CONTROL BOX | CAPE Control & Protection Enclosure, ADVC3 Ultra, CAPE FlexVUE Eng Sch, suit Schneider E27/E38 Reclosers, JTS 06-07-03 (scm) | SCHNEDER | SCHNEIDER PTY LTD | 8600163100 | CURRENT
002469252 | BRACKET,MOUNTING | Watchmen Floodlight, Galv, Pole Mount, Single Light, Dwg 1072604-01 (scm) | IPOLES | INTERNATIONAL POLES | EQ-075 | CURRENT
000025499 | JUNCTION BOX. | IP67 POLYESTER WITH INTEGRATED 4 WAY TERMINAL BLOCK AND CABLE GLANDS FOR MODBUS TERMINATIONS; METERING DYNAMICS | SPC PL | SWITCHES PLUS COMPONENTS PTY LTD | DS-MTB-4P | CURRENT
002434769 | CABLE TIE | Nylon, Black, UV Resistant, 530 x 9mm (P100) | RMS | RELAY MONITORING SYSTEMS PL | KT53390 | CURRENT
002434769 | CABLE TIE | Nylon, Black, UV Resistant, 530 x 9mm (P100) | RMS | RELAY MONITORING SYSTEMS PL | CT5509 | CURRENT
000025500 | RELAY,PROTECTION | FW R516, Directional O/C & E/F, 110VDC Logic, 48/125VDC Pwr, 5A Ph & 1A Resd, 2U Horiz Rack, 10/100T, MMST, 100FX, MMLC, RS232/RS485 | SEL | SCHWEITZER ENGINEERING LABORATORIES INC. | 035162C3H63XX1 | CURRENT
000025501 | RELAY,PROTECTION | FW R516, Directional O/C & E/F, 110VDC Logic, 48/125VDC Pwr, 5A Ph & 1A Resd, 3U Vert Panel, 10/100T, MMST, 100FX, MMLC, RS232/RS485 | SEL | SCHWEITZER ENGINEERING LABORATORIES INC. | 035169C3H63XX1 | CURRENT
000025502 | RELAY,PROTECTION | FW R516, Directional O/C & E/F, 110VDC Logic, 48/125VDC Pwr, 1A Ph & 1A Resd, 2U Horiz Rack, 10/100T, MMST, 100FX, MMLC, RS232/RS485 | SEL | SCHWEITZER ENGINEERING LABORATORIES INC. | 035162C3H13XX1 | CURRENT
000025503 | RELAY,PROTECTION | FW R516, Directional O/C & E/F, 110VDC Logic, 48/125VDC Pwr, 1A Ph & 1A Resd, 3U Vert Panel, 10/100T, MMST, 100FX, MMLC, RS232/RS485 | SEL | SCHWEITZER ENGINEERING LABORATORIES INC. | 035169C3H13XX1 | CURRENT
000025504 | RELAY,PROTECTION | FW R516, Directional O/C & E/F, 24VDC Logic, 24/48VDC Pwr, 5A Ph & 1A Resd, 2U Horiz Rack, 10/100T, MMST, 100FX, MMLC, RS232/RS485 | SEL | SCHWEITZER ENGINEERING LABORATORIES INC. | 035162C2H61XX1 | CURRENT
000025505 | RELAY,PROTECTION | FW R516, Directional O/C & E/F, 24VDC Logic, 24/48VDC Pwr, 5A Ph & 1A Resd, 3U Vert Panel, 10/100T, MMST, 100FX, MMLC, RS232/RS485 | SEL | SCHWEITZER ENGINEERING LABORATORIES INC. | 035169C2H61XX1 | CURRENT
000025506 | RELAY,PROTECTION | FW R516, Directional O/C & E/F, 110VDC Logic, 48/125VDC Pwr, 1A Ph & 1A Resd, 3U Horiz Rack, 10/100T, MMST, 100FX, MMLC, RS232/RS485 | SEL | SCHWEITZER ENGINEERING LABORATORIES INC. | 035173C3H134X2 | CURRENT
000025507 | RELAY,PROTECTION | FW R516, Directional O/C & E/F, 110VDC Logic, 48/125VDC Pwr, 5A Ph & 1A Resd, 3U Horiz Rack, 10/100T, MMST, 100FX, MMLC, RS232/RS485 | SEL | SCHWEITZER ENGINEERING LABORATORIES INC. | 035173C3H634X2 | CURRENT
000025508 | RELAY,PROTECTION | FW R516, Directional O/C & E/F, 110VDC Logic, 48/125VDC Pwr, 1A Ph & 1A Resd, 3U Vert Panel, 10/100T, MMST, 100FX, MMLC, RS232/RS485 | SEL | SCHWEITZER ENGINEERING LABORATORIES INC. | 035179C3H134X2 | CURRENT
000025509 | RELAY,PROTECTION | FW R516, Directional O/C & E/F, 110VDC Logic, 48/125VDC Pwr, 5A Ph & 1A Resd, 3U Vert Panel, 10/100T, MMST, 100FX, MMLC, RS232/RS485 | SEL | SCHWEITZER ENGINEERING LABORATORIES INC. | 035179C3H634X2 | CURRENT
000025510 | RELAY,PROTECTION | FW R516, Directional O/C & E/F, 48VDC Logic, 24/48VDC Pwr, 1A Ph & 1A Resd, 3U Horiz Rack, 10/100T, MMST, 100FX, MMLC, RS232/RS485 | SEL | SCHWEITZER ENGINEERING LABORATORIES INC. | 035173C2H124X2 | CURRENT
000025511 | RELAY,PROTECTION | FW R516, Directional O/C & E/F, 48VDC Logic, 24/48VDC Pwr, 5A Ph & 1A Resd, 3U Horiz Rack, 10/100T, MMST, 100FX, MMLC, RS232/RS485 | SEL | SCHWEITZER ENGINEERING LABORATORIES INC. | 035173C2H624X2 | CURRENT
000025512 | RELAY,PROTECTION | FW R516, Directional O/C & E/F, 48VDC Logic, 24/48VDC Pwr, 1A Ph & 1A Resd, 3U Vert Panel, 10/100T, MMST, 100FX, MMLC, RS232/RS485 | SEL | SCHWEITZER ENGINEERING LABORATORIES INC. | 035179C2H124X2 | CURRENT
000025513 | RELAY,PROTECTION | FW R516, Directional O/C & E/F, 48VDC Logic, 24/48VDC Pwr, 5A Ph & 1A Resd, 3U Vert Panel, 10/100T, MMST, 100FX, MMLC, RS232/RS485 | SEL | SCHWEITZER ENGINEERING LABORATORIES INC. | 035179C2H634X2 | CURRENT
000025514 | RELAY,PROTECTION | FW R517, Directional O/C & E/F, 48VDC Logic, 24/48VDC Pwr, 5A Ph & 1A Resd, 3U Vert Panel, 10/100T, MMST, 100FX, MMLC, RS232/RS485 | SEL | SCHWEITZER ENGINEERING LABORATORIES INC. | 035173C3H834X2 | CURRENT
000025515 | RELAY,PROTECTION | FW R518, Directional O/C & E/F, 48VDC Logic, 24/48VDC Pwr, 5A Ph & 1A Resd, 3U Vert Panel, 10/100T, MMST, 100FX, MMLC, RS232/RS485 | SEL | SCHWEITZER ENGINEERING LABORATORIES INC. | 035179C3H834X2 | CURRENT
000025516 | RELAY,PROTECTION | FW R519, Directional O/C & E/F, 48VDC Logic, 24/48VDC Pwr, 5A Ph & 1A Resd, 3U Vert Panel, 10/100T, MMST, 100FX, MMLC, RS232/RS485 | SEL | SCHWEITZER ENGINEERING LABORATORIES INC. | 035173C2H824X2 | CURRENT
000025517 | RELAY,PROTECTION | FW R520, Directional O/C & E/F, 48VDC Logic, 24/48VDC Pwr, 5A Ph & 1A Resd, 3U Vert Panel, 10/100T, MMST, 100FX, MMLC, RS232/RS485 | SEL | SCHWEITZER ENGINEERING LABORATORIES INC. | 035179C2H824X2 | CURRENT
002433340 | LAMP,METAL HALIDE | 400W, Hard Glass Exterior, Reflector E40 Cap, Operates on 400W Mercury Vapour Control Gear, for Watchman Floodlight, EQTS 05-03-01 (scm) | EYELIGHT | EYE LIGHTING AUSTRALIA PTY LTD | 116490 | CURRENT
S820366 | ADMIN CHARGES | ADMIN:GENERAL;ADMIN CHG,S820364 < 100m ADMIN CHARGES Material Sales Cutting Fee ; URD Cables; S820362 < 100m, S820363 < 100m, S820364 < 100m, S820365 < 50m, S82 | MIDLANDS | MIDLAND METALS | URD CUTTING FEE | CURRENT
000025518 | TROUSERS,WET WEATHER. | Modacrylic/cotton/pu membrane hi-visability yellow; Flame retardant; Elasticated waist with cord locks; Sizes XS- 5XL | AUSDEF | AUSTRALIAN DEFENCE APPAREL | 75E290 | PURCHASE AS REQUIRED
000025473 | TROUSERS,WET WEATHER. | HI-VISIBILITY YELLOW FLAME RETARDANT SIZES SML - 4XL | AUSDEF | AUSTRALIAN DEFENCE APPAREL | 74-3-1700 | PURCHASE AS REQUIRED
000025474 | JACKET,WET WEATHER. | HI-VISIBILITY YELLOW FLAME RETARDANT HUSKIE; SIZES SML - 4XL | AUSDEF | AUSTRALIAN DEFENCE APPAREL | 72-3-1700 | PURCHASE AS REQUIRED
000025520 | RACK,CABLE | Patch Cord Minder, 1RU, 4 Ring, 80mm Loops, Metal, Black c/w Cage Nuts | HAYMANS | HAYMANS ELECTRICAL | NCO760038240 | PURCHASE AS REQUIRED
000924139 | PHASE ANGLE METER | PHASE ANGLE METER; MODEL 597C 50 HZ; ACCURACY 0.1DEG VOLTAGE RANGE 10V TO 500V; DIRECT CURRENT INPUT 50mA TO 50 A | REDPHASE | RED PHASE INSTRUMENTS AUSTRALIA P/L | 597C | PURCHASE AS REQUIRED
000922534 | TEST KIT | REFURBISHED, Digital Micro Ohm Meter Kit, 4 Terminal, 240V Mains or Battery Powered, 10A Test Current, Range 0.1 to 2500 micro-ohm | MEGGER | MEGGER PTY LTD | DLRO10HD-EX | CURRENT
000922534 | TEST KIT | REFURBISHED, Digital Micro Ohm Meter Kit, 4 Terminal, 240V Mains or Battery Powered, 10A Test Current, Range 0.1 to 2500 micro-ohm | REXEL | REXEL PTY LTD | MEGDLRO10HD-EX | CURRENT
000923409 | TEST SET | Interface, Field Test Equip, for NOJA RC10 Controller Testing c/w 10m Unarmoured Control Cable | NOJAPWR | NOJA POWER | ITS-04 | PURCHASE AS REQUIRED
000924171 | METERING COMMUNICATIONS UNIT | AFLC METER, 0-280V, 21-1050HZ, 0-30V SIGNAL LEVEL SUPERIMPOSED; FOR MEASURING AUDIO FREQUENCY SIGNAL STRENGTH ON DISTRIBUTION NETWORKS; | THEWMCAN | TMAC THEW & MCCANN GROUP | TM00544 | PURCHASE AS REQUIRED
000919165 | HOT LINE STICK | FIBREGLASS;12 M;EXT LENGTH COMBINATION OPERATING/MEASURING TELESCOPIC HOT LINE STICK;METRIC GRADUATIONS M/CM;TRIANGULAR SHAPE;HI-VIS FOAM - FILLED TOP SECTION;e | THEWMCAN | TMAC THEW & MCCANN GROUP | FIBREGLASS 12 M | CURRENT
000919165 | HOT LINE STICK | FIBREGLASS;12 M;EXT LENGTH COMBINATION OPERATING/MEASURING TELESCOPIC HOT LINE STICK;METRIC GRADUATIONS M/CM;TRIANGULAR SHAPE;HI-VIS FOAM - FILLED TOP SECTION;e | HYLEC | HYLEC PTY LTD | FIBREGLASS;12 M | CURRENT
000919165 | HOT LINE STICK | FIBREGLASS;12 M;EXT LENGTH COMBINATION OPERATING/MEASURING TELESCOPIC HOT LINE STICK;METRIC GRADUATIONS M/CM;TRIANGULAR SHAPE;HI-VIS FOAM - FILLED TOP SECTION;e | CABLACES | CABLACES | VTT-1/9MB | CURRENT
000919165 | HOT LINE STICK | FIBREGLASS;12 M;EXT LENGTH COMBINATION OPERATING/MEASURING TELESCOPIC HOT LINE STICK;METRIC GRADUATIONS M/CM;TRIANGULAR SHAPE;HI-VIS FOAM - FILLED TOP SECTION;e | HASTINGS | HASTING DEERING PTY LTD | HV-240 | CURRENT
000919165 | HOT LINE STICK | FIBREGLASS;12 M;EXT LENGTH COMBINATION OPERATING/MEASURING TELESCOPIC HOT LINE STICK;METRIC GRADUATIONS M/CM;TRIANGULAR SHAPE;HI-VIS FOAM - FILLED TOP SECTION;e | ENERGYNW | THE ENERGY NETWORK | 40BTO-G | CURRENT
000919164 | HOT LINE STICK | FIBREGLASS;9.2 M EXT LENGTH COMBINATION OPERATING/MEASURING TELESCOPIC HOT LINE STICK;METRIC GRADUATIONS M/CM;TRIANGULAR SHAPE;HI-VIS FOAM - FILLED TOP SECTION; | THEWMCAN | TMAC THEW & MCCANN GROUP | FIBREGLASS;9.2 M | CURRENT
000919164 | HOT LINE STICK | FIBREGLASS;9.2 M EXT LENGTH COMBINATION OPERATING/MEASURING TELESCOPIC HOT LINE STICK;METRIC GRADUATIONS M/CM;TRIANGULAR SHAPE;HI-VIS FOAM - FILLED TOP SECTION; | HYLEC | HYLEC PTY LTD | FIBREGLASS;9.2 M | CURRENT
000919164 | HOT LINE STICK | FIBREGLASS;9.2 M EXT LENGTH COMBINATION OPERATING/MEASURING TELESCOPIC HOT LINE STICK;METRIC GRADUATIONS M/CM;TRIANGULAR SHAPE;HI-VIS FOAM - FILLED TOP SECTION; | ENERGYNW | THE ENERGY NETWORK | MV 30BTO-G | CURRENT
002469609 | RECEIVER | Phase Identification LV Contact Reciever, for Futurepoint Systems Phase Identifier Kit | FUTUREPS | FUTUREPOINT SYSTEMS | PHASE-CRX | PURCHASE AS REQUIRED
002469617 | BATTERY,STORAGE | 18V, 6.0Ah, M18 Red Li-Ion, High Output, for Milwaukee Tools | C&LTOOL | CALTCO T/A C&L TOOL CENTRE | MILWAM18HB6 | CURRENT
002469617 | BATTERY,STORAGE | 18V, 6.0Ah, M18 Red Li-Ion, High Output, for Milwaukee Tools | MILWAUKE | MILWAUKEE POWER TOOLS | M18HB6 | CURRENT
002469625 | CHARGER,BATTERY | Milwaukee 12-18V Automotive Charger c/w Car Accessory Plug, for Li-Ion Batteries | MILWAUKE | MILWAUKEE POWER TOOLS | M12-18AC | CURRENT
002469625 | CHARGER,BATTERY | Milwaukee 12-18V Automotive Charger c/w Car Accessory Plug, for Li-Ion Batteries | C&LTOOL | CALTCO T/A C&L TOOL CENTRE | MILWAM12-18AC | CURRENT
000700012 | CABLE,POWER,ELECTRICAL | Non Energy QLD Specified Cable; CCT; 180mm2, AAAC/1120, (19/3.50) Waterblocked Al, Grey XLPE 6.35/11kV, Material Sales Only; | MIDLANDS | MIDLAND METALS | AAAC/1120 19/3.50MM 180MM2 | PURCHASE AS REQUIRED
002417590 | HELMET,SAFETY | Mountaineering Equipment c/w Sunflap | HEIGHDYN | HEIGHT DYNAMICS | VKA WHE 34.201 | CURRENT
002417590 | HELMET,SAFETY | Mountaineering Equipment c/w Sunflap | HEIGHDYN | HEIGHT DYNAMICS | HD KZNPRO | CURRENT
002417590 | HELMET,SAFETY | Mountaineering Equipment c/w Sunflap | HEIGHDYN | HEIGHT DYNAMICS | KZNPRO | CURRENT
002469641 | VISOR,SUN | suit Mountaineering Safety Helmet | HEIGHDYN | HEIGHT DYNAMICS | HD KZPEAK | PURCHASE AS REQUIRED
002469658 | BRACKET,FACESHIELD,HELMET | Visor Carrier c/w Adaptor to fit Sun Visor to Mountaineering Safety Helmet | HEIGHDYN | HEIGHT DYNAMICS | HD KZVAD | PURCHASE AS REQUIRED
002469658 | BRACKET,FACESHIELD,HELMET | Visor Carrier c/w Adaptor to fit Sun Visor to Mountaineering Safety Helmet | HEIGHDYN | HEIGHT DYNAMICS | WAC00010.000 | PURCHASE AS REQUIRED
002469666 | CUTTER,BATTERY OPERATED | M18 ForceLogic 6T Cable Cutter, Scissor Action, 18V, 355mm Lg, suit Al/Cu Cable to 35mm Dia & ACSR to 22.5mm Dia | MILWAUKE | MILWAUKEE POWER TOOLS | M18HCC-0C | CURRENT
002469666 | CUTTER,BATTERY OPERATED | M18 ForceLogic 6T Cable Cutter, Scissor Action, 18V, 355mm Lg, suit Al/Cu Cable to 35mm Dia & ACSR to 22.5mm Dia | C&LTOOL | CALTCO T/A C&L TOOL CENTRE | MILWTM18HCC-0 | CURRENT
002469674 | BLADE,CUTTER,CABLE | Replacement Blade for Milwaukee M18HCC, suit Cu/Al Cable | MILWAUKE | MILWAUKEE POWER TOOLS | 48440411 | CURRENT
002469674 | BLADE,CUTTER,CABLE | Replacement Blade for Milwaukee M18HCC, suit Cu/Al Cable | C&LTOOL | CALTCO T/A C&L TOOL CENTRE | MILWA48440411 | CURRENT
000934123 | SWITCH FUSE GEAR | REFURBED SAFELINK 2 CFC ID; SINGLE SWITCH FUSE RMU; FOR 11KV OIL-TYPE & DRY TYPE TRANSFORMER CONNECTION UP TO 1500KVA; MECH D; | ABB | ABB FAN PTY LTD | REFURBED - CFC INDOOR | PURCHASE AS REQUIRED
000025521 | DISCONNECTOR,HIGH VOLTAGE | 33 KV;1600 AMP;25 KA FOR 3 Secs; 3 Phase: Manually operated; Outdoor single vertical break; Type VR-P; Supplied with polymer insulators; | PLP AUST | PREFORMED LINE PRODUCTS (AUST) | A9365 | PURCHASE AS REQUIRED
000025522 | TRANSFORMER,CURRENT | 11kV, 800/1A, 50Hz, Post Type 1Ph, Outdoor, 1 Core, 1x800/500/200/1A, 0.1PX200R1 on 200/1 | EPCINTER | EPC INTERNATIONAL PTY LTD | APE-12 | PURCHASE AS REQUIRED
000025523 | TRANSFORMER,CURRENT | 24kV, 800/1A, 50Hz, Post Type 1Ph, Outdoor, 1 Core, 1x800/500/200/1A, 0.1PX200R1 on 200/1 | EPCINTER | EPC INTERNATIONAL PTY LTD | APE-24 | PURCHASE AS REQUIRED
002469690 | FIXTURE,LIGHTING | 17W StreetLED MkIII (L17) 4K c/w NEMA PE Cell, Minor Road, EQTS 05-01-02 (scm) | GERARD | GERARD PROFESSIONAL SOLUTIONS PL | JLC99BD01L17 | PHASING
002469708 | FIXTURE,LIGHTING | 17W StreetLED MkIII (L17A) 4K Aeroscreen c/w NEMA PE Cell, Minor Road, EQTS 05-01-02 (scm) | GERARD | GERARD PROFESSIONAL SOLUTIONS PL | JLC99BD11L17 | PHASING
002469716 | FIXTURE,LIGHTING | 28W StreetLED MkII (L33A) 4K Aeroscreen c/w NEMA PE Cell, Minor Road, EQTS 05-01-02 (scm) | GERARD | GERARD PROFESSIONAL SOLUTIONS PL | JLB99BD15L33 | PHASING
002469724 | FIXTURE,LIGHTING | 24W StreetLED MkIII (L24A) 4K Aeroscreen c/w NEMA PE Cell, Minor Road, EQTS 05-01-02 (scm) | GERARD | GERARD PROFESSIONAL SOLUTIONS PL | JLC99BD11L24 | PHASING
002469732 | FIXTURE,LIGHTING | 17W Evolve P4P5 Gen 3 (L17) 4K, Minor Road, EQTS 05-01-02 (scm) | LSSOLUTI | LIGHT SOURCE SOLUTIONS PL | ERRA17P40VSG44 | CURRENT
001011106 | FUSE,CARTRIDGE | 500V AC, HRC Cartridge 10G Type, 10A, 38 x 10.3mm Dia, Modular ETS 12-02-01 Group A (scm) | EATON | EATON ELECTRIC SYSTEMS PTY LTD | LPVG1010 | CURRENT
001011106 | FUSE,CARTRIDGE | 500V AC, HRC Cartridge 10G Type, 10A, 38 x 10.3mm Dia, Modular ETS 12-02-01 Group A (scm) | FUSECO | FUSECO PTY LTD | 420010 | CURRENT
002469740 | SPACER | 100mm Conduit Spacer, Clip Together 1/2 Piece (Bag of 40 x 1/2 Pieces) | TRI UGRD | TRI UNDERGROUND AUSTRALIA PTY LTD | TRISPACERCS100 | CURRENT
002469740 | SPACER | 100mm Conduit Spacer, Clip Together 1/2 Piece (Bag of 40 x 1/2 Pieces) | SPACER | THE SPACER COMPANY | CS100 | CURRENT
002469765 | SLEEVE,ELECTRICAL CONNECTOR | H-Tensile, Mechanical Shear Bolt, 120-300mm2,Tinned Al, Blocked, suit 120 to 300mm2, up to 42kV Cable (scm) | TECONN | TE CONNECTIVITY LTD | C73113N001 | PURCHASE AS REQUIRED
002469765 | SLEEVE,ELECTRICAL CONNECTOR | H-Tensile, Mechanical Shear Bolt, 120-300mm2,Tinned Al, Blocked, suit 120 to 300mm2, up to 42kV Cable (scm) | TECONN | TE CONNECTIVITY LTD | BSMB-120/300 | PURCHASE AS REQUIRED
002469757 | SPACER | 125mm Conduit Spacer, Clip Together 1/2 Piece (Bag of 34 x 1/2 Pieces) | TRI UGRD | TRI UNDERGROUND AUSTRALIA PTY LTD | TRISPACERCS125 | CURRENT
002469757 | SPACER | 125mm Conduit Spacer, Clip Together 1/2 Piece (Bag of 34 x 1/2 Pieces) | SPACER | THE SPACER COMPANY | CS125 | CURRENT
002469773 | RECLOSER,AUTO | SYNCHROPHASOR RC20-S TRIAL, Sectionaliser, Load Break Switch, 11kV, 3 Ph, 400A, 12.5kA Cap, Vacuum Interrupting, O/door Pole Mount c/w | NOJAPWR | NOJA POWER | OSM15-RC20-S | PURCHASE AS REQUIRED
002469781 | TRANSFORMER,DISTRIBUTION | 11kV, 1500kVA, 3 Ph, Epoxy Encapsulated Dry Type, IP21 Enclosure, Top or Bottom Cable Entry, 7Tap 6% Z, 75kV BIL Impulse Strength c/w LV Monitoring, | NHP | NHP ELECTRICAL ENGINEERING | TXCR11KV-415V-1500KVA-EQ | PURCHASE AS REQUIRED
000025524 | RELAY,VOLTAGE | UNDERVOLTAGE; ABB;RXEG 21 RK411101-DA AC 5-15V; DC 24/48-60V; | ABB | ABB FAN PTY LTD | RXEG 21 RK411101-DA | CURRENT
000000043 | TRANSFORMER,POWER | Groundmount, 132-110/66-33/11kV, 69MVA, 3 Ph, HV Bsh, 180 LV Air, Mineral Oil, ODAF, YNyn0d1 c/w Vacuum OLTC 17 Tap Posn, Free Standing Radiator, YOM 2008 | WILSON | WILSON TRANSFORMER CO. PTY LTD | P0710A | PURCHASE AS REQUIRED
002455095 | LOCKOUT KIT,PORTABLE | Electrical Lockout Kit, Large, suit a range of Tag & Lockout applications in the workplace | HAYMANS | HAYMANS ELECTRICAL | CIRCLK2 | PURCHASE AS REQUIRED
002455095 | LOCKOUT KIT,PORTABLE | Electrical Lockout Kit, Large, suit a range of Tag & Lockout applications in the workplace | GILBLODG | GILBERT LODGE AUSTRALIA | CLK-CUS-159 | PURCHASE AS REQUIRED
002434421 | CROSSARM,COMPOSITE | Fibre, Predrilled, 4200 Lg, 3758 Lg & 1243mm Lg, 125 x 125mm, 110kV, Wishbone, Set of 3 Crossarms Top/Middle/Brace, Packaged in Sets | WAGNERS | WAGNERS PTY LTD TOOWOOMBA QLD | EC006-00054 | PURCHASE AS REQUIRED
002434421 | CROSSARM,COMPOSITE | Fibre, Predrilled, 4200 Lg, 3758 Lg & 1243mm Lg, 125 x 125mm, 110kV, Wishbone, Set of 3 Crossarms Top/Middle/Brace, Packaged in Sets | WAGNERS | WAGNERS PTY LTD TOOWOOMBA QLD | EC006-00504, 00505, 00506 | PURCHASE AS REQUIRED
002434447 | CROSSARM,COMPOSITE | Fibre, Predrilled, 4010 x 125 x 125mm, 110kV, Wishbone, Set of 3 Xarms, Top/Middle/Brace, Packaged in Sets, | WAGNERS | WAGNERS PTY LTD TOOWOOMBA QLD | EC006-00056 | PURCHASE AS REQUIRED
002434447 | CROSSARM,COMPOSITE | Fibre, Predrilled, 4010 x 125 x 125mm, 110kV, Wishbone, Set of 3 Xarms, Top/Middle/Brace, Packaged in Sets, | WAGNERS | WAGNERS PTY LTD TOOWOOMBA QLD | EC006-00803, 00804, 00805 | PURCHASE AS REQUIRED
002434439 | CROSSARM,COMPOSITE | Fibre, Predrilled, 4139 x 125 x 125mm, 110kV, Wishbone, Set of 3 Xarms, Top/Middle/Brace, Packaged in Sets, | WAGNERS | WAGNERS PTY LTD TOOWOOMBA QLD | EC006-00055 | PURCHASE AS REQUIRED
002434439 | CROSSARM,COMPOSITE | Fibre, Predrilled, 4139 x 125 x 125mm, 110kV, Wishbone, Set of 3 Xarms, Top/Middle/Brace, Packaged in Sets, | WAGNERS | WAGNERS PTY LTD TOOWOOMBA QLD | EC006-00502, 00503, 00802 | PURCHASE AS REQUIRED
002441350 | HANDLING KIT,ASBESTOS | c/w 1 x A-Frame Sign 'ASBESTOS WORK IN PROGRESS', Disposable Vinyl Gloves Box of 100, Respirator P2 Dust, Mist & Fume Disposable c/w Valve (P10), | ALLENS | ALLENS INDUSTRIAL PRODUCTS PTY LTD | KITBAG | CURRENT
002441343 | SIGN | A-Frame, "ASBESTOS WORK IN PROGRESS", 350 x 600mm, Black Text, Yellow B/Ground B/Ground | ALLENS | ALLENS INDUSTRIAL PRODUCTS PTY LTD | Q7479 | CURRENT
002407087 | TOWELETTE,CLEANING-DISINFECTING | Isowipe, Bactericidal Wipes, contains Isopropyl Alcohol, for use on U/G Cable Joints, Terminations & part of the SF6 clean-up Kit | ENERGEX | ENERGEX | 9W100 | CURRENT
002407087 | TOWELETTE,CLEANING-DISINFECTING | Isowipe, Bactericidal Wipes, contains Isopropyl Alcohol, for use on U/G Cable Joints, Terminations & part of the SF6 clean-up Kit | HANLEY | HANLEY INDUSTRIAL ENTERPRISES 459057 | KC6835 | CURRENT
002407087 | TOWELETTE,CLEANING-DISINFECTING | Isowipe, Bactericidal Wipes, contains Isopropyl Alcohol, for use on U/G Cable Joints, Terminations & part of the SF6 clean-up Kit | BLKWOODS | J BLACKWOOD & SON LTD | 00931952 | CURRENT
002407087 | TOWELETTE,CLEANING-DISINFECTING | Isowipe, Bactericidal Wipes, contains Isopropyl Alcohol, for use on U/G Cable Joints, Terminations & part of the SF6 clean-up Kit | ATOMSUPP | ATOM SUPPLY | 1216001 | CURRENT
002434868 | WASTE DISPOSAL,HAZMAT | Asbestos Vacuum Cleaner, H-Class, Numatic Model c/w Drill Nozzle, Decal "For Asbestos Use Only", Danger Asbestos Sticky Label 180 x 57mm, | ALLENS | ALLENS INDUSTRIAL PRODUCTS PTY LTD | HZ370 | PURCHASE AS REQUIRED
000025531 | CHAIN,CHAINSAW | CHAIN;REPLMT,16IN,56,FOR MILWAUKEE 18V CHAIN,CHAINSAW Replacement Chain, for Mi lwaukee 18V Battery Chainsaw | C&LTOOL | CALTCO T/A C&L TOOL CENTRE | MILWA49162715 | CURRENT
000025531 | CHAIN,CHAINSAW | CHAIN;REPLMT,16IN,56,FOR MILWAUKEE 18V CHAIN,CHAINSAW Replacement Chain, for Mi lwaukee 18V Battery Chainsaw | MILWAUKE | MILWAUKEE POWER TOOLS | 49162715 | CURRENT
002418218 | WASTE DISPOSAL,HAZMAT | Drilling Dust Extraction Vacuum Tool, Nozzle 32mm, used for Drilling Asbestos Products | ALLENS | ALLENS INDUSTRIAL PRODUCTS PTY LTD | 107402478 | CURRENT
002434884 | WASTE DISPOSAL,HAZMAT | Asbestos Filter Cloth, Tritex, suit Numatic HZQ 200 & HZQ 190, H Class Vacuum Cleaner | ALLENS | ALLENS INDUSTRIAL PRODUCTS PTY LTD | 604165 | CURRENT
002434892 | BAG,VACUUM CLEANER | Hepa-Flo Replacement Dust Bags, suit Numatic HZQ200 & HZQ190, H Class Vacuum, for Asbestos Handling Kit & SF6 Response Kit (P10) | ALLENS | ALLENS INDUSTRIAL PRODUCTS PTY LTD | NVM1CH | CURRENT
002454494 | WASTE DISPOSAL,HAZMAT | Asbestos Bag, Mini, 610 x 450mm, 0.2mm Polyethylene, marked with Asbestos Hazard Warnings (P100) | ALLENS | ALLENS INDUSTRIAL PRODUCTS PTY LTD | AIASBMINI | CURRENT
002407073 | WASTE DISPOSAL,HAZMAT | Asbestos Bag, Small, 900 x 600mm, 0.2mm Polyethylene, marked with Asbestos Hazard Warnings | ALLENS | ALLENS INDUSTRIAL PRODUCTS PTY LTD | PPASBSML-BOX | CURRENT
002406032 | GREASE,GENERAL PURPOSE | Vaseline, Petroleum Jelly, suitable for asbestos kit | ALLENS | ALLENS INDUSTRIAL PRODUCTS PTY LTD | 99158 | CURRENT
000025440 | PANEL,ASSEMBLY | Internal Power Quality Meter Enclosure 600 mm H, 400 mm W, 300 mm D; Fitted With Test Block; Provision To MTG Meter & Modem | ERGON | ERGON ENERGY | ENCLOSURE PANEL | CURRENT
000025441 | RACK,ELEC EQUIP | Projection Mount RED615 Cutout Equipment Housing, 186mm W, 177mm H, 100mm D, 1.5mm Zinc Seal, suit ABB RED615 Relay | ERGON | ERGON ENERGY | 25441 | CURRENT
000005029 | TRANSFORMER,VOLTAGE | 123kV, IVT, 50Hz, Post Type 1Ph Outdoor c/w Metering Accuracy Tests | EPCINTER | EPC INTERNATIONAL PTY LTD | VPU-123 | PURCHASE AS REQUIRED
000005029 | TRANSFORMER,VOLTAGE | 123kV, IVT, 50Hz, Post Type 1Ph Outdoor c/w Metering Accuracy Tests | KONCAR | KONCAR - ELECTRICAL INDUSTRY INC | M172171 | PURCHASE AS REQUIRED
000005030 | TRANSFORMER,VOLTAGE | 145kV, IVT, 50Hz, Post Type 1Ph Outdoor c/w Metering Accuracy Tests | EPCINTER | EPC INTERNATIONAL PTY LTD | VPU-145 | PURCHASE AS REQUIRED
000005030 | TRANSFORMER,VOLTAGE | 145kV, IVT, 50Hz, Post Type 1Ph Outdoor c/w Metering Accuracy Tests | KONCAR | KONCAR - ELECTRICAL INDUSTRY INC | M172172 | PURCHASE AS REQUIRED
002455335 | PLUG,EAR | Ear Plugs, Disposable, Corded, Easy Removal Handles, 22dB Min Rating, Class 4 (P50) | BLKWOODS | J BLACKWOOD & SON LTD | 01498507 | CURRENT
002455335 | PLUG,EAR | Ear Plugs, Disposable, Corded, Easy Removal Handles, 22dB Min Rating, Class 4 (P50) | ATOMSUPP | ATOM SUPPLY | 30000214 | CURRENT
002455335 | PLUG,EAR | Ear Plugs, Disposable, Corded, Easy Removal Handles, 22dB Min Rating, Class 4 (P50) | UVEX | UVEX SAFETY GROUP | UVEX-XA-CD | CURRENT
002455335 | PLUG,EAR | Ear Plugs, Disposable, Corded, Easy Removal Handles, 22dB Min Rating, Class 4 (P50) | BLKWOOD | J BLACKWOOD & SON LTD | 01498507 | CURRENT
000025430 | COVER,TERMINAL | Extended Cover, suit MK10A Meter | EDMI | EDMI PTY LTD | PLAS19126 | CURRENT
000025527 | COVER,TERMINAL | Extended Cover, suit MK10D, MK10E & MK6E Meters | EDMI | EDMI PTY LTD | PLAS16851 | CURRENT
002453082 | BREAKER,PAVING | Demolition Hammer, 240V Earth Rod Driver, 2 Handles (Front & Straight) c/w 380mm Lg Point Chisel & 533mm Lg 110mm W Spade & Carry Case | C&LTOOL | CALTCO T/A C&L TOOL CENTRE | MILWTKANGO900ENER | PURCHASE AS REQUIRED
002453082 | BREAKER,PAVING | Demolition Hammer, 240V Earth Rod Driver, 2 Handles (Front & Straight) c/w 380mm Lg Point Chisel & 533mm Lg 110mm W Spade & Carry Case | MILWAUKE | MILWAUKEE POWER TOOLS | KANGO 900K | PURCHASE AS REQUIRED
002453082 | BREAKER,PAVING | Demolition Hammer, 240V Earth Rod Driver, 2 Handles (Front & Straight) c/w 380mm Lg Point Chisel & 533mm Lg 110mm W Spade & Carry Case | C&LTOOL | CALTCO T/A C&L TOOL CENTRE | MAKTHM1214C-EQL | PURCHASE AS REQUIRED
002422988 | DRILL BIT,STEP | 4 - 20mm Size Range, Single Flute, TiNi High Speed Steel | BLKWOOD | J BLACKWOOD & SON LTD | B0719-0040 | CURRENT
002422988 | DRILL BIT,STEP | 4 - 20mm Size Range, Single Flute, TiNi High Speed Steel | C&LTOOL | CALTCO T/A C&L TOOL CENTRE | PROAMPSTEP4-20 | CURRENT
002423002 | DRILL BIT,STEP | 4 - 32mm Size Range, Single Flute, TiNi High Speed Steel | C&LTOOL | CALTCO T/A C&L TOOL CENTRE | PROAMPSTEP4-32 | CURRENT
002423002 | DRILL BIT,STEP | 4 - 32mm Size Range, Single Flute, TiNi High Speed Steel | BLKWOOD | J BLACKWOOD & SON LTD | B0719-0041 | CURRENT
002444347 | DRILL BIT,STEP | 5 - 38mm Size Range, Single Flute, TiNi High Speed Steel | BLKWOOD | J BLACKWOOD & SON LTD | 00181632 | CURRENT
002444347 | DRILL BIT,STEP | 5 - 38mm Size Range, Single Flute, TiNi High Speed Steel | C&LTOOL | CALTCO T/A C&L TOOL CENTRE | PROAMPSTEP6-38 | CURRENT
002468346 | TOOL,APPLICATION | Live Line Clamp Remover, Eye Ring Fitting, S/Steel, suit most Standard Clamp Rings, incl Powerline Warning Flags | BALMORAL | BALMORAL ENGINEERING | LLCR-E | PURCHASE AS REQUIRED
000025535 | BATTERY,STORAGE | Valve regulated sealed battery bank; 48V;80A/HR nominal. Kit contains 4x12v battereries with bridging bars | LEGEND | LEGEND POWER SYSTEMS | 4 X HZB12-80S WITH LINKS | PURCHASE AS REQUIRED
ACT750 | MODEM,COMMUNICATIONS | Active Stream 4G Wireless Modem, c/w Sim Card | ACSTREAM | ACTIVE STREAM METER PROVIDER | 1104062 | CURRENT
002470235 | RECLOSER,AUTO | SYNCHROPHASOR RC20-S TRIAL Sectionaliser, Load Break Switch, 22kV 3 Ph, 400A, 12.5kA Cap, Vacuum Interrupting, O/door Pole Mount c/w | NOJAPWR | NOJA POWER | OSM27-RC20-S | PURCHASE AS REQUIRED
002470243 | RECLOSER,AUTO | SYNCHROPHASOR RC20-S TRIAL Sectionaliser, Load Break Switch, 33kV 3 Ph, 400A, 12.5kA Cap, Vacuum Interrupting, O/door Pole Mount c/w | NOJAPWR | NOJA POWER | OSM38-RC20-S | PURCHASE AS REQUIRED
002403483 | SOLDER,LEAD-TIN ALLOY | 50% TIN,50% LEAD;360 MM LG,3.5 MM DIA ROD;STAMPED 50/50;AS1834.1;CONDUCTOR BASTING & GENERAL USE SOFT SOLDER; PACK OF 10,PACK WEIGHT 10 KG; | CONALLOY |  | 07787 | CURRENT
002470250 | ACCESSORY KIT,ELEC EQUIP | FSD400 4-Way Palm Extension Retrofit Kit, 3 Ph c/w Top & Bottom Covers, 4-Way Palm Extensions, Screws, Nuts & Washers, Adaption for NGK Bundle Box to | NGK | NGK STANGER PTY LTD | 74009 | CURRENT
002470268 | ELBOW,TERMINATION POWER CABLE. | Set of 3, 630A, Bolted, suit 33vk 1 Core 50-120mm2 Cu, 50-150mm2 Al, Insect protected cable [scm] | NKT | NKT CABLES AUSTRALIA P/L | 2633117 | PURCHASE AS REQUIRED
002470268 | ELBOW,TERMINATION POWER CABLE. | Set of 3, 630A, Bolted, suit 33vk 1 Core 50-120mm2 Cu, 50-150mm2 Al, Insect protected cable [scm] | NKT | NKT CABLES AUSTRALIA P/L | NKT-2633117 | PURCHASE AS REQUIRED
002470276 | ELBOW,TERMINATION POWER CABLE. | Set of 3, 630A, Bolted, suit 33vk 1 Core 300mm2 Al, LAT, Insect protected cable [scm] | SICAME | SICAME AUSTRALIA PTY LTD | CST630 33 2470276 | PURCHASE AS REQUIRED
002470276 | ELBOW,TERMINATION POWER CABLE. | Set of 3, 630A, Bolted, suit 33vk 1 Core 300mm2 Al, LAT, Insect protected cable [scm] | NKT | NKT CABLES AUSTRALIA P/L | ENE2633120-LAT | PURCHASE AS REQUIRED
002470276 | ELBOW,TERMINATION POWER CABLE. | Set of 3, 630A, Bolted, suit 33vk 1 Core 300mm2 Al, LAT, Insect protected cable [scm] | NKT | NKT CABLES AUSTRALIA P/L | NKT-2633120 | PURCHASE AS REQUIRED
000025022 | METER,WATTHOUR | Mk7C Atlas 3, 1 Element, 240V, 10-100A, Class 1, Bottom Connected c/w Integrated ELM410 CATM1 Modem, Type 4 Small Stick on Antenna, Metering Dynamics, Plant No | EDMI | EDMI PTY LTD | 7C13-A252-29-J211-7J02-1110 | CURRENT
000025023 | METER,WATTHOUR | Mk7A Atlas 3, 2 Element, 240V, 10-100A, Class 1, Bottom Connected c/w Integrated ELM410 CATM1 Modem, Type 4 Small Stick on Antenna, Metering Dynamics, Plant No | EDMI | EDMI PTY LTD | 7A13-A344-29-J211-7D02-6110 | CURRENT
000025024 | METER,WATTHOUR | Mk10D Atlas 3, 3 Ph, 240V, 10-100A, Class 1, Bottom Connected c/w Integrated ELM410 CATM1 Modem, Type 4 Small Stick on Antenna, Metering Dynamics, Plant No | EDMI | EDMI PTY LTD | 1D13-1B-112-27-J11-201021-400 | CURRENT
000025025 | METER,WATTHOUR | Mk7C Atlas 3, 1 Element, 240V, 10-100A, Class 1, Bottom Connected, Load Profiling, Type 4 Small Antenna, Metering Dynamics, Plant No | EDMI | EDMI PTY LTD | 7C13-A252-29-J211-7J02-1110 | CURRENT
000025026 | METER,WATTHOUR | Mk7A Atlas 3, 2 Element, 240V, 10-100A, Class 1, Bottom Connected, Load Profiling, Type 4 Small Antenna, Metering Dynamics, Plant No | EDMI | EDMI PTY LTD | 7A13-A344-29-J211-7D02-6110 | CURRENT
000025027 | METER,WATTHOUR | Mk10D Atlas 3, 3 Ph, 240V, 10-100A, Class 1, Bottom Connected, Load Profiling, Type 4 Small Antenna, Metering Dynamics, Plant No | EDMI | EDMI PTY LTD | 1D13-1B-112-27-J11-201021-400 | CURRENT
000025028 | MODEM,COMMUNICATIONS | 4G ELM410 CATM1 Modem, GPRS Sim c/w Label, Telstra Sim Fitted & Tested, RJ45 to Molex Micro-Fit Connector | EDMI | EDMI PTY LTD | ELM410 | PHASING
000025028 | MODEM,COMMUNICATIONS | 4G ELM410 CATM1 Modem, GPRS Sim c/w Label, Telstra Sim Fitted & Tested, RJ45 to Molex Micro-Fit Connector | EDMI | EDMI PTY LTD | ECM500 | PHASING
000025029 | ANTENNA | Paddle Pop, 3G/4G on Glass, 700-2700MHz Freq Range c/w 1m Lead, SMA Connector | EDMI | EDMI PTY LTD | MDMANT23005A-1MTR | CURRENT
002470284 | WINCH,PERSONNEL RESCUE | HD Haul Mate System Complete, for Tower Rescue Kit | HEIGHT | HEIGHT DYNAMICS PTY LTD | HB305 2D642D0 | PURCHASE AS REQUIRED
002470284 | WINCH,PERSONNEL RESCUE | HD Haul Mate System Complete, for Tower Rescue Kit | HEIGHDYN | HEIGHT DYNAMICS | HD HAUL MATE SYSTEM COMPLETE | PURCHASE AS REQUIRED
000025432 | INSECT REPELLENT | AEROGARD Trop Strength, Press Pack 150g, (Provides 6 hr protection against mosquitoes) Low Irritant, neutral smell once dry, suitable for everyday use | ATOMSUPP | ATOM SUPPLY | 50480 | CURRENT
000025432 | INSECT REPELLENT | AEROGARD Trop Strength, Press Pack 150g, (Provides 6 hr protection against mosquitoes) Low Irritant, neutral smell once dry, suitable for everyday use | ATOMSUPP | ATOM SUPPLY | 1329002 | CURRENT
000025432 | INSECT REPELLENT | AEROGARD Trop Strength, Press Pack 150g, (Provides 6 hr protection against mosquitoes) Low Irritant, neutral smell once dry, suitable for everyday use | ALPHA | ALPHA FIRST AID SUPPLIES QLD | 338 | CURRENT
000025432 | INSECT REPELLENT | AEROGARD Trop Strength, Press Pack 150g, (Provides 6 hr protection against mosquitoes) Low Irritant, neutral smell once dry, suitable for everyday use | BLKWOOD | J BLACKWOOD & SON LTD | 09467110 | CURRENT
000025529 | INSECT REPELLENT | Bushmans, Aerosol 350g, 20% DEET (7 hours effective protection) | ALPHA | ALPHA FIRST AID SUPPLIES QLD | 320023 | CURRENT
000025529 | INSECT REPELLENT | Bushmans, Aerosol 350g, 20% DEET (7 hours effective protection) | ATOMSUPP | ATOM SUPPLY | BP350A | CURRENT
000025529 | INSECT REPELLENT | Bushmans, Aerosol 350g, 20% DEET (7 hours effective protection) | ATOMSUPP | ATOM SUPPLY | 90140026 | CURRENT
000025529 | INSECT REPELLENT | Bushmans, Aerosol 350g, 20% DEET (7 hours effective protection) | GILBLODG | GILBERT LODGE AUSTRALIA | BSMBP350A | CURRENT
000025536 | INSECT REPELLENT | Bushmans, Aerosol 150g, 20% Deet, (7 hours effective protection) | ATOMSUPP | ATOM SUPPLY | BP150A | CURRENT
000025536 | INSECT REPELLENT | Bushmans, Aerosol 150g, 20% Deet, (7 hours effective protection) | ATOMSUPP | ATOM SUPPLY | 88891588 | CURRENT
000025536 | INSECT REPELLENT | Bushmans, Aerosol 150g, 20% Deet, (7 hours effective protection) | ALPHA | ALPHA FIRST AID SUPPLIES QLD | 99879 | CURRENT
000025540 | INSECT REPELLENT | Bushmans, Ultra Gel 75g, 80% DEET (15 hours effective protection) | ALPHA | ALPHA FIRST AID SUPPLIES QLD | 99866 | CURRENT
000025540 | INSECT REPELLENT | Bushmans, Ultra Gel 75g, 80% DEET (15 hours effective protection) | ATOMSUPP | ATOM SUPPLY | 135216 | CURRENT
000025551 | INSECT REPELLENT | RID Antiseptic Repellent, 100ml lotion Pump - 16% DEET, (4 hours effective protection) | ATOMSUPP | ATOM SUPPLY | PRO-009788 | CURRENT
000025551 | INSECT REPELLENT | RID Antiseptic Repellent, 100ml lotion Pump - 16% DEET, (4 hours effective protection) | ALPHA | ALPHA FIRST AID SUPPLIES QLD | 347 | CURRENT
000025551 | INSECT REPELLENT | RID Antiseptic Repellent, 100ml lotion Pump - 16% DEET, (4 hours effective protection) | ATOMSUPP | ATOM SUPPLY | 403321 | CURRENT
000025562 | INSECT REPELLENT,PERSONAL | RID, Tropical Strength, Antispectic, Bite Protection, Repels + Protects, 150g Spray, 8hrs Protection | ATOMSUPP | ATOM SUPPLY | 417166 | CURRENT
000025562 | INSECT REPELLENT,PERSONAL | RID, Tropical Strength, Antispectic, Bite Protection, Repels + Protects, 150g Spray, 8hrs Protection | ALPHA | ALPHA FIRST AID SUPPLIES QLD | 320020 | CURRENT
000104464 | CABLE,POWER,ELECTRICAL | 6.35/11 KV;UNDERGROUND;3 X 1 C TRIPLEX 240 SQ MM CU XLPE INSULATED;40/1.7 COPPER WIRE SCREEN;WATER BLOCKING TAPE; PVC/INSECT PROTECTED/HDPE SHEATED;TO | ERGON | ERGON ENERGY | 0104464 | PURCHASE AS REQUIRED
000104219 | SURGE ARRESTER | VENTED TYPE;3 KV;W/MTG BRACKET; 135 MM LG X 90 MM W;USED ON A MCGRAW EDISON POLE MTD REGULATOR; | MCGRAWED |  | 57A635059003 | PHASING
000104426 | CLAMP,SUSPENSION,ELEC CONDUCTOR | ANGLE;LV ABC CABLE;FULLY SUPPORTED; 4 X 95 SQ MM;30 DEG DEVIATION;U/W STRINGING ROLLER SC20822;PACK OF 20,PACK WEIGHT 12.5 KG; | DULMISON | DULMISON (AUST) PTY LTD | IBSRC495 | CURRENT
000859803 | TRANSFORMER,DISTRIBUTION | 12.7 KV;10 KVA;1 PHASE;CROSSARM MTG;BSH HV 90 LV BSH;MINERAL OIL INSULATED;ONAN; SWER;LV 500/250 V,20/40/AMP; | TYREE | TYREE INDUSTRIES PL MITTAGONG NSW | 12.7 KV 10 KVA | PURCHASE AS REQUIRED
000859803 | TRANSFORMER,DISTRIBUTION | 12.7 KV;10 KVA;1 PHASE;CROSSARM MTG;BSH HV 90 LV BSH;MINERAL OIL INSULATED;ONAN; SWER;LV 500/250 V,20/40/AMP; | TOSHIBA |  | TXSPS-0010BA-001 | PURCHASE AS REQUIRED
002402785 | DIE,CRIMPING TOOL | STEEL;HEX;23.1 MM AF;SUIT 240 SQ MM CU CABLE,LUGS & LINKS;SUIT 38 COMPRESSION TOOLS; | TECONN | TE CONNECTIVITY LTD | 38-231CU/1 | PURCHASE AS REQUIRED
002402785 | DIE,CRIMPING TOOL | STEEL;HEX;23.1 MM AF;SUIT 240 SQ MM CU CABLE,LUGS & LINKS;SUIT 38 COMPRESSION TOOLS; | UTILUX |  | 38-231CU/1 | PURCHASE AS REQUIRED
000157667 | FERRULE,ELECTRICAL CONDUCTOR | REDUCING CRIMP TYPE;ALUM;95 SQ MM TO 35 SQ MM;C/W CENTRE BARRIER,125 MM MAX O/A LG;REFER UJ MAN DWG 2-600; PACK OF 1,PACK WEIGHT 130 G; | CABLACES | CABLACES | ALKR 95/35 | PHASING
000157667 | FERRULE,ELECTRICAL CONDUCTOR | REDUCING CRIMP TYPE;ALUM;95 SQ MM TO 35 SQ MM;C/W CENTRE BARRIER,125 MM MAX O/A LG;REFER UJ MAN DWG 2-600; PACK OF 1,PACK WEIGHT 130 G; | UTILUX |  | H15207X10/1 | PHASING
000157667 | FERRULE,ELECTRICAL CONDUCTOR | REDUCING CRIMP TYPE;ALUM;95 SQ MM TO 35 SQ MM;C/W CENTRE BARRIER,125 MM MAX O/A LG;REFER UJ MAN DWG 2-600; PACK OF 1,PACK WEIGHT 130 G; | LEGEND | LEGEND POWER SYSTEMS | ALK95 | PHASING
002433761 | WIRING HARNESS | 5 Wire (3P+N+G), Voltage Cable Harness c/w Fused Banana Plug Ends & Detachable Small Crocodile Clamps, IEC 61010-1 & 61010-031 CAT IV 600V, for PM45 Power | CHKPOWER | CHK POWER QUALITY PL | 1AVL5-B-C1 | CURRENT
002433779 | WIRING HARNESS | 5 Wire (3P+N+G), Voltage Cable Harness c/w Fused Large Crocodile Clamps, IEC 61010-1 & 61010-1031 CAT IV 600V, for PM45 Power Analyser only | CHKPOWER | CHK POWER QUALITY PL | 1AVL5-C-C1 | CURRENT
002429066 | BAG,LINEMANS GLOVE | Combination Glove & Sleeve Bag, 2 Pockets, Single Flap, Reinforced Inside & Out, for Live Line HV Insulated Gloves & Sleeves | CHANCE | CHANCE (MANUFACTURER) | C417-0150 | CURRENT
002429066 | BAG,LINEMANS GLOVE | Combination Glove & Sleeve Bag, 2 Pockets, Single Flap, Reinforced Inside & Out, for Live Line HV Insulated Gloves & Sleeves | BRITECH | BRI-TECH PTY LTD | C417-0150 | CURRENT
002429066 | BAG,LINEMANS GLOVE | Combination Glove & Sleeve Bag, 2 Pockets, Single Flap, Reinforced Inside & Out, for Live Line HV Insulated Gloves & Sleeves | TEN | THE ENERGY NETWORK | TENM410 | CURRENT
002428779 | CLAMP,LIVE LINE | Blanket Clamp Peg, Large, Wooden, 200mm Opening, for Live Line | HYLEC | HYLEC PTY LTD | ECNS4 | CURRENT
002428779 | CLAMP,LIVE LINE | Blanket Clamp Peg, Large, Wooden, 200mm Opening, for Live Line | CHANCE | CHANCE (MANUFACTURER) | CNS4 | CURRENT
002428779 | CLAMP,LIVE LINE | Blanket Clamp Peg, Large, Wooden, 200mm Opening, for Live Line | TEN | THE ENERGY NETWORK | CNS-3 | CURRENT
000104498 | CLAMP,ELEC PWR CABLE,SUPPORT | CAST ALUMINIUM TREFOIL CLEAT;CABLE OD 25-27 MM; FOR M8 FIXING;TO SUIT 95 SQ MM TRIPLEX CABLE;MAINS SERVICE USE IN SUBS; ITEMS TO BE PACKAGED IN PLASTIC BAGS; | INTERTEC | INTERTECH ENGINEERING PTY LTD | CABUS 5427 | CURRENT
002433365 | LAMP,METAL HALIDE | 250W, 250V, Clear Tube, E40 CAP, Ceremic Arc Tube, Carton of 12 | GERARD | GERARD PROFESSIONAL SOLUTIONS PL | 0116435 | PHASING
002433365 | LAMP,METAL HALIDE | 250W, 250V, Clear Tube, E40 CAP, Ceremic Arc Tube, Carton of 12 | EYELIGHT | EYE LIGHTING AUSTRALIA PTY LTD | 116435 | PHASING
002407132 | DAMPER,VIBRATION,TRANSMISSION LINE | Dogbone/Stockbridge Type, for Venus, Sulphur, Silicon, Topaz, Olive & Paw Paw Cable, AAC AAAC ACSR, 31 to 34mm Clamp Dia Range | PLP AUST | PREFORMED LINE PRODUCTS (AUST) | VSD-4040 | CURRENT
002407132 | DAMPER,VIBRATION,TRANSMISSION LINE | Dogbone/Stockbridge Type, for Venus, Sulphur, Silicon, Topaz, Olive & Paw Paw Cable, AAC AAAC ACSR, 31 to 34mm Clamp Dia Range | TEN | THE ENERGY NETWORK | 4D40-34.0 | CURRENT
002407132 | DAMPER,VIBRATION,TRANSMISSION LINE | Dogbone/Stockbridge Type, for Venus, Sulphur, Silicon, Topaz, Olive & Paw Paw Cable, AAC AAAC ACSR, 31 to 34mm Clamp Dia Range | DULMISON | DULMISON (AUST) PTY LTD | DB3B31SS | CURRENT
000184898 | INSULATION SLEEVING,ELECTRICAL | HEATSHRINK;11 KV;FOR CABLE TRIFURCATION MWTM SLEEVING FOR 11 KV TERMINATION; SUITS TYCO KIT 199A-IXSU-FEX199A;PACK CONTAINING 30 M ROLL OF HS SLEEVING; | RAYCHEM | RAYCHEM (AUSTRALIA) PTY LTD | MWTM-35/12-A/U (S30) | PURCHASE AS REQUIRED
002407129 | DAMPER,VIBRATION,TRANSMISSION LINE | DOG BONE DAMPER;SUITS 21-24 MM OD CONDUCTOR; | DULHUNTY | DULHUNTY INDUSTRIES PTY LTD | VDS-4D-30 | CURRENT
002407129 | DAMPER,VIBRATION,TRANSMISSION LINE | DOG BONE DAMPER;SUITS 21-24 MM OD CONDUCTOR; | DULMISON | DULMISON (AUST) PTY LTD | DB2B21SS | CURRENT
002407129 | DAMPER,VIBRATION,TRANSMISSION LINE | DOG BONE DAMPER;SUITS 21-24 MM OD CONDUCTOR; | PLP AUST | PREFORMED LINE PRODUCTS (AUST) | VSD-3525 | CURRENT
000104420 | CUTTER,CABLE,HAND OPERATED | Parrot Beak Type, suit 70mm2 Cu & Al Conductor c/w Red Insulated Handles, for Installation Inspector Tool Kit & Pole Top Rescue Kit | TECONN | TE CONNECTIVITY LTD | 110/1 | CURRENT
000104420 | CUTTER,CABLE,HAND OPERATED | Parrot Beak Type, suit 70mm2 Cu & Al Conductor c/w Red Insulated Handles, for Installation Inspector Tool Kit & Pole Top Rescue Kit | LEGEND | LEGEND POWER SYSTEMS | K40 | CURRENT
000105121 | KIT,BUSBAR | STEEL;GALV;M16;100 MM LG;SHORT T BOLT BUSBAR TO SUIT WEBER 750 KVA & 1000 KVA SWITCHGEAR BUSBARS; U/W SC20020,SC20022,SC20023 & SC20024; PACK | WEBER | WEBER SOUTH PACIFIC PTY LTD | V-AS60K | CURRENT
000105000 | NECKTIE | Cool Off Neck Tie, Water Activated, Evaporative Cooling Bandana, Tie Closure, Royal Blue | ALPHA | ALPHA FIRST AID SUPPLIES QLD | 914 | CURRENT
000105000 | NECKTIE | Cool Off Neck Tie, Water Activated, Evaporative Cooling Bandana, Tie Closure, Royal Blue | AUSTSAF | AUSTRALIAN SAFETY SUPPLIES | ROYAL BLUE 8405-53 | CURRENT
000105000 | NECKTIE | Cool Off Neck Tie, Water Activated, Evaporative Cooling Bandana, Tie Closure, Royal Blue | ATOMSUPP | ATOM SUPPLY | 444230 | CURRENT
000105000 | NECKTIE | Cool Off Neck Tie, Water Activated, Evaporative Cooling Bandana, Tie Closure, Royal Blue | ATOMSUPP | ATOM SUPPLY | 79913183 | CURRENT
000105000 | NECKTIE | Cool Off Neck Tie, Water Activated, Evaporative Cooling Bandana, Tie Closure, Royal Blue | ATOMSUPP | ATOM SUPPLY | 444230 - 6700FR | CURRENT
001032226 | FUSE PANEL ASSEMBLY | Kit c/w 3 x 32A 415V AC Fuse Holders, 3 x 6A HRC Fuses, Mtd on Insulated Panel 150 x 100 x 10mm c/w Sealing Studs & Perspex Cover | FLOWLINE | FLOWLINE INDUSTRIES PTY LTD | E1062 | CURRENT
002442432 | CLEVIS BALL ASSEMBLY | FORGED STEEL;GALV;BALL CLEVIS EXTENSION; 160 KN;M20 BALL;250 MM EXTENSION;BAGS OF 10; | PLP AUST | PREFORMED LINE PRODUCTS (AUST) | ELBC-160-1 | CURRENT
000343031 | WOOD PRESERVATIVE,BORON FLUORINE BASE | SOLID ROD;14 MM DIA;125 MM LG;SLOW RELEASE;BOX OF 108,CARTON OF 6 BOXES, PACK WEIGHT 15 KG;USE 1 PLUG (SC15504) FOR EVERY 3 RODS;N.B. UNIT OF ISSUE IS | PRESCHEM |  | PS 14 | CURRENT
002433233 | COVER,ILLUMINATION,LIGHTING FIXTURE. | DISHED TYPE;ACRYLIC CLEAR;FOR USE ON SYLVANIA SURBURBAN LANTERN; | GERARD | GERARD PROFESSIONAL SOLUTIONS PL | JS00000 | PHASING
002406768 | COVER,ILLUMINATION,LIGHTING FIXTURE. | DISHED TYPE;ACRYLIC,CLEAR;FOR USE ON SYLVANIA "URBAN " "LITTLE MAXI" SERIES S/L LANTERN;C/W FITTING ACCESSORIES; | GERARD | GERARD PROFESSIONAL SOLUTIONS PL | J00000 | PHASING
001811190 | CLOTH,CLEANING | SILICONE IMPREGNATED WIPING CLOTH; 45 CM X 45 CM;USED TO REMOVE DUST & DIRT PARTICLES FROM OPERATING STICKS;FOR ELECTRICAL USE ONLY; 200 PER BOX; | PENTA | PENTA AUST (TMAC THEW & MCCANN/HYLEC) | PA23031 | CURRENT
001811190 | CLOTH,CLEANING | SILICONE IMPREGNATED WIPING CLOTH; 45 CM X 45 CM;USED TO REMOVE DUST & DIRT PARTICLES FROM OPERATING STICKS;FOR ELECTRICAL USE ONLY; 200 PER BOX; | HYLEC | HYLEC PTY LTD | TC53 | CURRENT
000456804 | PLUG,POLESAVER ROD | SCREW TYPE;PLASTIC;16 MM DIA;BAG OF 200; REFER TO STOCK CODE 15503 FOR POLESAVER ROD;ORDER 33 PLUGS PER BOX OF 100 RODS; BOX OF 200,PACK WEIGHT 1 KG,PALLET | PRESCHEM |  | PP 16 | CURRENT
000104246 | COVER,ILLUMINATION,LIGHTING FIXTURE. | DISHED TYPE;ACRYLIC,CLEAR;FOR USE ON SYLVANIA "ROADSTER" B3000 SERIES S/L LANTERN;C/W FITTING ACCESSORIES; | GERARD | GERARD PROFESSIONAL SOLUTIONS PL | PR00000 | CURRENT
002454395 | TEST,METER | METER, FAULT LOOP IMPEDANCE; SUPPLY LOOP IMPEDANCE METER (SLIM) SL-5215 CAT IV 600V IP54; BACKLIT DISPLAY; CARRY POUCH 3 X TEST LEADS WITH CROCODILE | PACTEST | PACIFIC TEST EQUIPMENT P/L | SL-5215 | CURRENT
002454395 | TEST,METER | METER, FAULT LOOP IMPEDANCE; SUPPLY LOOP IMPEDANCE METER (SLIM) SL-5215 CAT IV 600V IP54; BACKLIT DISPLAY; CARRY POUCH 3 X TEST LEADS WITH CROCODILE | PACTEST | PACIFIC TEST EQUIPMENT P/L | PTE-098 | CURRENT
000025031 | ANTENNA | Stumpy, 3G/4G, 700-2700MHz Freq Range, c/w 2m Lead, SMA Connector | EDMI | EDMI PTY LTD | MDMANT23022B_1MTR | CURRENT
001420478 | WIRE,ELECTRICAL | AERIAL;ALL ALUMINIUM CONDUCTOR (AAC); 37/3.75 MM;W/GREASED CORE;CODE - TRITON; 250 M DRUM SIZE,DRUM WEIGHT METAL DRUM 430 KG,WOODEN DRUM WEIGHT 380 KG; | ZTTCABLE | JIANGSU ZHONGTIAN TECHNOLOGY CO PL | 37/3.75 (TRITON) | CURRENT
001420478 | WIRE,ELECTRICAL | AERIAL;ALL ALUMINIUM CONDUCTOR (AAC); 37/3.75 MM;W/GREASED CORE;CODE - TRITON; 250 M DRUM SIZE,DRUM WEIGHT METAL DRUM 430 KG,WOODEN DRUM WEIGHT 380 KG; | JUBATUS | JUBATUS CONSULTING PL | 37/3.75 (TRITON) | CURRENT
001420478 | WIRE,ELECTRICAL | AERIAL;ALL ALUMINIUM CONDUCTOR (AAC); 37/3.75 MM;W/GREASED CORE;CODE - TRITON; 250 M DRUM SIZE,DRUM WEIGHT METAL DRUM 430 KG,WOODEN DRUM WEIGHT 380 KG; | MIDAL | MIDAL CABLES INTERNATIONAL PL | 37/3.75 TRITON | CURRENT
001420478 | WIRE,ELECTRICAL | AERIAL;ALL ALUMINIUM CONDUCTOR (AAC); 37/3.75 MM;W/GREASED CORE;CODE - TRITON; 250 M DRUM SIZE,DRUM WEIGHT METAL DRUM 430 KG,WOODEN DRUM WEIGHT 380 KG; | OLEX | OLEX AUSTRALIA PTY LTD | ABG733SB001 AAAA9-TRITON | CURRENT
001420478 | WIRE,ELECTRICAL | AERIAL;ALL ALUMINIUM CONDUCTOR (AAC); 37/3.75 MM;W/GREASED CORE;CODE - TRITON; 250 M DRUM SIZE,DRUM WEIGHT METAL DRUM 430 KG,WOODEN DRUM WEIGHT 380 KG; | MIDLANDS | MIDLAND METALS | MMO-TRITON | CURRENT
001420459 | WIRE,ELECTRICAL | AERIAL;ALL ALUMINIUM ALLOY CONDUCTOR; (AAAC);37/3.00 MM;W/GREASED CORE;CODE- NITROGEN;2500 M DRUM SIZE,DRUM WEIGHT 2280 KG; | ZTTCABLE | JIANGSU ZHONGTIAN TECHNOLOGY CO PL | 37/3.00 (NITROGEN) | PURCHASE AS REQUIRED
001420459 | WIRE,ELECTRICAL | AERIAL;ALL ALUMINIUM ALLOY CONDUCTOR; (AAAC);37/3.00 MM;W/GREASED CORE;CODE- NITROGEN;2500 M DRUM SIZE,DRUM WEIGHT 2280 KG; | MIDAL | MIDAL CABLES INTERNATIONAL PL | 37/3.00 NITROGEN | PURCHASE AS REQUIRED
001420459 | WIRE,ELECTRICAL | AERIAL;ALL ALUMINIUM ALLOY CONDUCTOR; (AAAC);37/3.00 MM;W/GREASED CORE;CODE- NITROGEN;2500 M DRUM SIZE,DRUM WEIGHT 2280 KG; | PWRGRID | POWER GRID CABLES PTY LTD WINDSOR NSW | L-T-SA12-0046-AP-2 | PURCHASE AS REQUIRED
001420459 | WIRE,ELECTRICAL | AERIAL;ALL ALUMINIUM ALLOY CONDUCTOR; (AAAC);37/3.00 MM;W/GREASED CORE;CODE- NITROGEN;2500 M DRUM SIZE,DRUM WEIGHT 2280 KG; | OLEX | OLEX AUSTRALIA PTY LTD | 3300,300300,37,3000 | PURCHASE AS REQUIRED
001420459 | WIRE,ELECTRICAL | AERIAL;ALL ALUMINIUM ALLOY CONDUCTOR; (AAAC);37/3.00 MM;W/GREASED CORE;CODE- NITROGEN;2500 M DRUM SIZE,DRUM WEIGHT 2280 KG; | MIDLANDS | MIDLAND METALS | MMO-NITROGEN | PURCHASE AS REQUIRED
001420048 | CABLE,POWER,ELECTRICAL | Aerial, 0.6/1kV, 3 x 25mm2 Al ABC, XLPE Insulated | MIDLANDS | MIDLAND METALS | MMO-LVABC 3 X 25 AL X | CURRENT
001420048 | CABLE,POWER,ELECTRICAL | Aerial, 0.6/1kV, 3 x 25mm2 Al ABC, XLPE Insulated | OLEX | OLEX AUSTRALIA PTY LTD | XDAB17AA003 | CURRENT
001420048 | CABLE,POWER,ELECTRICAL | Aerial, 0.6/1kV, 3 x 25mm2 Al ABC, XLPE Insulated | NANELECT | NAN ELECTRICAL CABLE AUSTRALIA PL | 3AX025ALVAB | CURRENT
002401126 | WIRE,ELECTRICAL | AERIAL,ALL ALUMINIUM ALLOY CONDUCTOR (AAAC);19/3.75 MM;CODE NEON;1200 DRUM SIZE,DRUM WEIGHT 880 KG; | ZTTCABLE | JIANGSU ZHONGTIAN TECHNOLOGY CO PL | 19/3.75 (NEON) | PURCHASE AS REQUIRED
002401126 | WIRE,ELECTRICAL | AERIAL,ALL ALUMINIUM ALLOY CONDUCTOR (AAAC);19/3.75 MM;CODE NEON;1200 DRUM SIZE,DRUM WEIGHT 880 KG; | MIDAL | MIDAL CABLES INTERNATIONAL PL | 19/3.75 NEON | PURCHASE AS REQUIRED
002401126 | WIRE,ELECTRICAL | AERIAL,ALL ALUMINIUM ALLOY CONDUCTOR (AAAC);19/3.75 MM;CODE NEON;1200 DRUM SIZE,DRUM WEIGHT 880 KG; | PWRGRID | POWER GRID CABLES PTY LTD WINDSOR NSW | L-T-SA12-0046-AP-2 | PURCHASE AS REQUIRED
002401126 | WIRE,ELECTRICAL | AERIAL,ALL ALUMINIUM ALLOY CONDUCTOR (AAAC);19/3.75 MM;CODE NEON;1200 DRUM SIZE,DRUM WEIGHT 880 KG; | OLEX | OLEX AUSTRALIA PTY LTD | NEON CG | PURCHASE AS REQUIRED
002401126 | WIRE,ELECTRICAL | AERIAL,ALL ALUMINIUM ALLOY CONDUCTOR (AAAC);19/3.75 MM;CODE NEON;1200 DRUM SIZE,DRUM WEIGHT 880 KG; | MIDLANDS | MIDLAND METALS | MMO-NEON | PURCHASE AS REQUIRED
001420508 | WIRE,ELECTRICAL | AERIAL;ALL ALUMINIUM ALLOY CONDUCTOR (AAAC/1120);7/4.75 MM;W/GREASED CORE; AS1531,PART 3;CODE - IODINE;1800 M DRUM SIZE,DRUM WEIGHT 780 KG; | ZTTCABLE | JIANGSU ZHONGTIAN TECHNOLOGY CO PL | 7/4.75 (IODINE) | STRATEGIC SPARE
001420508 | WIRE,ELECTRICAL | AERIAL;ALL ALUMINIUM ALLOY CONDUCTOR (AAAC/1120);7/4.75 MM;W/GREASED CORE; AS1531,PART 3;CODE - IODINE;1800 M DRUM SIZE,DRUM WEIGHT 780 KG; | MIDAL | MIDAL CABLES INTERNATIONAL PL | 7/4.75 IODINE | STRATEGIC SPARE
001420508 | WIRE,ELECTRICAL | AERIAL;ALL ALUMINIUM ALLOY CONDUCTOR (AAAC/1120);7/4.75 MM;W/GREASED CORE; AS1531,PART 3;CODE - IODINE;1800 M DRUM SIZE,DRUM WEIGHT 780 KG; | OLEX | OLEX AUSTRALIA PTY LTD | IODINE | STRATEGIC SPARE
001420508 | WIRE,ELECTRICAL | AERIAL;ALL ALUMINIUM ALLOY CONDUCTOR (AAAC/1120);7/4.75 MM;W/GREASED CORE; AS1531,PART 3;CODE - IODINE;1800 M DRUM SIZE,DRUM WEIGHT 780 KG; | PWRGRID | POWER GRID CABLES PTY LTD WINDSOR NSW | L-T-SA12-0046-AP-2 | STRATEGIC SPARE
001420508 | WIRE,ELECTRICAL | AERIAL;ALL ALUMINIUM ALLOY CONDUCTOR (AAAC/1120);7/4.75 MM;W/GREASED CORE; AS1531,PART 3;CODE - IODINE;1800 M DRUM SIZE,DRUM WEIGHT 780 KG; | MIDLANDS | MIDLAND METALS | MMO-IODINE | STRATEGIC SPARE
001542722 | WIRE,ELECTRICAL | BUILDING;COPPER,ANNEALED;2.5 SQ MM; 7/0.67 MM;0.6/1 KV;PVC INSULATED;WHITE; 100 M DRUM SIZE;WEIGHT 4.27 KG; | PRYSMIAN | PRYSMIAN POWER CABLES & SYSTEMS AUST | 20199371 | CURRENT
001542722 | WIRE,ELECTRICAL | BUILDING;COPPER,ANNEALED;2.5 SQ MM; 7/0.67 MM;0.6/1 KV;PVC INSULATED;WHITE; 100 M DRUM SIZE;WEIGHT 4.27 KG; | OLEX | OLEX AUSTRALIA PTY LTD | BAAP07A1001AAWT | CURRENT
001542722 | WIRE,ELECTRICAL | BUILDING;COPPER,ANNEALED;2.5 SQ MM; 7/0.67 MM;0.6/1 KV;PVC INSULATED;WHITE; 100 M DRUM SIZE;WEIGHT 4.27 KG; | MIDLANDS | MIDLAND METALS | MMO-1X2.5 CU PVC WHT | CURRENT
001542765 | WIRE,ELECTRICAL | BUILDING;COPPER,ANNEALED;2.5 SQ MM; 7/0.67 MM;0.6/1 KV;PVC INSULATED;GREY; 100 M DRUM SIZE;WEIGHT 4.27 KG; | PRYSMIAN | PRYSMIAN POWER CABLES & SYSTEMS AUST | 20199374 | CURRENT
001542765 | WIRE,ELECTRICAL | BUILDING;COPPER,ANNEALED;2.5 SQ MM; 7/0.67 MM;0.6/1 KV;PVC INSULATED;GREY; 100 M DRUM SIZE;WEIGHT 4.27 KG; | OLEX | OLEX AUSTRALIA PTY LTD | BAAP07A1001AAGY | CURRENT
001542765 | WIRE,ELECTRICAL | BUILDING;COPPER,ANNEALED;2.5 SQ MM; 7/0.67 MM;0.6/1 KV;PVC INSULATED;GREY; 100 M DRUM SIZE;WEIGHT 4.27 KG; | MIDLANDS | MIDLAND METALS | MMO-1X2.5 CU PVC GRY | CURRENT
002472116 | LIPSTICK,ANTICHAP | EGO Sunsense Lip Balm; 15g; SPF50+ 4hr water resistant; Contains Oxybenzone | ALPHA | ALPHA FIRST AID SUPPLIES QLD | 510002 | CURRENT
002472116 | LIPSTICK,ANTICHAP | EGO Sunsense Lip Balm; 15g; SPF50+ 4hr water resistant; Contains Oxybenzone | ATOMSUPP | ATOM SUPPLY | 424447 | CURRENT
002453363 | CABLE,POWER,ELECTRICAL | AERIAL;COVERED CONDUCTOR THICK; 120 SQ MM;CCT;X90; AAAC GDE 1120 ; 600 M DRUM;SOFT XLPE COVERING; | MIDLANDS | MIDLAND METALS | MMO-11/120 AL X AAAC/1120 | PURCHASE AS REQUIRED
002453363 | CABLE,POWER,ELECTRICAL | AERIAL;COVERED CONDUCTOR THICK; 120 SQ MM;CCT;X90; AAAC GDE 1120 ; 600 M DRUM;SOFT XLPE COVERING; | OLEX | OLEX AUSTRALIA PTY LTD | UJAJ90AA001 | PURCHASE AS REQUIRED
002453363 | CABLE,POWER,ELECTRICAL | AERIAL;COVERED CONDUCTOR THICK; 120 SQ MM;CCT;X90; AAAC GDE 1120 ; 600 M DRUM;SOFT XLPE COVERING; | MIDLANDS | MIDLAND METALS | MMO-11KV CCT 1X120 AL/1120 | PURCHASE AS REQUIRED
001542862 | WIRE,ELECTRICAL | BUILDING;COPPER,ANNEALED;6.0 SQ MM; 7/1.04 MM;0.6/1 KV;PVC INSULATED;BLACK; 100 M DRUM SIZE;WEIGHT 8.29 KG; | PRYSMIAN | PRYSMIAN POWER CABLES & SYSTEMS AUST | 20199386 | CURRENT
001542862 | WIRE,ELECTRICAL | BUILDING;COPPER,ANNEALED;6.0 SQ MM; 7/1.04 MM;0.6/1 KV;PVC INSULATED;BLACK; 100 M DRUM SIZE;WEIGHT 8.29 KG; | OLEX | OLEX AUSTRALIA PTY LTD | BAAP11A1001AABK | CURRENT
001542862 | WIRE,ELECTRICAL | BUILDING;COPPER,ANNEALED;6.0 SQ MM; 7/1.04 MM;0.6/1 KV;PVC INSULATED;BLACK; 100 M DRUM SIZE;WEIGHT 8.29 KG; | MIDLANDS | MIDLAND METALS | MMO-1X6 CU PVC BLK | CURRENT
001542749 | WIRE,ELECTRICAL | BUILDING;COPPER,ANNEALED;2.5 SQ MM; 7/0.67 MM;0.6/1 KV;PVC INSULATED;BLUE; 100 M DRUM SIZE;WEIGHT 4.27 KG; | PRYSMIAN | PRYSMIAN POWER CABLES & SYSTEMS AUST | 20199372 | CURRENT
001542749 | WIRE,ELECTRICAL | BUILDING;COPPER,ANNEALED;2.5 SQ MM; 7/0.67 MM;0.6/1 KV;PVC INSULATED;BLUE; 100 M DRUM SIZE;WEIGHT 4.27 KG; | OLEX | OLEX AUSTRALIA PTY LTD | BAAP07A1001AABE | CURRENT
001542749 | WIRE,ELECTRICAL | BUILDING;COPPER,ANNEALED;2.5 SQ MM; 7/0.67 MM;0.6/1 KV;PVC INSULATED;BLUE; 100 M DRUM SIZE;WEIGHT 4.27 KG; | MIDLANDS | MIDLAND METALS | MMO-1X2.5 CU PVC BLU | CURRENT
001542781 | WIRE,ELECTRICAL | BUILDING;COPPER,ANNEALED;4.0 SQ MM; 7/0.85 MM;0.6/1 KV;PVC INSULATED;BLACK; 100 M DRUM SIZE;WEIGHT 6.17 KG; | PRYSMIAN | PRYSMIAN POWER CABLES & SYSTEMS AUST | 20199380 | CURRENT
001542781 | WIRE,ELECTRICAL | BUILDING;COPPER,ANNEALED;4.0 SQ MM; 7/0.85 MM;0.6/1 KV;PVC INSULATED;BLACK; 100 M DRUM SIZE;WEIGHT 6.17 KG; | OLEX | OLEX AUSTRALIA PTY LTD | BAAP09A1001AABK | CURRENT
001542781 | WIRE,ELECTRICAL | BUILDING;COPPER,ANNEALED;4.0 SQ MM; 7/0.85 MM;0.6/1 KV;PVC INSULATED;BLACK; 100 M DRUM SIZE;WEIGHT 6.17 KG; | MIDLANDS | MIDLAND METALS | MMO-1X4 CU PVC BLK | CURRENT
001542838 | WIRE,ELECTRICAL | BUILDING;COPPER,ANNEALED;4.0 SQ MM; 7/0.85 MM;0.6/1 KV;PVC INSULATED;GREEN/ YELLOW 100 M DRUM SIZE;WEIGHT 6.17 KG; | PRYSMIAN | PRYSMIAN POWER CABLES & SYSTEMS AUST | 20199378 | CURRENT
001542838 | WIRE,ELECTRICAL | BUILDING;COPPER,ANNEALED;4.0 SQ MM; 7/0.85 MM;0.6/1 KV;PVC INSULATED;GREEN/ YELLOW 100 M DRUM SIZE;WEIGHT 6.17 KG; | OLEX | OLEX AUSTRALIA PTY LTD | BAAP09A1001AAHN | CURRENT
001542838 | WIRE,ELECTRICAL | BUILDING;COPPER,ANNEALED;4.0 SQ MM; 7/0.85 MM;0.6/1 KV;PVC INSULATED;GREEN/ YELLOW 100 M DRUM SIZE;WEIGHT 6.17 KG; | MIDLANDS | MIDLAND METALS | MMO-1X4 CU PVC G/Y | CURRENT
001542706 | WIRE,ELECTRICAL | BUILDING;COPPER,ANNEALED;2.5 SQ MM; 7/0.67 MM;0.6/1 KV;PVC INSULATED;RED; ;100 M DRUM SIZE;WEIGHT 4.27 KG; | PRYSMIAN | PRYSMIAN POWER CABLES & SYSTEMS AUST | 20199370 | CURRENT
001542706 | WIRE,ELECTRICAL | BUILDING;COPPER,ANNEALED;2.5 SQ MM; 7/0.67 MM;0.6/1 KV;PVC INSULATED;RED; ;100 M DRUM SIZE;WEIGHT 4.27 KG; | OLEX | OLEX AUSTRALIA PTY LTD | BAAP07A1001AARD | CURRENT
001542706 | WIRE,ELECTRICAL | BUILDING;COPPER,ANNEALED;2.5 SQ MM; 7/0.67 MM;0.6/1 KV;PVC INSULATED;RED; ;100 M DRUM SIZE;WEIGHT 4.27 KG; | MIDLANDS | MIDLAND METALS | MMO-1X2.5 CU PVC RD | CURRENT
001542714 | WIRE,ELECTRICAL | BUILDING;COPPER,ANNEALED;2.5 SQ MM; 7/0.67 MM;0.6/1 KV;PVC INSULATED;BLACK; 100 M DRUM SIZE;WEIGHT4.27 KG;USED IN SUBSTATION PANELS; | PRYSMIAN | PRYSMIAN POWER CABLES & SYSTEMS AUST | 20199369 | CURRENT
001542714 | WIRE,ELECTRICAL | BUILDING;COPPER,ANNEALED;2.5 SQ MM; 7/0.67 MM;0.6/1 KV;PVC INSULATED;BLACK; 100 M DRUM SIZE;WEIGHT4.27 KG;USED IN SUBSTATION PANELS; | OLEX | OLEX AUSTRALIA PTY LTD | BAAP07A1001AABK | CURRENT
001542714 | WIRE,ELECTRICAL | BUILDING;COPPER,ANNEALED;2.5 SQ MM; 7/0.67 MM;0.6/1 KV;PVC INSULATED;BLACK; 100 M DRUM SIZE;WEIGHT4.27 KG;USED IN SUBSTATION PANELS; | MIDLANDS | MIDLAND METALS | MMO-1X2.5 CU PVC BLK V90 | CURRENT
002400223 | WIRE,ELECTRICAL | AERIAL;BARE COPPER,HARD DRAWN;112.9 SQ MM;19/2.75 MM;DRUM SIZE500 M,(APPROX WEIGHT 567 KG); | OLEX | OLEX AUSTRALIA PTY LTD | ACUT44RP001AAAA | CURRENT
002400223 | WIRE,ELECTRICAL | AERIAL;BARE COPPER,HARD DRAWN;112.9 SQ MM;19/2.75 MM;DRUM SIZE500 M,(APPROX WEIGHT 567 KG); | MIDLANDS | MIDLAND METALS | MMO-HDBCC 19/2.75 | CURRENT
002418028 | WIRE,ELECTRICAL | AERIAL;ALL ALUMINIUM ALLOY CONDUCTOR; (AAAC);61/3.75 MM;W/GREASED CORE;CODE - SULPHUR;DRUM SIZE 1800 M,DRUM WEIGHT 4070 KG; | ZTTCABLE | JIANGSU ZHONGTIAN TECHNOLOGY CO PL | 61/3.75 (SULPHUR) | PURCHASE AS REQUIRED
002418028 | WIRE,ELECTRICAL | AERIAL;ALL ALUMINIUM ALLOY CONDUCTOR; (AAAC);61/3.75 MM;W/GREASED CORE;CODE - SULPHUR;DRUM SIZE 1800 M,DRUM WEIGHT 4070 KG; | MIDAL | MIDAL CABLES INTERNATIONAL PL | 61/3.75 SULPHUR | PURCHASE AS REQUIRED
002418028 | WIRE,ELECTRICAL | AERIAL;ALL ALUMINIUM ALLOY CONDUCTOR; (AAAC);61/3.75 MM;W/GREASED CORE;CODE - SULPHUR;DRUM SIZE 1800 M,DRUM WEIGHT 4070 KG; | PWRGRID | POWER GRID CABLES PTY LTD WINDSOR NSW | L-T-SA12-0046-AP-2 | PURCHASE AS REQUIRED
002418028 | WIRE,ELECTRICAL | AERIAL;ALL ALUMINIUM ALLOY CONDUCTOR; (AAAC);61/3.75 MM;W/GREASED CORE;CODE - SULPHUR;DRUM SIZE 1800 M,DRUM WEIGHT 4070 KG; | MIDLANDS | MIDLAND METALS | MMO-SULPHUR | PURCHASE AS REQUIRED
001421067 | WIRE,ELECTRICAL | AERIAL;ALUMINIUM CONDUCTOR STEEL REINFORCED/GALV (ACSR/GZ);6/4.75 MM + 7/1.60 MM;W/GREASED CORE;CODE -CHERRY; 2200 M DRUM SIZE,DRUM WEIGHT METAL | ZTTCABLE | JIANGSU ZHONGTIAN TECHNOLOGY CO PL | 6/4.75+7/1.60 (CHERRY) | CURRENT
001421067 | WIRE,ELECTRICAL | AERIAL;ALUMINIUM CONDUCTOR STEEL REINFORCED/GALV (ACSR/GZ);6/4.75 MM + 7/1.60 MM;W/GREASED CORE;CODE -CHERRY; 2200 M DRUM SIZE,DRUM WEIGHT METAL | JUBATUS | JUBATUS CONSULTING PL | 6/4.75+7/1.60 (CHERRY) | CURRENT
001421067 | WIRE,ELECTRICAL | AERIAL;ALUMINIUM CONDUCTOR STEEL REINFORCED/GALV (ACSR/GZ);6/4.75 MM + 7/1.60 MM;W/GREASED CORE;CODE -CHERRY; 2200 M DRUM SIZE,DRUM WEIGHT METAL | MIDAL | MIDAL CABLES INTERNATIONAL PL | 6/4.75+7/1.60 CHERRY | CURRENT
001421067 | WIRE,ELECTRICAL | AERIAL;ALUMINIUM CONDUCTOR STEEL REINFORCED/GALV (ACSR/GZ);6/4.75 MM + 7/1.60 MM;W/GREASED CORE;CODE -CHERRY; 2200 M DRUM SIZE,DRUM WEIGHT METAL | MIDMETAL |  | MMO-CHERRY | CURRENT
001421067 | WIRE,ELECTRICAL | AERIAL;ALUMINIUM CONDUCTOR STEEL REINFORCED/GALV (ACSR/GZ);6/4.75 MM + 7/1.60 MM;W/GREASED CORE;CODE -CHERRY; 2200 M DRUM SIZE,DRUM WEIGHT METAL | OLEX | OLEX AUSTRALIA PTY LTD | CHERRY | CURRENT
001421067 | WIRE,ELECTRICAL | AERIAL;ALUMINIUM CONDUCTOR STEEL REINFORCED/GALV (ACSR/GZ);6/4.75 MM + 7/1.60 MM;W/GREASED CORE;CODE -CHERRY; 2200 M DRUM SIZE,DRUM WEIGHT METAL | MIDLANDS | MIDLAND METALS | MMO-CHERRY | CURRENT
002402822 | WIRE,ELECTRICAL | AERIAL;ALL ALUMINIUM ALLOY CONDUCTOR; (AAAC);19/4.75 MM;W/GREASED CORE;CODE- OXYGEN;1400 M DRUM SIZE,DRUM WEIGHT 1640 KG; | ZTTCABLE | JIANGSU ZHONGTIAN TECHNOLOGY CO PL | 19/4.75 (OXYGEN) | PURCHASE AS REQUIRED
002402822 | WIRE,ELECTRICAL | AERIAL;ALL ALUMINIUM ALLOY CONDUCTOR; (AAAC);19/4.75 MM;W/GREASED CORE;CODE- OXYGEN;1400 M DRUM SIZE,DRUM WEIGHT 1640 KG; | MIDAL | MIDAL CABLES INTERNATIONAL PL | 19/4.75 OXYGEN | PURCHASE AS REQUIRED
002402822 | WIRE,ELECTRICAL | AERIAL;ALL ALUMINIUM ALLOY CONDUCTOR; (AAAC);19/4.75 MM;W/GREASED CORE;CODE- OXYGEN;1400 M DRUM SIZE,DRUM WEIGHT 1640 KG; | PWRGRID | POWER GRID CABLES PTY LTD WINDSOR NSW | L-T-SA12-0046-AP-2 | PURCHASE AS REQUIRED
002402822 | WIRE,ELECTRICAL | AERIAL;ALL ALUMINIUM ALLOY CONDUCTOR; (AAAC);19/4.75 MM;W/GREASED CORE;CODE- OXYGEN;1400 M DRUM SIZE,DRUM WEIGHT 1640 KG; | OLEX | OLEX AUSTRALIA PTY LTD | 3300,300475,19,3000 | PURCHASE AS REQUIRED
002402822 | WIRE,ELECTRICAL | AERIAL;ALL ALUMINIUM ALLOY CONDUCTOR; (AAAC);19/4.75 MM;W/GREASED CORE;CODE- OXYGEN;1400 M DRUM SIZE,DRUM WEIGHT 1640 KG; | MIDLANDS | MIDLAND METALS | MMO-OXYGEN | PURCHASE AS REQUIRED
002401162 | WIRE,ELECTRICAL | AERIAL;ALL ALUMINIUM CONDUCTOR (AAC); 19/4.75 MM W/GREASED CORE;CODE-TAURUS; 1400 M DRUM SIZE,DRUM WEIGHT 1536 KG; | ZTTCABLE | JIANGSU ZHONGTIAN TECHNOLOGY CO PL | 19/4.75 (TAURUS) | CURRENT
002401162 | WIRE,ELECTRICAL | AERIAL;ALL ALUMINIUM CONDUCTOR (AAC); 19/4.75 MM W/GREASED CORE;CODE-TAURUS; 1400 M DRUM SIZE,DRUM WEIGHT 1536 KG; | JUBATUS | JUBATUS CONSULTING PL | 19/4.75 (TAURUS) | CURRENT
002401162 | WIRE,ELECTRICAL | AERIAL;ALL ALUMINIUM CONDUCTOR (AAC); 19/4.75 MM W/GREASED CORE;CODE-TAURUS; 1400 M DRUM SIZE,DRUM WEIGHT 1536 KG; | MIDAL | MIDAL CABLES INTERNATIONAL PL | 19/4.75 TAURUS | CURRENT
002401162 | WIRE,ELECTRICAL | AERIAL;ALL ALUMINIUM CONDUCTOR (AAC); 19/4.75 MM W/GREASED CORE;CODE-TAURUS; 1400 M DRUM SIZE,DRUM WEIGHT 1536 KG; | OLEX | OLEX AUSTRALIA PTY LTD | TAURUS | CURRENT
002401162 | WIRE,ELECTRICAL | AERIAL;ALL ALUMINIUM CONDUCTOR (AAC); 19/4.75 MM W/GREASED CORE;CODE-TAURUS; 1400 M DRUM SIZE,DRUM WEIGHT 1536 KG; | MIDLANDS | MIDLAND METALS | MMO-TAURUS | CURRENT
001542757 | WIRE,ELECTRICAL | BUILDING;COPPER,ANNEALED;2.5 SQ MM; 7/0.67 MM;0.6/1 KV;PVC INSULATED;GREEN/ YELLOW;100 M DRUM SIZE;WEIGHT 4.27 KG; | PRYSMIAN | PRYSMIAN POWER CABLES & SYSTEMS AUST | 20199368 | CURRENT
001542757 | WIRE,ELECTRICAL | BUILDING;COPPER,ANNEALED;2.5 SQ MM; 7/0.67 MM;0.6/1 KV;PVC INSULATED;GREEN/ YELLOW;100 M DRUM SIZE;WEIGHT 4.27 KG; | OLEX | OLEX AUSTRALIA PTY LTD | AATP07A1001AAHN | CURRENT
001542757 | WIRE,ELECTRICAL | BUILDING;COPPER,ANNEALED;2.5 SQ MM; 7/0.67 MM;0.6/1 KV;PVC INSULATED;GREEN/ YELLOW;100 M DRUM SIZE;WEIGHT 4.27 KG; | MIDLANDS | MIDLAND METALS | MMO-1X2.5 CU PVC G/Y | CURRENT
001425518 | WIRE,ELECTRICAL | AERIAL;BARE OVERHEAD CONDUCTOR STEEL 3/2.75 SC/GZ;OVERHEAD 3 STRAND GALV STEEL CONDUCTOR; | JUBATUS | JUBATUS CONSULTING PL | 3/2.75 | PURCHASE AS REQUIRED
001425518 | WIRE,ELECTRICAL | AERIAL;BARE OVERHEAD CONDUCTOR STEEL 3/2.75 SC/GZ;OVERHEAD 3 STRAND GALV STEEL CONDUCTOR; | MIDLANDS | MIDLAND METALS | MMO-SC/GZ 3/2.75 | PURCHASE AS REQUIRED
001421148 | WIRE,ELECTRICAL | AERIAL;ALUMINIUM CONDUCTOR STEEL REINFORCED/GALV (ACSR/GZ);6/3.00 MM + 1/3.00 MM;W/GREASED CORE;CODE -APPLE; 3100 M DRUM SIZE,DRUM WEIGHT METAL | ZTTCABLE | JIANGSU ZHONGTIAN TECHNOLOGY CO PL | 6/1/3.00 (APPLE) | CURRENT
001421148 | WIRE,ELECTRICAL | AERIAL;ALUMINIUM CONDUCTOR STEEL REINFORCED/GALV (ACSR/GZ);6/3.00 MM + 1/3.00 MM;W/GREASED CORE;CODE -APPLE; 3100 M DRUM SIZE,DRUM WEIGHT METAL | JUBATUS | JUBATUS CONSULTING PL | 6/1/3.00 (APPLE) | CURRENT
001421148 | WIRE,ELECTRICAL | AERIAL;ALUMINIUM CONDUCTOR STEEL REINFORCED/GALV (ACSR/GZ);6/3.00 MM + 1/3.00 MM;W/GREASED CORE;CODE -APPLE; 3100 M DRUM SIZE,DRUM WEIGHT METAL | MIDAL | MIDAL CABLES INTERNATIONAL PL | 6/1/3.00 APPLE | CURRENT
001421148 | WIRE,ELECTRICAL | AERIAL;ALUMINIUM CONDUCTOR STEEL REINFORCED/GALV (ACSR/GZ);6/3.00 MM + 1/3.00 MM;W/GREASED CORE;CODE -APPLE; 3100 M DRUM SIZE,DRUM WEIGHT METAL | OLEX | OLEX AUSTRALIA PTY LTD | APPLE | CURRENT
001421148 | WIRE,ELECTRICAL | AERIAL;ALUMINIUM CONDUCTOR STEEL REINFORCED/GALV (ACSR/GZ);6/3.00 MM + 1/3.00 MM;W/GREASED CORE;CODE -APPLE; 3100 M DRUM SIZE,DRUM WEIGHT METAL | MIDLANDS | MIDLAND METALS | MMO-APPLE | CURRENT
001421032 | WIRE,ELECTRICAL | AERIAL;ALUMINIUM CONDUCTOR STEEL REINFORCED/GALV (ACSR/GZ);6/3.75 MM + 1/3.75 MM;W/GREASED CORE;CODE -BANANA; 1900 M DRUM SIZE,DRUM WEIGHTMETAL | ZTTCABLE | JIANGSU ZHONGTIAN TECHNOLOGY CO PL | 6/1/3.75 (BANANA) | CURRENT
001421032 | WIRE,ELECTRICAL | AERIAL;ALUMINIUM CONDUCTOR STEEL REINFORCED/GALV (ACSR/GZ);6/3.75 MM + 1/3.75 MM;W/GREASED CORE;CODE -BANANA; 1900 M DRUM SIZE,DRUM WEIGHTMETAL | JUBATUS | JUBATUS CONSULTING PL | 6/1/3.75 (BANANA) | CURRENT
001421032 | WIRE,ELECTRICAL | AERIAL;ALUMINIUM CONDUCTOR STEEL REINFORCED/GALV (ACSR/GZ);6/3.75 MM + 1/3.75 MM;W/GREASED CORE;CODE -BANANA; 1900 M DRUM SIZE,DRUM WEIGHTMETAL | MIDAL | MIDAL CABLES INTERNATIONAL PL | 6/1/3.75 BANANA | CURRENT
001421032 | WIRE,ELECTRICAL | AERIAL;ALUMINIUM CONDUCTOR STEEL REINFORCED/GALV (ACSR/GZ);6/3.75 MM + 1/3.75 MM;W/GREASED CORE;CODE -BANANA; 1900 M DRUM SIZE,DRUM WEIGHTMETAL | OLEX | OLEX AUSTRALIA PTY LTD | BANANA | CURRENT
001421032 | WIRE,ELECTRICAL | AERIAL;ALUMINIUM CONDUCTOR STEEL REINFORCED/GALV (ACSR/GZ);6/3.75 MM + 1/3.75 MM;W/GREASED CORE;CODE -BANANA; 1900 M DRUM SIZE,DRUM WEIGHTMETAL | MIDLANDS | MIDLAND METALS | MMO-BANANA | CURRENT
001421016 | WIRE,ELECTRICAL | AERIAL;ALUMINIUM CONDUCTOR STEEL REINFORCED/GALV (ACSR/GZ);3/2.50 MM + 4/2.50 MM;W/GREASED CORE;CODE -RAISIN; 2400 M DRUM SIZE,DRUM WEIGHT METAL DRUM | JUBATUS | JUBATUS CONSULTING PL | 3/4/2.50 (RAISIN) | CURRENT
001421016 | WIRE,ELECTRICAL | AERIAL;ALUMINIUM CONDUCTOR STEEL REINFORCED/GALV (ACSR/GZ);3/2.50 MM + 4/2.50 MM;W/GREASED CORE;CODE -RAISIN; 2400 M DRUM SIZE,DRUM WEIGHT METAL DRUM | MIDAL | MIDAL CABLES INTERNATIONAL PL | 3/4/2.50 RAISIN | CURRENT
001421016 | WIRE,ELECTRICAL | AERIAL;ALUMINIUM CONDUCTOR STEEL REINFORCED/GALV (ACSR/GZ);3/2.50 MM + 4/2.50 MM;W/GREASED CORE;CODE -RAISIN; 2400 M DRUM SIZE,DRUM WEIGHT METAL DRUM | MIDLANDS | MIDLAND METALS | MMO-RAISIN | CURRENT
001421016 | WIRE,ELECTRICAL | AERIAL;ALUMINIUM CONDUCTOR STEEL REINFORCED/GALV (ACSR/GZ);3/2.50 MM + 4/2.50 MM;W/GREASED CORE;CODE -RAISIN; 2400 M DRUM SIZE,DRUM WEIGHT METAL DRUM | ZTTCABLE | JIANGSU ZHONGTIAN TECHNOLOGY CO PL | 3/4/2.50 (RAISIN) | CURRENT
001420451 | WIRE,ELECTRICAL | AERIAL;ALL ALUMINIUM CONDUCTOR (AAC); 37/3.00 MM;W/GREASED CORE;CODE - SATURN 2500 M DRUM SIZE;DRUM NO LARGER THAN 950 MM DIA,900 MM W,INCL BOLTS & 75 MM | ZTTCABLE | JIANGSU ZHONGTIAN TECHNOLOGY CO PL | 37/3.00 (SATURN) | CURRENT
001420451 | WIRE,ELECTRICAL | AERIAL;ALL ALUMINIUM CONDUCTOR (AAC); 37/3.00 MM;W/GREASED CORE;CODE - SATURN 2500 M DRUM SIZE;DRUM NO LARGER THAN 950 MM DIA,900 MM W,INCL BOLTS & 75 MM | JUBATUS | JUBATUS CONSULTING PL | 37/3.00 (SATURN) | CURRENT
001420451 | WIRE,ELECTRICAL | AERIAL;ALL ALUMINIUM CONDUCTOR (AAC); 37/3.00 MM;W/GREASED CORE;CODE - SATURN 2500 M DRUM SIZE;DRUM NO LARGER THAN 950 MM DIA,900 MM W,INCL BOLTS & 75 MM | MIDAL | MIDAL CABLES INTERNATIONAL PL | 37/3.00 SATURN | CURRENT
001420451 | WIRE,ELECTRICAL | AERIAL;ALL ALUMINIUM CONDUCTOR (AAC); 37/3.00 MM;W/GREASED CORE;CODE - SATURN 2500 M DRUM SIZE;DRUM NO LARGER THAN 950 MM DIA,900 MM W,INCL BOLTS & 75 MM | MIDMETAL |  | MMO-SATURN | CURRENT
001420451 | WIRE,ELECTRICAL | AERIAL;ALL ALUMINIUM CONDUCTOR (AAC); 37/3.00 MM;W/GREASED CORE;CODE - SATURN 2500 M DRUM SIZE;DRUM NO LARGER THAN 950 MM DIA,900 MM W,INCL BOLTS & 75 MM | OLEX | OLEX AUSTRALIA PTY LTD | SATURN | CURRENT
001420451 | WIRE,ELECTRICAL | AERIAL;ALL ALUMINIUM CONDUCTOR (AAC); 37/3.00 MM;W/GREASED CORE;CODE - SATURN 2500 M DRUM SIZE;DRUM NO LARGER THAN 950 MM DIA,900 MM W,INCL BOLTS & 75 MM | MIDLANDS | MIDLAND METALS | MMO-SATURN | CURRENT
001420109 | WIRE,ELECTRICAL | AERIAL;ALL ALUMINIUM CONDUCTOR (AAC); 7/3.00 MM;W/GREASED CORE;CODE - LIBRA; 3100 M DRUM SIZE,DRUM WEIGHT METAL DRUM 580 KG,DRUM WEIGHT WOODEN | MIDLANDS | MIDLAND METALS | MMO-LIBRA | CURRENT
001420109 | WIRE,ELECTRICAL | AERIAL;ALL ALUMINIUM CONDUCTOR (AAC); 7/3.00 MM;W/GREASED CORE;CODE - LIBRA; 3100 M DRUM SIZE,DRUM WEIGHT METAL DRUM 580 KG,DRUM WEIGHT WOODEN | ZTTCABLE | JIANGSU ZHONGTIAN TECHNOLOGY CO PL | 7/3.00 (LIBRA) | CURRENT
001420109 | WIRE,ELECTRICAL | AERIAL;ALL ALUMINIUM CONDUCTOR (AAC); 7/3.00 MM;W/GREASED CORE;CODE - LIBRA; 3100 M DRUM SIZE,DRUM WEIGHT METAL DRUM 580 KG,DRUM WEIGHT WOODEN | MIDAL | MIDAL CABLES INTERNATIONAL PL | 7/3.00 LIBRA | CURRENT
001420109 | WIRE,ELECTRICAL | AERIAL;ALL ALUMINIUM CONDUCTOR (AAC); 7/3.00 MM;W/GREASED CORE;CODE - LIBRA; 3100 M DRUM SIZE,DRUM WEIGHT METAL DRUM 580 KG,DRUM WEIGHT WOODEN | JUBATUS | JUBATUS CONSULTING PL | 7/3.00 (LIBRA) | CURRENT
001420109 | WIRE,ELECTRICAL | AERIAL;ALL ALUMINIUM CONDUCTOR (AAC); 7/3.00 MM;W/GREASED CORE;CODE - LIBRA; 3100 M DRUM SIZE,DRUM WEIGHT METAL DRUM 580 KG,DRUM WEIGHT WOODEN | MIDMETAL |  | MMO-LIBRA | CURRENT
001420109 | WIRE,ELECTRICAL | AERIAL;ALL ALUMINIUM CONDUCTOR (AAC); 7/3.00 MM;W/GREASED CORE;CODE - LIBRA; 3100 M DRUM SIZE,DRUM WEIGHT METAL DRUM 580 KG,DRUM WEIGHT WOODEN | OLEX | OLEX AUSTRALIA PTY LTD | LIBRA | CURRENT
001420036 | CABLE,POWER,ELECTRICAL | 0.6/1 KV;95 SQ MM;COMPACTED ALUMINIUM; 2 CORE;BLACK XLPE INSULATED;AERIAL BUNDLED CABLE;AS3560;500 M DRUM ,METAL DRUM WEIGHT 730 KG,WOODEN DRUM WEIGHT | MIDLANDS | MIDLAND METALS | MMO-LVABC 2 X95 AL X | CURRENT
001313048 | WIRE,ELECTRICAL | AERIAL;COPPER,HARD DRAWN;70 SQ MM; 19/2.14 MM; 0.6/1 KV; X90-UV INSULATED METRE MARKED; 250 M DRUM SIZE; WEIGHT 200 KG; | MIDMETAL |  | 1CX70 CU/XLPE | CURRENT
001313048 | WIRE,ELECTRICAL | AERIAL;COPPER,HARD DRAWN;70 SQ MM; 19/2.14 MM; 0.6/1 KV; X90-UV INSULATED METRE MARKED; 250 M DRUM SIZE; WEIGHT 200 KG; | OLEX | OLEX AUSTRALIA PTY LTD | XDCT20SB001AACX | CURRENT
001313048 | WIRE,ELECTRICAL | AERIAL;COPPER,HARD DRAWN;70 SQ MM; 19/2.14 MM; 0.6/1 KV; X90-UV INSULATED METRE MARKED; 250 M DRUM SIZE; WEIGHT 200 KG; | MIDLANDS | MIDLAND METALS | MMO-1X70 CU X BLK | CURRENT
001313013 | WIRE,ELECTRICAL | AERIAL;COPPER,HARD DRAWN;16 SQ MM; 7/1.70 MM;0.6/1 KV;BLACK XLPE INSULATED; METRE MARKED;250 M DRUM SIZE,DRUM WEIGHT 55 KG; | MIDMETAL |  | 1CX16 CU/XLPE | CURRENT
001313013 | WIRE,ELECTRICAL | AERIAL;COPPER,HARD DRAWN;16 SQ MM; 7/1.70 MM;0.6/1 KV;BLACK XLPE INSULATED; METRE MARKED;250 M DRUM SIZE,DRUM WEIGHT 55 KG; | OLEX | OLEX AUSTRALIA PTY LTD | BAAT15RP001AACX | CURRENT
001313013 | WIRE,ELECTRICAL | AERIAL;COPPER,HARD DRAWN;16 SQ MM; 7/1.70 MM;0.6/1 KV;BLACK XLPE INSULATED; METRE MARKED;250 M DRUM SIZE,DRUM WEIGHT 55 KG; | MIDLANDS | MIDLAND METALS | MMO-1X16 CU X BLK | CURRENT
001313049 | WIRE,ELECTRICAL | Conductor, Bare, HDBCC, 19/2.14 (70mm2), 250m Wood Drum, JTS 03-03-01 | MIDLANDS | MIDLAND METALS | MMO-HDBC 19/2.14 AR | CURRENT
001313049 | WIRE,ELECTRICAL | Conductor, Bare, HDBCC, 19/2.14 (70mm2), 250m Wood Drum, JTS 03-03-01 | OLEX | OLEX AUSTRALIA PTY LTD | ACUT20RP001AAAA | CURRENT
001313049 | WIRE,ELECTRICAL | Conductor, Bare, HDBCC, 19/2.14 (70mm2), 250m Wood Drum, JTS 03-03-01 | MIDLANDS | MIDLAND METALS | MMO-HDBCC 19/2.14 | CURRENT
001542773 | WIRE,ELECTRICAL | BUILDING;COPPER,ANNEALED;4.0 SQ MM; 7/0.85 MM;0.6/1 KV;PVC INSULATED;RED; 100 M DRUM SIZE;WEIGHT 6.17 KG; | PRYSMIAN | PRYSMIAN POWER CABLES & SYSTEMS AUST | 20199379 | CURRENT
001542773 | WIRE,ELECTRICAL | BUILDING;COPPER,ANNEALED;4.0 SQ MM; 7/0.85 MM;0.6/1 KV;PVC INSULATED;RED; 100 M DRUM SIZE;WEIGHT 6.17 KG; | OLEX | OLEX AUSTRALIA PTY LTD | BAAP09A1001AARD | CURRENT
001542773 | WIRE,ELECTRICAL | BUILDING;COPPER,ANNEALED;4.0 SQ MM; 7/0.85 MM;0.6/1 KV;PVC INSULATED;RED; 100 M DRUM SIZE;WEIGHT 6.17 KG; | MIDLANDS | MIDLAND METALS | MMO-1X4 CU PVC RD | CURRENT
001420068 | CABLE,POWER,ELECTRICAL | 0.6/1 KV;6 SQ MM;HARD DRAWN;COPPER CONDUCTOR;2 CORE;BLACK XLPE INSULATED CABLE;SUPPLIED ON 400 M DRUMS,RIB DETAIL ;METRE MARKED;TO AS3560 FIGURE 1; | OLEX | OLEX AUSTRALIA PTY LTD | XDAT11AA002 | CURRENT
001420068 | CABLE,POWER,ELECTRICAL | 0.6/1 KV;6 SQ MM;HARD DRAWN;COPPER CONDUCTOR;2 CORE;BLACK XLPE INSULATED CABLE;SUPPLIED ON 400 M DRUMS,RIB DETAIL ;METRE MARKED;TO AS3560 FIGURE 1; | MIDLANDS | MIDLAND METALS | MMO-LVABC 2 X 6 CU X | CURRENT
001542919 | WIRE,ELECTRICAL | BUILDING;COPPER,ANNEALED;6.0 SQ MM; 7/1.04 MM;0.6/1 KV;PVC INSULATED; GREEN/YELLOW;100 M DRUM SIZE;WEIGHT 8.29 KG; | PRYSMIAN | PRYSMIAN POWER CABLES & SYSTEMS AUST | 20199384 | CURRENT
001542919 | WIRE,ELECTRICAL | BUILDING;COPPER,ANNEALED;6.0 SQ MM; 7/1.04 MM;0.6/1 KV;PVC INSULATED; GREEN/YELLOW;100 M DRUM SIZE;WEIGHT 8.29 KG; | OLEX | OLEX AUSTRALIA PTY LTD | BAAP11A1001AAHN | CURRENT
001542919 | WIRE,ELECTRICAL | BUILDING;COPPER,ANNEALED;6.0 SQ MM; 7/1.04 MM;0.6/1 KV;PVC INSULATED; GREEN/YELLOW;100 M DRUM SIZE;WEIGHT 8.29 KG; | MIDLANDS | MIDLAND METALS | MMO-1X6 CU PVC G/Y | CURRENT
002401190 | CABLE,POWER,ELECTRICAL | 0.6/1kV, 1C x 50mm2 (19/1.78) Annealed Cu/XLPE (X-90UV) Insulated, Black, Metre Marked, 250m Wood Drum, JTS 03-01-08 | OLEX | OLEX AUSTRALIA PTY LTD | BAAT19RP001AACX | CURRENT
002401190 | CABLE,POWER,ELECTRICAL | 0.6/1kV, 1C x 50mm2 (19/1.78) Annealed Cu/XLPE (X-90UV) Insulated, Black, Metre Marked, 250m Wood Drum, JTS 03-01-08 | MIDMETAL |  | 1CX50 CU/XLPE | CURRENT
002401190 | CABLE,POWER,ELECTRICAL | 0.6/1kV, 1C x 50mm2 (19/1.78) Annealed Cu/XLPE (X-90UV) Insulated, Black, Metre Marked, 250m Wood Drum, JTS 03-01-08 | MIDLANDS | MIDLAND METALS | MMO-1X50 CU X BLK | CURRENT
002400228 | WIRE,ELECTRICAL | AERIAL;BARE COPPER,HARD DRAWN;7/2.75 MM; 250 M DRUM SIZE,DRUM WEIGHT 105 KG; | MIDLANDS | MIDLAND METALS | MMO-HDBC 7/2.75 AR | CURRENT
002400228 | WIRE,ELECTRICAL | AERIAL;BARE COPPER,HARD DRAWN;7/2.75 MM; 250 M DRUM SIZE,DRUM WEIGHT 105 KG; | OLEX | OLEX AUSTRALIA PTY LTD | ACUT39RP001AAAA | CURRENT
002400228 | WIRE,ELECTRICAL | AERIAL;BARE COPPER,HARD DRAWN;7/2.75 MM; 250 M DRUM SIZE,DRUM WEIGHT 105 KG; | MIDLANDS | MIDLAND METALS | MMO-HDBCC 7/2.75 | CURRENT
002401127 | CABLE,POWER,ELECTRICAL | 0.6/1kV, 1C x 120mm2 (37/2.03) Cu/PVC (V-90) Insulated, Green/Yellow, 250m Wood Drum, JTS 03-01-08 | PRYSMIAN | PRYSMIAN POWER CABLES & SYSTEMS AUST | 5010053 | CURRENT
002401127 | CABLE,POWER,ELECTRICAL | 0.6/1kV, 1C x 120mm2 (37/2.03) Cu/PVC (V-90) Insulated, Green/Yellow, 250m Wood Drum, JTS 03-01-08 | OLEX | OLEX AUSTRALIA PTY LTD | BAAP23AA001AAHN | CURRENT
002401127 | CABLE,POWER,ELECTRICAL | 0.6/1kV, 1C x 120mm2 (37/2.03) Cu/PVC (V-90) Insulated, Green/Yellow, 250m Wood Drum, JTS 03-01-08 | PRYSMIAN | PRYSMIAN POWER CABLES & SYSTEMS AUST | 20199421 | CURRENT
002401127 | CABLE,POWER,ELECTRICAL | 0.6/1kV, 1C x 120mm2 (37/2.03) Cu/PVC (V-90) Insulated, Green/Yellow, 250m Wood Drum, JTS 03-01-08 | MIDLANDS | MIDLAND METALS | MMO-1X120 CU PVC G/Y | CURRENT
002401437 | WIRE,ELECTRICAL | AERIAL;BARE COPPER,HARD DRAWN;7/2.00 MM; 500 M DRUM SIZE,DRUM WEIGHT 123 KG; | MIDLANDS | MIDLAND METALS | MMO-HDBC 7/2.03 AR | CURRENT
002401437 | WIRE,ELECTRICAL | AERIAL;BARE COPPER,HARD DRAWN;7/2.00 MM; 500 M DRUM SIZE,DRUM WEIGHT 123 KG; | OLEX | OLEX AUSTRALIA PTY LTD | ACUT68RP001AAAA | CURRENT
002401437 | WIRE,ELECTRICAL | AERIAL;BARE COPPER,HARD DRAWN;7/2.00 MM; 500 M DRUM SIZE,DRUM WEIGHT 123 KG; | MIDLANDS | MIDLAND METALS | MMO-HDBCC 7/2.00 | CURRENT
002403845 | WIRE,NONELECTRICAL | 99% MIN ALUMINIUM;ANNEALED,BRIGHT FINISH ;RD SHAPE;4 MM DIA;10 KG COIL APPROX, | BAMBACH | BAMBACH WIRES & CABLES PTY LTD | D-01-7006-10 | CURRENT
002403845 | WIRE,NONELECTRICAL | 99% MIN ALUMINIUM;ANNEALED,BRIGHT FINISH ;RD SHAPE;4 MM DIA;10 KG COIL APPROX, | PLP AUST | PREFORMED LINE PRODUCTS (AUST) | D-01-7006-10 | CURRENT
002403845 | WIRE,NONELECTRICAL | 99% MIN ALUMINIUM;ANNEALED,BRIGHT FINISH ;RD SHAPE;4 MM DIA;10 KG COIL APPROX, | MIDLANDS | MIDLAND METALS | MMO-4 TIE ANN.AL. | CURRENT
002425874 | WIRE,ELECTRICAL | BUILDING;COPPER,ANNEALED;70 SQ MM; 19/2.14 MM;0.6/1 KV;PVC INSULATED; GREEN/YELLOW;100 M DRUM,DRUM WEIGHT 70.27 KG; | PRYSMIAN | PRYSMIAN POWER CABLES & SYSTEMS AUST | 20199412 | CURRENT
002425874 | WIRE,ELECTRICAL | BUILDING;COPPER,ANNEALED;70 SQ MM; 19/2.14 MM;0.6/1 KV;PVC INSULATED; GREEN/YELLOW;100 M DRUM,DRUM WEIGHT 70.27 KG; | MIDLANDS | MIDLAND METALS | MMO-1X70 CU PVC G/Y | CURRENT
001420051 | CABLE,POWER,ELECTRICAL | 0.6/1 KV;25 SQ MM,(7 STRAND);COMPACTED ALUM;4 CORE;BLACK XLPE;AERIAL BUNDLE CABLE;AS3560;200 M DRUM SIZE, DRUM WEIGHT 80 KG,PALLETS OF 8; | OLEX | OLEX AUSTRALIA PTY LTD | XDAB17AA004 | CURRENT
001420051 | CABLE,POWER,ELECTRICAL | 0.6/1 KV;25 SQ MM,(7 STRAND);COMPACTED ALUM;4 CORE;BLACK XLPE;AERIAL BUNDLE CABLE;AS3560;200 M DRUM SIZE, DRUM WEIGHT 80 KG,PALLETS OF 8; | MIDLANDS | MIDLAND METALS | MMO-LVABC 4 X 25 AL X | CURRENT
000491669 | WIRE,NONELECTRICAL | Copper, Annealed, 2.64mm DIA, 10 KG Coil Approx, 50 Coils per pallet; | BAMBACH | BAMBACH WIRES & CABLES PTY LTD | D-CATW26-10 | CURRENT
000491669 | WIRE,NONELECTRICAL | Copper, Annealed, 2.64mm DIA, 10 KG Coil Approx, 50 Coils per pallet; | MIDLANDS | MIDLAND METALS | MMO-2.64 TIE ANN.CU. | CURRENT
000491669 | WIRE,NONELECTRICAL | Copper, Annealed, 2.64mm DIA, 10 KG Coil Approx, 50 Coils per pallet; | PLP AUST | PREFORMED LINE PRODUCTS (AUST) | D-CATW26-10 | CURRENT
000491669 | WIRE,NONELECTRICAL | Copper, Annealed, 2.64mm DIA, 10 KG Coil Approx, 50 Coils per pallet; | MIDMETAL |  | MMO-2.64 TIE ANN CU | CURRENT
002406979 | WASHER,FLAT | Round, M6, 12.5 x 1.2mm, S/Steel Gde 316 (P100) | HOBSON | HOBSON ENGINEERING CO PTY LTD 393904 | WR16PM06 | CURRENT
002406979 | WASHER,FLAT | Round, M6, 12.5 x 1.2mm, S/Steel Gde 316 (P100) | STATEWD | STATEWIDE FSTNERS & ENG SPLS PL | M6 STAINLESS STEEL | CURRENT
002400094 | NUT,PLAIN,HEXAGON | BRASS;STD;1/4 IN;BSW;BOX OF 100,PACK WEIGHT 0.3 KG; | STATEWD | STATEWIDE FSTNERS & ENG SPLS PL | NUT,PLAIN 1/4 IN | CURRENT
000104618 | BLADE,CABLE STRIPPER | suit Cable Outer Sheath IR Cutter | TEN | THE ENERGY NETWORK | IBST5024B | CURRENT
002428761 | CLAMP,LIVE LINE | Blanket Clamp Peg, Small, Wooden, 150mm Opening, for Live Line | HYLEC | HYLEC PTY LTD | EC-2 | CURRENT
002428761 | CLAMP,LIVE LINE | Blanket Clamp Peg, Small, Wooden, 150mm Opening, for Live Line | TEN | THE ENERGY NETWORK | C-2 | CURRENT
002407086 | TAPE,BARRICADE | NON ADHESIVE;ASBESTOS BARRIER TAPE; YELLOW;75 MM W;300 M LG;LABELLED- DANGER ASBESTOS DUST HAZARD; PACK OF 1,PACK WEIGHT 0.3 KG; | ALLENS | ALLENS INDUSTRIAL PRODUCTS PTY LTD | A1472 | CURRENT
002407086 | TAPE,BARRICADE | NON ADHESIVE;ASBESTOS BARRIER TAPE; YELLOW;75 MM W;300 M LG;LABELLED- DANGER ASBESTOS DUST HAZARD; PACK OF 1,PACK WEIGHT 0.3 KG; | ALLENS | ALLENS INDUSTRIAL PRODUCTS PTY LTD | AIPDADH30075 | CURRENT
002434835 | DETECTOR,VOLTAGE | Tester Proximity Volt Stick, Blue, 50V, Visual/Audible, Non-contact, Min of Cat III | WATTMAST |  | WATVS-LV50S | CURRENT
002434835 | DETECTOR,VOLTAGE | Tester Proximity Volt Stick, Blue, 50V, Visual/Audible, Non-contact, Min of Cat III | ATOMSUPP | ATOM SUPPLY | VS-LV50S | CURRENT
002434835 | DETECTOR,VOLTAGE | Tester Proximity Volt Stick, Blue, 50V, Visual/Audible, Non-contact, Min of Cat III | ATOMSUPP | ATOM SUPPLY | 251215 | CURRENT
002434835 | DETECTOR,VOLTAGE | Tester Proximity Volt Stick, Blue, 50V, Visual/Audible, Non-contact, Min of Cat III | REXEL | REXEL PTY LTD | WATVS-LV50S# | CURRENT
002434835 | DETECTOR,VOLTAGE | Tester Proximity Volt Stick, Blue, 50V, Visual/Audible, Non-contact, Min of Cat III | AUSLEC | AUSLEC | WATWATVS-LV50S-BU | CURRENT
002434835 | DETECTOR,VOLTAGE | Tester Proximity Volt Stick, Blue, 50V, Visual/Audible, Non-contact, Min of Cat III | CNWPL | CNW PL - SLACKS CREEK | WATVS-LV50S L/V VOLT STICK | CURRENT
002459170 | LUBRICANT | CRC CO CONTACT CLEANER SPRAY CAN; NECESSARY FOR CLEANING ELECTRICAL PARTS; 350g CAN | BLKWOODS | J BLACKWOOD & SON LTD | 2016 | CURRENT
002459170 | LUBRICANT | CRC CO CONTACT CLEANER SPRAY CAN; NECESSARY FOR CLEANING ELECTRICAL PARTS; 350g CAN | ATOMSUPP | ATOM SUPPLY | 1118031 | CURRENT
002459873 | PATCH LEAD,FIBRE OPTIC | INDOOR OPTICAL PATCH LEAD;SINGLE MODE; DUPLEX;1M LONG;2 X LC CONNECTOR TERMINATED AT EACH END; | OPTICAL | OPTICAL SYSTEMS DESIGN | OFS-CAB-092-VV-1 | PURCHASE AS REQUIRED
001811169 | BRUSH,WIRE,SCRATCH | SB Type, S/Steel 12mm Lg Exposed, Cylindrical 60mm Dia, Plastic Body, Blue, 140mm Lg, for Al Based Conductors, Pack of 5 | TYCO | TYCO | SB-AL | CURRENT
001811169 | BRUSH,WIRE,SCRATCH | SB Type, S/Steel 12mm Lg Exposed, Cylindrical 60mm Dia, Plastic Body, Blue, 140mm Lg, for Al Based Conductors, Pack of 5 | DULHUNTY | DULHUNTY INDUSTRIES PTY LTD | SB-3 | CURRENT
001811169 | BRUSH,WIRE,SCRATCH | SB Type, S/Steel 12mm Lg Exposed, Cylindrical 60mm Dia, Plastic Body, Blue, 140mm Lg, for Al Based Conductors, Pack of 5 | ATOMSUPP | ATOM SUPPLY | SB-AL | CURRENT
000105028 | BIT,CENTRE | 1-3/4" Hex Drive, Extra Long Type, suit Post Hole Digger; comes with 2 x Nuts & Bolts | DIGGA | DIGGA AUSTRALIA PTY LTD | D621L | CURRENT
000104384 | DIE,CRIMPING TOOL | STEEL;HEX;20 MM AF;TO SUIT 185 SQ MM COPPER COMPRESSION LUGS;U/W UTILUX COMPRESSION TOOL NO.38A OR EQUIV; PACK OF 1,PACK WEIGHT 0.22 KG; | TECONN | TE CONNECTIVITY LTD | 38-200CU/1 | CURRENT
000104384 | DIE,CRIMPING TOOL | STEEL;HEX;20 MM AF;TO SUIT 185 SQ MM COPPER COMPRESSION LUGS;U/W UTILUX COMPRESSION TOOL NO.38A OR EQUIV; PACK OF 1,PACK WEIGHT 0.22 KG; | CABLACES | CABLACES | HT130-C-185 | CURRENT
000477283 | SPLICE,CONDUCTOR | SPLICES,HELICAL,FULL TENSION;ALUMINIUM; 7/3.75 MM AAC (MARS) OR 6/1/3.75 MM (BANANA);REPAIR SPLICE ONLY;BOX OF 15; ITEM DISCONTINUED REFER SC08797 & | PLP AUST | PREFORMED LINE PRODUCTS (AUST) | AFS-113 | PHASING
000477283 | SPLICE,CONDUCTOR | SPLICES,HELICAL,FULL TENSION;ALUMINIUM; 7/3.75 MM AAC (MARS) OR 6/1/3.75 MM (BANANA);REPAIR SPLICE ONLY;BOX OF 15; ITEM DISCONTINUED REFER SC08797 & | DULMISON | DULMISON (AUST) PTY LTD | ALS-1125 | PHASING
001860216 | PAPER,TOILET | ROLL FORM;2 PLY;CARTON OF 48 ROLLS; PACK WEIGHT12.9 KG; | HENLEY |  | PF1002 | CURRENT
000447021 | TERMINAL,LUG | Compression, Bi-Metal, Cu Palm, 25mm2, M10 Bolt Hole, Hex Die A/F 14.0mm, ABC (P10) (scm) | SICAME | SICAME AUSTRALIA PTY LTD | CPTAU25 | CURRENT
000447021 | TERMINAL,LUG | Compression, Bi-Metal, Cu Palm, 25mm2, M10 Bolt Hole, Hex Die A/F 14.0mm, ABC (P10) (scm) | LEGEND | LEGEND POWER SYSTEMS | BMABC25-10 | CURRENT
002443539 | GUARD,FIXTURE | SUBURBAN WIRE GUARD; WIRE GUARD TO FIT LUMINARES SC21520; SC21521; SC21540 AS PER STREET LIGHT; MANUAL V1 F3 PAGE 5-1; | SYLVANIA | SYLVANIA SCHREDER | JS00005 | CURRENT
000880009 | CAPACITOR UNIT. | 5.2 KV;200 KVAR;SINGLE PHASE;24.2 UF; 38.5 AMP CONT @ 50 HZ;50 HZ;NON-PCB IMPREGNANT;POLYPROPYLENE FILM DIELECTRIC ;1 BUSHING PER UNIT CHF101,DWG 1527-A4; | ABB | ABB FAN PTY LTD | CHF 101 | PURCHASE AS REQUIRED
000880009 | CAPACITOR UNIT. | 5.2 KV;200 KVAR;SINGLE PHASE;24.2 UF; 38.5 AMP CONT @ 50 HZ;50 HZ;NON-PCB IMPREGNANT;POLYPROPYLENE FILM DIELECTRIC ;1 BUSHING PER UNIT CHF101,DWG 1527-A4; | ALSTOM | ALSTOM GRID AUSTRALIA LIMITED | HEP15325 | PURCHASE AS REQUIRED
002458214 | ADAPTOR,UNIVERSAL | Double Threaded Brass Stud, 63mm Lg, M16 to M12 c/w 2 x M12 S/Steel Hex Nut, 1 x M12 S/Steel Belleville Washer (scm) | MMELEC | MM ELECTRICAL MERCHANDISING | I3S-63BDT-ROK | CURRENT
002458214 | ADAPTOR,UNIVERSAL | Double Threaded Brass Stud, 63mm Lg, M16 to M12 c/w 2 x M12 S/Steel Hex Nut, 1 x M12 S/Steel Belleville Washer (scm) | SCHNEDER | SCHNEIDER PTY LTD | A048085 ADAPTER STUD | CURRENT
000104435 | NAIL | FLAT HD,RINGED/SMOOTH SHANK;STEEL;GALV; 33MM LG;3.15 MM DIA; SUITABLE FOR HARWOOD USE; 1 KG PER BOX; | STATEWD | STATEWIDE FSTNERS & ENG SPLS PL | NFHGRS333151 | CURRENT
000184896 | INSULATION SLEEVING,ELECTRICAL | HEATSHRINK;11 KV;FOR CABLE TRIFURCATION MWTM SLEEVING FOR 11 KV TERMINATION; SUITS TYCO KIT 196A-IXSU-FEX196A;PACK CONTAINING 150MM STRIPS OF HS SLEEVING; | TECONN | TE CONNECTIVITY LTD | MWTM-50/16-150/U(S50) | CURRENT
002461705 | KNIFE,LINEMANS | Safety Flat Straight Solid Blade, Coated Back, 50mm Lg Tempered S/Steel, Impact Resistant Insulated Plastic Handle, Retractable Scabbard, Insulated 1000V | THEWMCAN | TMAC THEW & MCCANN GROUP | TM10269 | CURRENT
002461705 | KNIFE,LINEMANS | Safety Flat Straight Solid Blade, Coated Back, 50mm Lg Tempered S/Steel, Impact Resistant Insulated Plastic Handle, Retractable Scabbard, Insulated 1000V | AMPLITUD | AMPLITUDE PTY LTD - 396777 | 201010/10 | CURRENT
002461705 | KNIFE,LINEMANS | Safety Flat Straight Solid Blade, Coated Back, 50mm Lg Tempered S/Steel, Impact Resistant Insulated Plastic Handle, Retractable Scabbard, Insulated 1000V | SILGLEN | SILGLEN SERVICES PTY LTD | 120064 | CURRENT
002461713 | BLADE,KNIFE | Replacement Blade, 50mm Lg, S/Steel, Cad Plated, suit Safety Flat Linemans Knife Thew & McCann | PENTA | PENTA AUST (TMAC THEW & MCCANN/HYLEC) | PA10270 | PHASING
002461713 | BLADE,KNIFE | Replacement Blade, 50mm Lg, S/Steel, Cad Plated, suit Safety Flat Linemans Knife Thew & McCann | THEWMCAN | TMAC THEW & MCCANN GROUP | TM10270 | PHASING
002461713 | BLADE,KNIFE | Replacement Blade, 50mm Lg, S/Steel, Cad Plated, suit Safety Flat Linemans Knife Thew & McCann | THEWMCAN | TMAC THEW & MCCANN GROUP | 2461713 | PHASING
000104516 | CUTTER,CABLE,HAND OPERATED | Cable, Ratchet, 254mm long, Capacity 32mm AL/Cu, 20mm ACSR | TEN | THE ENERGY NETWORK | RC-32ACSR | CURRENT
000104516 | CUTTER,CABLE,HAND OPERATED | Cable, Ratchet, 254mm long, Capacity 32mm AL/Cu, 20mm ACSR | TEN | THE ENERGY NETWORK | 9009 | CURRENT
000105465 | HOOK,PLASTIC | YELLOW DNOB PLASTIC HOOK;50 MM DIA; 110 MM LG CONICAL TOP WITH CLOSED LOOP; C/W REFLECTIVE 3 COLOUR SIGN WITH WORDING DANGER DO NOT OPERATE; | BENNIC | BENNIC PTY LTD | YELLOW DNOB HOOK | CURRENT
002406409 | SOLDER,TIN-ZINC ALLOY | 70% TIN,30% ZINC;360 MM LG,15 MM W, 0.25 KG STICKS;STAMPED ENERGEX AL/F AS1834;ALUMINIUM FRICTION SOLDER; PACK OF 80,PACK WEIGHT 20 KG; | CONALLOY |  | SOLDER TIN ZINC | CURRENT
001811177 | BRUSH,WIRE,SCRATCH | STAINLESS STEEL;12 MM EXPOSED LG; CYLINDRICAL,60 MM DIA;PLASTIC BODY, ORANGE;140 MM LG;FOR U/W COPPER BASED CONDUCTORS;(ITEM 2 OF SMS 152);PACK OF 5 | TYCO | TYCO | SB-CU | CURRENT
001811177 | BRUSH,WIRE,SCRATCH | STAINLESS STEEL;12 MM EXPOSED LG; CYLINDRICAL,60 MM DIA;PLASTIC BODY, ORANGE;140 MM LG;FOR U/W COPPER BASED CONDUCTORS;(ITEM 2 OF SMS 152);PACK OF 5 | DULMISON | DULMISON (AUST) PTY LTD | SB4 | CURRENT
001811177 | BRUSH,WIRE,SCRATCH | STAINLESS STEEL;12 MM EXPOSED LG; CYLINDRICAL,60 MM DIA;PLASTIC BODY, ORANGE;140 MM LG;FOR U/W COPPER BASED CONDUCTORS;(ITEM 2 OF SMS 152);PACK OF 5 | DULHUNTY | DULHUNTY INDUSTRIES PTY LTD | SB-4 | CURRENT
001811177 | BRUSH,WIRE,SCRATCH | STAINLESS STEEL;12 MM EXPOSED LG; CYLINDRICAL,60 MM DIA;PLASTIC BODY, ORANGE;140 MM LG;FOR U/W COPPER BASED CONDUCTORS;(ITEM 2 OF SMS 152);PACK OF 5 | ATOMSUPP | ATOM SUPPLY | SB-CU | CURRENT
000024887 | CABLE,POWER,ELECTRICAL | 0.6/1kV, 1C x 95mm2 (37/1.78) Cu, XLPE/PVC, Black Sheath, 100m Drum | PRYSMIAN | PRYSMIAN POWER CABLES & SYSTEMS AUST | 95CUXLP | CURRENT
000024887 | CABLE,POWER,ELECTRICAL | 0.6/1kV, 1C x 95mm2 (37/1.78) Cu, XLPE/PVC, Black Sheath, 100m Drum | OLEX | OLEX AUSTRALIA PTY LTD | BDBC22AA001 | CURRENT
000024887 | CABLE,POWER,ELECTRICAL | 0.6/1kV, 1C x 95mm2 (37/1.78) Cu, XLPE/PVC, Black Sheath, 100m Drum | NANELECT | NAN ELECTRICAL CABLE AUSTRALIA PL | XSD095CLVNB | CURRENT
000024887 | CABLE,POWER,ELECTRICAL | 0.6/1kV, 1C x 95mm2 (37/1.78) Cu, XLPE/PVC, Black Sheath, 100m Drum | MIDLANDS | MIDLAND METALS | MMO-1X95 CU X PVC BLK | CURRENT
000014922 | CUTTER,CABLE,HAND OPERATED | Gear & Ratchet Type, for Cutting Single Core Double Insulated Cable, Bare Al & Cu Cable up to 300mm2, Max 32mm OD, replacement blade Y-K683T/3 | SPECFORC | SPECIALISED FORCE | K683/T | CURRENT
000014922 | CUTTER,CABLE,HAND OPERATED | Gear & Ratchet Type, for Cutting Single Core Double Insulated Cable, Bare Al & Cu Cable up to 300mm2, Max 32mm OD, replacement blade Y-K683T/3 | CABAC | CABAC (MANUFACTURER) | K683/T | CURRENT
000014922 | CUTTER,CABLE,HAND OPERATED | Gear & Ratchet Type, for Cutting Single Core Double Insulated Cable, Bare Al & Cu Cable up to 300mm2, Max 32mm OD, replacement blade Y-K683T/3 | TEN | THE ENERGY NETWORK | K683/T | CURRENT
002470326 | TERMINAL,LUG | Bi-Metal Mech Shear bolt (mid-bolt removable) straight conn; Tin plated connector;Inside 13mm, 20.5 dia, For 95- 240 SQ MM XLPE Conductor; Suitable for | TECONN | TE CONNECTIVITY LTD | BAH-022100037 | CURRENT
002455541 | LEGGINGS,SNAKE GUARD | Snake Gaiters; Size S; Knee Length, Snake Bite Protection, Circumference @ Knee 43 cm, Length 38.5 cm; To Fit Leg Circumference 41 cm. | BLKWOOD | J BLACKWOOD & SON LTD | 00197663 | CURRENT
002455541 | LEGGINGS,SNAKE GUARD | Snake Gaiters; Size S; Knee Length, Snake Bite Protection, Circumference @ Knee 43 cm, Length 38.5 cm; To Fit Leg Circumference 41 cm. | BLKWOODS | J BLACKWOOD & SON LTD | SPX-S | CURRENT
000105074 | DRIVER,EARTH ROD | Driving Attachment to suit Kango Hammer, 12mm Driver, suits 13mm Cu Clad | MILWAUKE | MILWAUKEE POWER TOOLS | 4932399265 | CURRENT
000105074 | DRIVER,EARTH ROD | Driving Attachment to suit Kango Hammer, 12mm Driver, suits 13mm Cu Clad | C&LTOOL | CALTCO T/A C&L TOOL CENTRE | MILWA4932399265 | CURRENT
ACT850 | ANTENNA, KIT | Active Stream; Panorama WS-DOL-7-27-SMA Low Profile LTE Antenna Kit C/W 2m cable, bracket & SMA connector; | ACSTREAM | ACTIVE STREAM METER PROVIDER | WS-DOL-7-27-SMA | CURRENT
000025433 | BODY POWDER | J&J Corn Starch Baby Powder, 200g Bottle for use with Insulating Gloves, Do Not use on Broken Skin, Alternative to Talcum Powder | ATOMSUPP | ATOM SUPPLY | 418463 | CURRENT
000025433 | BODY POWDER | J&J Corn Starch Baby Powder, 200g Bottle for use with Insulating Gloves, Do Not use on Broken Skin, Alternative to Talcum Powder | ALPHA | ALPHA FIRST AID SUPPLIES QLD | 557131 | CURRENT
002443182 | LEGGINGS,SNAKE GUARD | Snake Gaiters; Size M; Knee Length, Snake Bite Protection, Circumference @ Knee 49 cm, Length 40 cm; To Fit Leg Circumference 47 cm. | BLKWOOD | J BLACKWOOD & SON LTD | 01130559 | CURRENT
002443182 | LEGGINGS,SNAKE GUARD | Snake Gaiters; Size M; Knee Length, Snake Bite Protection, Circumference @ Knee 49 cm, Length 40 cm; To Fit Leg Circumference 47 cm. | BLKWOOD | J BLACKWOOD & SON LTD | SPX-M | CURRENT
002443182 | LEGGINGS,SNAKE GUARD | Snake Gaiters; Size M; Knee Length, Snake Bite Protection, Circumference @ Knee 49 cm, Length 40 cm; To Fit Leg Circumference 47 cm. | BLKWOOD | J BLACKWOOD & SON LTD | 00214357 | CURRENT
002455558 | LEGGINGS,SNAKE GUARD | Snake Gaiters; Size L; Knee Length, Snake Bite Protection, Circumference @ Knee 55 cm, Length 40 cm; To Fit Leg Circumference 53 cm. | BLKWOOD | J BLACKWOOD & SON LTD | 03173585 | CURRENT
002455558 | LEGGINGS,SNAKE GUARD | Snake Gaiters; Size L; Knee Length, Snake Bite Protection, Circumference @ Knee 55 cm, Length 40 cm; To Fit Leg Circumference 53 cm. | BLKWOOD | J BLACKWOOD & SON LTD | 00214374 | CURRENT
002451037 | LEGGINGS,SNAKE GUARD | Snake Gaiters; Size XL; Knee Length, Snake Bite Protection, Circumference @ Knee 60 cm, Length 40 cm; To Fit Leg Circumference 58 cm. | BLKWOOD | J BLACKWOOD & SON LTD | 00214391 | CURRENT
002451037 | LEGGINGS,SNAKE GUARD | Snake Gaiters; Size XL; Knee Length, Snake Bite Protection, Circumference @ Knee 60 cm, Length 40 cm; To Fit Leg Circumference 58 cm. | BLKWOOD | J BLACKWOOD & SON LTD | SPX-XL | CURRENT
002470748 | RELAY,PROTECTION | FW R508-V1, Distance, 110VDC Logic 6/8 I/O, 125/250VDC Pwr, 1A, 110VAC Input, 2U Horiz Rack, Std Protocols, Jumpers +5VDC, Special LED Config, | SEL | SCHWEITZER ENGINEERING LABORATORIES INC. | 0311C10HH4H13X1 | CURRENT
002470755 | RELAY,PROTECTION | FW R508-V1, Distance, 110VDC Logic 6/8 I/O, 125/250VDC Pwr, 5A, 110VAC Input, 2U Horiz Rack, Std Protocols, Jumpers +5VDC, Special LED Config, | SEL | SCHWEITZER ENGINEERING LABORATORIES INC. | 0311C10HH4H53X1 | CURRENT
002470763 | RELAY,PROTECTION | FW R508-V1, Distance, 110VDC Logic 6/8 I/O, 125/250VDC Pwr, 5A, 110VAC Input, 3U Vert Panel, Std Protocols, Jumpers +5VDC, Special LED Config, | SEL | SCHWEITZER ENGINEERING LABORATORIES INC. | 0311C11HH4H53X1 | CURRENT
002470771 | RELAY,PROTECTION | FW R508-V1, Distance, 24VDC Logic 6/8 I/O, 24/48VDC Pwr, 5A, 110VAC Input, 2U Horiz Rack, Std Protocols, Jumpers +5VDC, Special LED Config, | SEL | SCHWEITZER ENGINEERING LABORATORIES INC. | 0311C10HH2H51X1 | CURRENT
002470789 | RELAY,PROTECTION | FW R508-V1, Distance, 24VDC Logic 6/8 I/O, 24/48VDC Pwr, 1A, 110VAC Input, 2U Horiz Rack, Std Protocols, Jumpers +5VDC, Special LED Config, | SEL | SCHWEITZER ENGINEERING LABORATORIES INC. | 0311C10HH2H11X1 | CURRENT
002470797 | RELAY,PROTECTION | FW R516-V1, O/C, 110VDC Logic 6/8 I/O, 48/125VDC Pwr, 5A, 110VAC Input, 2U Horiz Rack, Std Protocols | SEL | SCHWEITZER ENGINEERING LABORATORIES INC. | 0351A0H2X3H53X1 | CURRENT
002470805 | RELAY,PROTECTION | FW R516-V1, O/C, 24VDC Logic 6/8 I/O, 24/48VDC Pwr, 5A, 110VAC Input, 2U Horiz Rack, Std Protocols | SEL | SCHWEITZER ENGINEERING LABORATORIES INC. | 0351A0H2X2H51X1 | CURRENT
000025434 | COIL,ELECTRICAL | Circuit Breaker Trip or Close Coil,suits both; Type 110 V DC; Suits Schneider GenieEVO MANUFACTURERS DATA: | SCHNEDER | SCHNEIDER PTY LTD | 480884000 | CURRENT
000025435 | MOTOR,DIRECT CURRENT. | Motor Spring Charge, 110V DC suits Schneider Genie EVO | SCHNEDER | SCHNEIDER PTY LTD | 480884800 | PURCHASE AS REQUIRED
000025436 | DETECTOR,SYSTEM VOLTAGE | Voltage Dector; Suits Schneider GenieEvo; 2000A 1250A VBES SUPPLY DATA: VOLTAGE: | SCHNEDER | SCHNEIDER PTY LTD | 47887 | PURCHASE AS REQUIRED
000025437 | HANDLE,SWITCH | Three position switch operating Suits Schneider Genie EVO | SCHNEDER | SCHNEIDER PTY LTD | GDV-F325 | CURRENT
000025438 | TOOL,MULTIFUNCTION | Elbow Tool to suit schneider Dyscon; used on GenieEVO | SCHNEDER | SCHNEIDER PTY LTD | 4A881380C | PURCHASE AS REQUIRED
000025442 | SIGN | Warning; In Slab Earthing Do Not Remove Unless Testing;90mm x 50mm x 1.6mm; Yellow Aluminium Retro Reflective; Rounded Corners; 4x5mm holes | UES | UTILITY ENGRAVING & SIGNS | 2900-A3 SHEET C48 | CURRENT
002470821 | KARABINER | Triple Action, Steel, 16kN Gate, ANSI Std | HEIGHDYN | HEIGHT DYNAMICS | KON04120 | CURRENT
ACT950 | CARD,INFORMATION | AGL Successful Cards; POC 2018 Pack of 500, DL Size (99 x 210mm) | ACSTREAM | ACTIVE STREAM METER PROVIDER | ASC-AGL-SUC-003 | CURRENT
ACT1050 | CARD,INFORMATION | AGL Unsuccessful Cards - POC 2018 Pack of 500, A6 Size | ACSTREAM | ACTIVE STREAM METER PROVIDER | ASC-AGL-UNS-003 | CURRENT
002470854 | ABSORBER,OVERVOLTAGE | Messko MTraB Overvoltage Protection Kit, upto 400V, Retrofit for Reinhausen Regen Breather | REINHAUS | REINHAUSEN (AUST) PL | 73101600 | PURCHASE AS REQUIRED
002470870 | CONTROL BOX | NOJA Control Cubicle, RC10-OSM200, S/S c/w CC-01-ADA Control Cable Adaptor (scm) | NOJAPWR | NOJA POWER | RC-10ES-200 | CURRENT
002470888 | TEST SET | Interface Test Set, for NOJA RC10ES-200 | NOJAPWR | NOJA POWER | ITS-02-RC10 | PURCHASE AS REQUIRED
002470896 | MODULE | Switchgear Interface Module, RC10ES-OSM200, for NOJA RC10 Series | NOJAPWR | NOJA POWER | SIM-03 | CURRENT
002470987 | GREASE,SPECIAL PURPOSE | Assy Lubricant EPPA-064-60, Paste, 60g Tube, for TE RSTI Elbows only (scm) | TECONN | TE CONNECTIVITY LTD | CL1402-000 | CURRENT
002470987 | GREASE,SPECIAL PURPOSE | Assy Lubricant EPPA-064-60, Paste, 60g Tube, for TE RSTI Elbows only (scm) | TECONN | TE CONNECTIVITY LTD | EPPA-064-60 | CURRENT
002470995 | SWITCH,ISOLATING | 15.5kV, 3 Ph, 630A, 12.5kA, Switch in SF6 Tank c/w Control Cubicle, 9m Control Cable, ADVC3 Controller, IOEX2 & FTIM2 Modules, Schneider RL27 (scm) | SCHNEIDR | SCHNEIDER PTY LTD (MANUFACTURER) | 420400202(SUB) | CURRENT
002471001 | SWITCH,ISOLATING | 15.5kV, 3 Ph, 630A, 12.5kA, Switch in SF6 Tank c/w Control Cubicle, 9m Control Cable, ADVC3 Controller, Pole Mount Bracket, Aux Supply VT with VT CCT | SCHNEIDR | SCHNEIDER PTY LTD (MANUFACTURER) | 420400202(OH) | CURRENT
002470862 | GLOVES,DISPOSABLE | Megaman Industrial Glove, Size S, Nitrile, Black, for handling Oil | BLKWOOD | J BLACKWOOD & SON LTD | 04192463 | CURRENT
002470862 | GLOVES,DISPOSABLE | Megaman Industrial Glove, Size S, Nitrile, Black, for handling Oil | ATOMSUPP | ATOM SUPPLY | 40011487 | CURRENT
002470862 | GLOVES,DISPOSABLE | Megaman Industrial Glove, Size S, Nitrile, Black, for handling Oil | ATOMSUPP | ATOM SUPPLY | 40004280 | CURRENT
002470862 | GLOVES,DISPOSABLE | Megaman Industrial Glove, Size S, Nitrile, Black, for handling Oil | ATOMSUPP | ATOM SUPPLY | N260882 | CURRENT
002470912 | GLOVES,DISPOSABLE | Megaman Industrial Glove, Size M, Nitrile, Black, for handling Oil | BLKWOOD | J BLACKWOOD & SON LTD | 04192480 | CURRENT
002470912 | GLOVES,DISPOSABLE | Megaman Industrial Glove, Size M, Nitrile, Black, for handling Oil | ATOMSUPP | ATOM SUPPLY | 40011488 | CURRENT
002470912 | GLOVES,DISPOSABLE | Megaman Industrial Glove, Size M, Nitrile, Black, for handling Oil | ATOMSUPP | ATOM SUPPLY | 40004281 | CURRENT
002470912 | GLOVES,DISPOSABLE | Megaman Industrial Glove, Size M, Nitrile, Black, for handling Oil | ATOMSUPP | ATOM SUPPLY | N260883 | CURRENT
002470912 | GLOVES,DISPOSABLE | Megaman Industrial Glove, Size M, Nitrile, Black, for handling Oil | SAFEMAN | SAFEMAN | 5DN4108BKM | CURRENT
002470920 | GLOVES,DISPOSABLE | Megaman Industrial Glove, Size L, Nitrile, Black, for handling Oil | BLKWOOD | J BLACKWOOD & SON LTD | 04192497 | CURRENT
002470920 | GLOVES,DISPOSABLE | Megaman Industrial Glove, Size L, Nitrile, Black, for handling Oil | ATOMSUPP | ATOM SUPPLY | 40011489 | CURRENT
002470920 | GLOVES,DISPOSABLE | Megaman Industrial Glove, Size L, Nitrile, Black, for handling Oil | ATOMSUPP | ATOM SUPPLY | 40004282 | CURRENT
002470920 | GLOVES,DISPOSABLE | Megaman Industrial Glove, Size L, Nitrile, Black, for handling Oil | ATOMSUPP | ATOM SUPPLY | N260884 | CURRENT
002470920 | GLOVES,DISPOSABLE | Megaman Industrial Glove, Size L, Nitrile, Black, for handling Oil | SAFEMAN | SAFEMAN | 5DN4108BKL | CURRENT
002470946 | GLOVES,DISPOSABLE | Megaman Industrial Glove, Size XXL, Nitrile, Black, for handling Oil | BLKWOOD | J BLACKWOOD & SON LTD | 04192531 | CURRENT
002470946 | GLOVES,DISPOSABLE | Megaman Industrial Glove, Size XXL, Nitrile, Black, for handling Oil | ATOMSUPP | ATOM SUPPLY | 40011491 | CURRENT
002470946 | GLOVES,DISPOSABLE | Megaman Industrial Glove, Size XXL, Nitrile, Black, for handling Oil | ATOMSUPP | ATOM SUPPLY | 40004285 | CURRENT
002470946 | GLOVES,DISPOSABLE | Megaman Industrial Glove, Size XXL, Nitrile, Black, for handling Oil | ATOMSUPP | ATOM SUPPLY | N260886 | CURRENT
002470938 | GLOVES,DISPOSABLE | Megaman Industrial Glove, Size XL, Nitrile, Black, for handling Oil | BLKWOOD | J BLACKWOOD & SON LTD | 04192514 | CURRENT
002470938 | GLOVES,DISPOSABLE | Megaman Industrial Glove, Size XL, Nitrile, Black, for handling Oil | ATOMSUPP | ATOM SUPPLY | 40011490 | CURRENT
002470938 | GLOVES,DISPOSABLE | Megaman Industrial Glove, Size XL, Nitrile, Black, for handling Oil | ATOMSUPP | ATOM SUPPLY | 40004283 | CURRENT
002470938 | GLOVES,DISPOSABLE | Megaman Industrial Glove, Size XL, Nitrile, Black, for handling Oil | ATOMSUPP | ATOM SUPPLY | N260885 | CURRENT
002470938 | GLOVES,DISPOSABLE | Megaman Industrial Glove, Size XL, Nitrile, Black, for handling Oil | SAFEMAN | SAFEMAN | 5DN4108BKXL | CURRENT
002470953 | GLOVES,DISPOSABLE | Megaman Industrial Glove, Size XXXL, Nitrile, Black, for handling Oil | BLKWOOD | J BLACKWOOD & SON LTD | 04192548 | PURCHASE AS REQUIRED
002470953 | GLOVES,DISPOSABLE | Megaman Industrial Glove, Size XXXL, Nitrile, Black, for handling Oil | ATOMSUPP | ATOM SUPPLY | 40011492 | PURCHASE AS REQUIRED
002470953 | GLOVES,DISPOSABLE | Megaman Industrial Glove, Size XXXL, Nitrile, Black, for handling Oil | ATOMSUPP | ATOM SUPPLY | 40004284 | PURCHASE AS REQUIRED
002470953 | GLOVES,DISPOSABLE | Megaman Industrial Glove, Size XXXL, Nitrile, Black, for handling Oil | ATOMSUPP | ATOM SUPPLY | N260887 | PURCHASE AS REQUIRED
002471019 | SPLITTER UNIT | Active Pulse Splitter, BMS Interface PCB Rev C, c/w 4 Standoffs, Metering Dynamics | EAQ | ELECTRONICS ASSEMBLY QUEENSLAND PTY LTD | 000-ENE-01 | CURRENT
002471027 | SPLITTER UNIT | PCBA Passive Pulse Splitter, supplied in Enclosure, Metering Dynamics | EAQ | ELECTRONICS ASSEMBLY QUEENSLAND PTY LTD | 00-ENE-29 | CURRENT
002471035 | INSULATION SLEEVING,ELECTRICAL | Phase Segregation Device, Single, suit Standard Parallel Cable Rail for Jean Muller LV Switchgear | PENTA | PENTA AUST (TMAC THEW & MCCANN/HYLEC) | PA21979 | CURRENT
002471035 | INSULATION SLEEVING,ELECTRICAL | Phase Segregation Device, Single, suit Standard Parallel Cable Rail for Jean Muller LV Switchgear | HYLEC | HYLEC PTY LTD | HSPSD1JM | CURRENT
002471043 | INSULATION SLEEVING,ELECTRICAL | Phase Segregation Device, Double, suit Paralleled Jean Muller LV Switchgear | PENTA | PENTA AUST (TMAC THEW & MCCANN/HYLEC) | PA21980 | CURRENT
002471043 | INSULATION SLEEVING,ELECTRICAL | Phase Segregation Device, Double, suit Paralleled Jean Muller LV Switchgear | HYLEC | HYLEC PTY LTD | HSPSD2JM | CURRENT
002471050 | GAUGE | Conductor Diameter Measuring Gauge, AAC, AAAC & CU, Info includes Diameter, Name, Stranding & Colour Of Conductor, 13 mm Aluminium Plate. | TEN | THE ENERGY NETWORK | CG-EQL-ALCU | CURRENT
002471068 | GAUGE | Conductor Diameter Measuring Gauge, ACSR, Info includes Diameter, Name, Stranding & Colour Of Conductor, 13 mm Aluminium Plate. | TEN | THE ENERGY NETWORK | CG-EQL-ACSR | CURRENT
002471092 | PARTS KIT | Retrofit Kit, RL2 - MA & FA Motor Pack V3, for Schneider RL Series | SCHNEDER | SCHNEIDER PTY LTD | 994000245 | CURRENT
002457257 | GAUGE | Conductor Diameter Measuring Gauge, 4 - 32mm OD, Non-conductive, Universal Sunrise Attachment, measurement reading in millimetres | TRANSNET | TRANSNET EQUIPMENT PTY LTD | TNWG4/32 | PURCHASE AS REQUIRED
002471118 | MODULE | CAPE FlexVue ENG, for ADVC3 Controller, suit Schneider E27/38, N12/15 & N36/38, RL27 Reclosers, LBS & Sectionalisers | SCHNEDER | SCHNEIDER PTY LTD | 998002003 | CURRENT
ACT1250 | CARD,INFORMATION | Plus ES Leave Behind Cards Pack of 500, A5 Size (210 x 148mm) | ACSTREAM | ACTIVE STREAM METER PROVIDER | PES1-0518 | CURRENT
ACT1150 | CARD,INFORMATION | Alinta Leave Behind Cards Pack of 100, A5 Size (210 x 148mm) | ACSTREAM | ACTIVE STREAM METER PROVIDER | ATL-SUC-001 | CURRENT
002471126 | OUTREACH ARM | Major Road, 6.0m Single, Galv Steel | GM POLES | GM POLES PTY LTD | ERG-6M-ANG-OUTR | CURRENT
002471134 | MODIFICATION KIT | Streetlight Terminal Panel UMS, Red PVC Cable 6mm2 x 250mm, Grn/Ylw PVC Cable 6mm2 x 80mm, Rail Mount Term Block, 35mm2 Max.Cable, 3-Way Cross Connector, | FLOWLINE | FLOWLINE INDUSTRIES PTY LTD | ESQ088 | CURRENT
002400088 | SETSCREW | M12 x 50mm, Hex, S/Steel Gde 316 c/w Hex Nut S/Steel Gde 304, Aust Std (P100) | HOBSON | HOBSON ENGINEERING CO PTY LTD 393904 | XEKBS16XCM120050 | CURRENT
002402957 | SETSCREW | M12 x 60mm, Hex, S/Steel Gde 316 c/w Hex Nut S/Steel Gde 304, Aust Std (P25) | HOBSON | HOBSON ENGINEERING CO PTY LTD 393904 | XEKBS16XCM120060 | CURRENT
002471183 | CHAINSAW | Milwaukee 18V Battery Chainsaw Kit c/w Spare Chain, 1 x 6Ah Battery, 1 x 12Ah Battery, Chainsaw Bag, 1L Bar Oil, Sharpening File & Jig | C&LTOOL | CALTCO T/A C&L TOOL CENTRE | MILWTM18FCHS-1216A | CURRENT
002471183 | CHAINSAW | Milwaukee 18V Battery Chainsaw Kit c/w Spare Chain, 1 x 6Ah Battery, 1 x 12Ah Battery, Chainsaw Bag, 1L Bar Oil, Sharpening File & Jig | MILWAUKE | MILWAUKEE POWER TOOLS | M18FCHS-1216A | CURRENT
002471191 | CHAINSAW | Milwaukee 18V Battery Chainsaw, Skin Only | C&LTOOL | CALTCO T/A C&L TOOL CENTRE | MILWTM18FCHS-0 | CURRENT
002471191 | CHAINSAW | Milwaukee 18V Battery Chainsaw, Skin Only | MILWAUKE | MILWAUKEE POWER TOOLS | M18FCHS-0 | CURRENT
002471209 | BATTERY,STORAGE | 18V, 12.0Ah, M18 Red Li-Ion, High Output for Milwaukee Tools | C&LTOOL | CALTCO T/A C&L TOOL CENTRE | MILWAM18HB12 | CURRENT
002471209 | BATTERY,STORAGE | 18V, 12.0Ah, M18 Red Li-Ion, High Output for Milwaukee Tools | MILWAUKE | MILWAUKEE POWER TOOLS | M18HB12 | CURRENT
002471209 | BATTERY,STORAGE | 18V, 12.0Ah, M18 Red Li-Ion, High Output for Milwaukee Tools | C&LTOOL | CALTCO T/A C&L TOOL CENTRE | MILWAM18FB12 | CURRENT
002471217 | LABEL | Test & Tag, Thermal Transfer Labels, Red, Roll of 500 | TTS | TEST AND TAG SUPPLIES PTY LTD | PROB0TTR | PURCHASE AS REQUIRED
002471225 | LABEL | Test & Tag, Thermal Transfer Labels, Blue, Roll of 500 | TTS | TEST AND TAG SUPPLIES PTY LTD | PROB0TTB | PURCHASE AS REQUIRED
002471233 | LABEL | Test & Tag, Thermal Transfer Labels, Yellow, Roll of 500 | TTS | TEST AND TAG SUPPLIES PTY LTD | PROB0TTY | PURCHASE AS REQUIRED
002471241 | RIBBON,INKING | Full Resin Thermal Ribbon, 300m x 110mm, for Test & Tag Labels | TTS | TEST AND TAG SUPPLIES PTY LTD | PCS001RK | PURCHASE AS REQUIRED
002471258 | LOCKOUT DEVICE | Recloser Locking Device, N-Series ACR Trip Lever Inhibitor, 4mm 304 2b S/Steel Welded Assy, Natural Finish | SAMIN | SAMIN SHEET METAL PTY LTD | 3222080 | CURRENT
002471266 | BRACKET,MOUNTING | BKT:MTG;SUP,S/S,S/STEEL,SS,SUIT 100MM BRACKET,MOUNTING Support Bracket, S/Stee l, suit 100mm Composite Crossarm, Dwg 10 69321-03 | DRAWING | DRAWING NO | 1069321-03 | CURRENT
002471266 | BRACKET,MOUNTING | BKT:MTG;SUP,S/S,S/STEEL,SS,SUIT 100MM BRACKET,MOUNTING Support Bracket, S/Stee l, suit 100mm Composite Crossarm, Dwg 10 69321-03 | SEWELFRG | GREG SEWELL FORGINGS PTY LTD | M06507 | CURRENT
002471274 | BRACKET,MOUNTING | BKT:MTG;SUP,S/S,S/STEEL,SS,SUIT 125MM BRACKET,MOUNTING Support Bracket, S/Stee l, suit 125mm Composite Crossarm, Dwg 10 69321-01 | DRAWING | DRAWING NO | 1069321-01 | CURRENT
002471274 | BRACKET,MOUNTING | BKT:MTG;SUP,S/S,S/STEEL,SS,SUIT 125MM BRACKET,MOUNTING Support Bracket, S/Stee l, suit 125mm Composite Crossarm, Dwg 10 69321-01 | SEWELFRG | GREG SEWELL FORGINGS PTY LTD | M06506 | CURRENT
002471290 | CABLE,POWER,ELECTRICAL | 76/132kV, 1C x 800mm2, WB Cu (Miliken) XLPE/WBT/CAS (40kA for 0.5 Sec)/MDPE Graphite Layer | CABLGRID | CABLE GRID AUSTRALIA PL | CGA2471290 | PURCHASE AS REQUIRED
002422160 | PARTS KIT,TERMINAL JUNCTION | Terminal Box, Fixed Base Pole Kit c/w 2 x Terminal Blocks for Fixed Base Street Light Pole (scm) | VELNAH | VELNAH PTY LIMITED EAST RYDE NSW | JEDL242501 | CURRENT
002422160 | PARTS KIT,TERMINAL JUNCTION | Terminal Box, Fixed Base Pole Kit c/w 2 x Terminal Blocks for Fixed Base Street Light Pole (scm) | MMELEC | MM ELECTRICAL MERCHANDISING | I3S-BPFBDR-ROK | CURRENT
002471316 | BOX,STORAGE | Plastic, 300 x 300mm, Yellow, for Pole Top Rescue Kit | HEIGHDYN | HEIGHT DYNAMICS | EO30-ENERGEX 30 RESCUE | PURCHASE AS REQUIRED
002471324 | STEPLADDER | Fibreglass, 1.8m (6ft), Single Sided AS1892.3 | LADAMAX | LADAMAX ALUMINIUM PRODUCTS PL | FSS062 | PURCHASE AS REQUIRED
002459295 | RESCUE KIT | for Pole Top Rescue In Bag c/w Rope, Tool Pouch, Rescue Cutter, Parrot Beak Cutter, Adjustable Anchor Strap & Descender, ETS RSE01 | HEIGHDYN | HEIGHT DYNAMICS | PTRK NEW SOFT BAG | PURCHASE AS REQUIRED
002459303 | BAG,KIT | Pole Top Rescue Weatherproof Bag, 20L, Tough, Tear & Abrasion Resistant Outer Material, Stiff Self-supporting Material Weatherproof Seal, sized to fit contents | HEIGHDYN | HEIGHT DYNAMICS | PI 20 BLUE BAG | PURCHASE AS REQUIRED
002459303 | BAG,KIT | Pole Top Rescue Weatherproof Bag, 20L, Tough, Tear & Abrasion Resistant Outer Material, Stiff Self-supporting Material Weatherproof Seal, sized to fit contents | HEIGHDYN | HEIGHT DYNAMICS | WB-20L BLUE | PURCHASE AS REQUIRED
002459980 | TAG,IDENTIFICATION | Pole Top Rescue Kit Replacement Tag, for new Kits with Contents List on Reverse Side, List Incl: Rescue Rope, Pole Strap, Controlled Descent Device, | HEIGHDYN | HEIGHT DYNAMICS | 9289 | PURCHASE AS REQUIRED
002459311 | STRAP | Adjustable Anchor, Webbing Sling 1.5m Effective Length, 45mm Min Width, 21kN Min Rating, Ring on Adjuster End & Double Action Snap Hook at Other End, | HEIGHDYN | HEIGHT DYNAMICS | PTRK ADJ ANCHOR STRAP | PURCHASE AS REQUIRED
002459329 | ROPE,FIBROUS | Blue Kernmantle Type, 30m x 11mm c/w Fixed Eye Double Action Alloy Snap Hook on One End, for Pole Top Rescue Kit Only ETS RSE01 | HEIGHDYN | HEIGHT DYNAMICS | PTRK ROPE 30M | PURCHASE AS REQUIRED
002459329 | ROPE,FIBROUS | Blue Kernmantle Type, 30m x 11mm c/w Fixed Eye Double Action Alloy Snap Hook on One End, for Pole Top Rescue Kit Only ETS RSE01 | HEIGHDYN | HEIGHT DYNAMICS | ROPLAN30DAHK | PURCHASE AS REQUIRED
002427151 | DESCENDER | Controlled Descend Device, Rated for 2 Person use, suit 11mm Kernmantle Rope | HEIGHDYN | HEIGHT DYNAMICS | FDU200 | PURCHASE AS REQUIRED
002427128 | KNIFE,LINEMANS | Rescue Cutter, Flat, Hook Style, Fixed Blade, suit Cutting HD Webbing & up to 11mm Kernmantle Style Ropes when used a Gloved Hand, ETS RSE01 | HEIGHDYN | HEIGHT DYNAMICS | K2003K | PURCHASE AS REQUIRED
002427128 | KNIFE,LINEMANS | Rescue Cutter, Flat, Hook Style, Fixed Blade, suit Cutting HD Webbing & up to 11mm Kernmantle Style Ropes when used a Gloved Hand, ETS RSE01 | HEIGHDYN | HEIGHT DYNAMICS | ER AEROJACK & POUCH | PURCHASE AS REQUIRED
002403469 | STRAP,RETAINING | Pole Strap, 3.0m Lg, Polyester Webbing, Blue, Rescue D-ring, 100mm from Adjuster End c/w Double Action Snap Hooks, for Pole Top Rescue Kit Only, ETS RSE01 | HEIGHDYN | HEIGHT DYNAMICS | VAIPOLEEN22.8NZBLD | PURCHASE AS REQUIRED
002466043 | ANCHOR STRAP | Adjustable, Velcro Polestrap Keeper, 250mm Lg x 25mm W, for Pole Top Rescue Kit | HEIGHDYN | HEIGHT DYNAMICS | PTRK VELCRO POLESTRAP KEEPER | CURRENT
002401730 | BAG,TOOL | Linesman Pouch, Leather or Synthetic Manufactured Material, fit onto the Line Workers Harness, Harness attachment Loop Manufactured with 2 Rows of Velcro or | HEIGHDYN | HEIGHT DYNAMICS | PTRK POUCH LEATHER VELCRO BAG | PURCHASE AS REQUIRED
002459089 | ACCESSORY,POWER QUALITY ANALYSER | PM45, 500A (1-500A) Flexible Current Probe, 600mm Lg | CHKPOWER | CHK POWER QUALITY PL | 1AF500-6 | PURCHASE AS REQUIRED
002471332 | RESCUE KIT | for Pole Top Rescue In Yellow Box c/w Rope, Tool Pouch, Rescue Cutter, Parrot Beak Cutter, Adjustable Anchor Strap & Descender | HEIGHDYN | HEIGHT DYNAMICS | 12204 | PURCHASE AS REQUIRED
002471381 | RELAY,PROTECTION | Multi-Trip, 1 Element, 48V DC, 10 Make, 0 Break HD Contracts c/w 2M28-S Case | RMS | RELAY MONITORING SYSTEMS PL | 2HSM520-B2C10M-2M28-S1 | CURRENT
ACU1100 | LABEL | Intellihub, Removed Meter Label Roll, (Rolls) | ACUMEN | ACUMEN METERING PL | FIN087 | CURRENT
002471415 | TERMINAL,LUG | Compression Jumper, Al, 2 x 14mm Hole, 50mm Centre, 30Deg Palm Bend on Edge, suit Venus, Sulphur 61/3.75 AAC, AAAC & Pawpaw 54/3.75+ 19/2.25 ACSR/GZ | PLP AUST | PREFORMED LINE PRODUCTS (AUST) | EPJT-VENUS-TN4-30 | CURRENT
002471423 | SHADE,LAMP | Anti Glare Shield, for RoadFlair BRP393, suit s/codes 2467116, 2467090 (scm) | PHILLIPS | NORM PHILLIPS & CO (QLD) PTY LTD | 911401661005 | CURRENT
002471431 | SHADE,LAMP | Anti Glare Shield, for RoadFlair BRP392, suit s/code 2467066 (scm) | PHILLIPS | NORM PHILLIPS & CO (QLD) PTY LTD | 911401660905 | CURRENT
002471449 | SHADE,LAMP | Anti Glare Shield, for RoadFlair BRP391, suit s/codes 2467058, 2467074 (scm) | PHILLIPS | NORM PHILLIPS & CO (QLD) PTY LTD | 911401660705 | CURRENT
002421212 | PANEL,FUSE | 6 x 100A Fuseholders, Prewired for use in LV Supply Pillars (scm) | FLOWLINE | FLOWLINE INDUSTRIES PTY LTD | ESQ062/1 | CURRENT
002471456 | LABEL | Asbestos Warning Stickers, "WARNING THIS SWTICHBOARD AND SURROUNDS MAY CONTAIN ASBESTOS CONTAINING MATERIALS", Self Adhesive Vinyl, 125 x 50mm, Black Text, | ALLENS | ALLENS INDUSTRIAL PRODUCTS PTY LTD | Q25588407-010 | CURRENT
002465763 | BOX,STORAGE | HZQ200 Storage Bin, Heavy Duty, 70Ltr, Dark Grey c/w Lid, Wheels & Handles | ALLENS | ALLENS INDUSTRIAL PRODUCTS PTY LTD | ED19425 | CURRENT
ACU1200 | MODEM,COMMUNICATIONS | Acumen; 4G CATM Communication Module | ACUMEN | ACUMEN METERING PL | CMLQN001ACM | CURRENT
002428001 | GLOVES,ELECTRICAL WORKER'S | Class 2, Size 8, Natural Rubber, Black, Straight Cuff, 16" (400mm Lg) | BALMORAL | BALMORAL ENGINEERING | RIG216YBS8 | CURRENT
002428019 | GLOVES,ELECTRICAL WORKER'S | Class 2, Size 8H, Natural Rubber, Black, Straight Cuff, 16" (400mm Lg) | BALMORAL | BALMORAL ENGINEERING | RIG216YBS8H | CURRENT
002428027 | GLOVES,ELECTRICAL WORKER'S | Class 2, Size 9, Natural Rubber, Black, Straight Cuff, 16" (400mm Lg) | BALMORAL | BALMORAL ENGINEERING | RIG216YBS9 | CURRENT
002428035 | GLOVES,ELECTRICAL WORKER'S | Class 2, Size 9H, Natural Rubber, Black, Straight Cuff, 16" (400mm Lg) | BALMORAL | BALMORAL ENGINEERING | RIG216YBS9H | CURRENT
002428043 | GLOVES,ELECTRICAL WORKER'S | Class 2, Size 10, Natural Rubber, Black, Straight Cuff, 16" (400mm Lg) | BALMORAL | BALMORAL ENGINEERING | RIG216YBS10 | CURRENT
002428050 | GLOVES,ELECTRICAL WORKER'S | Class 2, Size 10H, Natural Rubber, Black Straight Cuff, 16" (400mm Lg) | BALMORAL | BALMORAL ENGINEERING | RIG216YBS10H | CURRENT
002428068 | GLOVES,ELECTRICAL WORKER'S | Class 2, Size 11, Natural Rubber, Black, Straight Cuff, 16" (400mm Lg) | BALMORAL | BALMORAL ENGINEERING | RIG216YBS11 | CURRENT
002428084 | GLOVES,ELECTRICAL WORKER'S | Class 2, Size 12, Natural Rubber, Black, Straight Cuff, 16" (400mm Lg) | BALMORAL | BALMORAL ENGINEERING | RIG216YBS12 | CURRENT
002428209 | GLOVES,ELECTRICAL WORKER'S | Class 4, Size 9, Natural Rubber, Black, Straight Cuff, 18" (450mm Lg) | BALMORAL | BALMORAL ENGINEERING | RIG418YBS9 | CURRENT
002428217 | GLOVES,ELECTRICAL WORKER'S | Class 4, Size 9H, Natural Rubber, Black, Straight Cuff, 18" (450mm Lg) | BALMORAL | BALMORAL ENGINEERING | RIG418YBS9H | CURRENT
002428225 | GLOVES,ELECTRICAL WORKER'S | Class 4, Size 10, Natural Rubber, Black, Straight Cuff, 18" (450mm Lg) | BALMORAL | BALMORAL ENGINEERING | RIG418YBS10 | CURRENT
002428233 | GLOVES,ELECTRICAL WORKER'S | Class 4, Size 10H, Natural Rubber, Black Straight Cuff, 18" (450mm Lg) | BALMORAL | BALMORAL ENGINEERING | RIG418YBS10H | CURRENT
002428241 | GLOVES,ELECTRICAL WORKER'S | Class 4, Size 11, Natural Rubber, Black, Straight Cuff, 18" (450mm Lg) | BALMORAL | BALMORAL ENGINEERING | RIG418YBS11 | CURRENT
002428266 | GLOVES,ELECTRICAL WORKER'S | Class 4, Size 12, Natural Rubber, Black, Straight Cuff, 18" (450mm Lg) | BALMORAL | BALMORAL ENGINEERING | RIG418YBS12 | CURRENT
002428266 | GLOVES,ELECTRICAL WORKER'S | Class 4, Size 12, Natural Rubber, Black, Straight Cuff, 18" (450mm Lg) | TEN | THE ENERGY NETWORK | NG418YB-12 | CURRENT
000918273 | CONTROL MODULE. | Repaired. SICM 2B MODULE;C/W RAIL MTG ENCLOSURE;24 V DC SUPPLY;16 DIGITAL INPUTS;2 RELAY OUTPUTS;7 ANALOG INPUTS; ON BOARD TEMP SENSOR;U/W SACS EQUIP; | CIRCSOL | CIRCUIT SOLUTIONS PL | 100-0001 | CURRENT
000025443 | RACK,ELEC EQUIP | Projection Mount P142 Cutout Equipment Housing, 222.5mm W, 177mm H, 100mm D, 1.6mm Al Brushed, suit Schneider P142 Relay | DRAWING | DRAWING NO | CCSTD-EP022-38 AMEND-A1 | CURRENT
002471464 | SEAL,ANTIPILFERAGE | Pull-Fly, PP, Yellow, Stamped with Energex/Ergon & Sequential Numbering, for Sealing of Demand Reset Mechanisms & Meter Isolation Link, Pack of 5000 | HARCOR | HARCOR SECURITY SEALS | BR08214X3 | CURRENT
002471472 | LABEL | Sticker, "MAINTAINED & SERVICED", Self Adhesive, Writeable Vinyl Surface, Black Text on Light Blue B/Ground, 100 x 30mm, Sheet of 20, to identify Equipment Type | ARTCRAFT | ARTCRAFT PTY LTD | 2471472 | CURRENT
002435014 | BRACKET,MOUNTING | MK10A Meter Hanging Clip, Metal, suit Domestic & Commercial Electricity Meters | EDMI | EDMI PTY LTD | MWORK19137B | CURRENT
002438067 | FLAG,SAFETY | Bunting, Alternating Red & White Flags c/w 'Danger Sign & NAR' every 4th Flag, for Network Access Restrictions, 4mm UV Resistant Poly Rope, 30m Lg Roll | ARTCRAFT | ARTCRAFT PTY LTD | NAR BUNTING | PURCHASE AS REQUIRED
002471480 | MODULE | Comms Accessory, Serial RS232, DB9 Connector, for CL7 Controller, no Base Board | COOPELEC | COOPER ELECTRICAL AUSTRALIA PTY LTD | 57E0003X22G10 | CURRENT
002471498 | CRIMPING TOOL,HYDRAULIC | Battery Operated, 18V, 13T, Platinum Series, Skin Only | LEGEND | LEGEND POWER SYSTEMS | MSS-C130-42-18VNBC | PURCHASE AS REQUIRED
002471498 | CRIMPING TOOL,HYDRAULIC | Battery Operated, 18V, 13T, Platinum Series, Skin Only | LEGEND | LEGEND POWER SYSTEMS | MSS-C130-NBC-ADP | PURCHASE AS REQUIRED
002471498 | CRIMPING TOOL,HYDRAULIC | Battery Operated, 18V, 13T, Platinum Series, Skin Only | ACCULEC | ACCULEC PTY LTD - E18524 | S7G-C431M-EQ | PURCHASE AS REQUIRED
002471506 | SCREWDRIVER,TORQUE | Wiha TorqueVario-S VDE Bit Holder, 1000V, 0.8-5.0Nm c/w Insulated SlimBit, Slotted 4mm Tip & 5.5mm Tip, Wiha Small Tool Pouch | TDETOOLS | TRADE TOOLS DIRECT (GEEBUNG) | 26626 34580-34581-AP93001003 | CURRENT
002471506 | SCREWDRIVER,TORQUE | Wiha TorqueVario-S VDE Bit Holder, 1000V, 0.8-5.0Nm c/w Insulated SlimBit, Slotted 4mm Tip & 5.5mm Tip, Wiha Small Tool Pouch | C&LTOOL | CALTCO T/A C&L TOOL CENTRE | WIHA93001003 | CURRENT
002471514 | COLLECTOR UNIT,DUST | Milwaukee M18 Dust Extractor Unit 18V, HEPA Filter, to suit Milwaukee FHP Hammer Drill | MILWAUKE | MILWAUKEE POWER TOOLS | M18FPDEX-0 | CURRENT
002471514 | COLLECTOR UNIT,DUST | Milwaukee M18 Dust Extractor Unit 18V, HEPA Filter, to suit Milwaukee FHP Hammer Drill | C&LTOOL | CALTCO T/A C&L TOOL CENTRE | MILWTM18FPDEX-0 | CURRENT
002471522 | HARNESS,SAFETY,INDUSTRIAL | Size Extra Small, Ferno Tower 5, Full Body Harness | HEIGHDYN | HEIGHT DYNAMICS | FERNO VHI TOW 5 - XS | PURCHASE AS REQUIRED
002471522 | HARNESS,SAFETY,INDUSTRIAL | Size Extra Small, Ferno Tower 5, Full Body Harness | HEIGHDYN | HEIGHT DYNAMICS | VHI TOW5-XS | PURCHASE AS REQUIRED
002439347 | ELECTRONIC,PHASING DEVICE | Wireless, 11 - 33kV c/w Insulated Probe Extensions for Metal-clad Switchgear & Magnefix Spouts, ETS RSE04 | PENTA | PENTA AUST (TMAC THEW & MCCANN/HYLEC) | PA21718 | PURCHASE AS REQUIRED
002439347 | ELECTRONIC,PHASING DEVICE | Wireless, 11 - 33kV c/w Insulated Probe Extensions for Metal-clad Switchgear & Magnefix Spouts, ETS RSE04 | HYLEC | HYLEC PTY LTD | HESIDKCTAG50101133 | PURCHASE AS REQUIRED
002439347 | ELECTRONIC,PHASING DEVICE | Wireless, 11 - 33kV c/w Insulated Probe Extensions for Metal-clad Switchgear & Magnefix Spouts, ETS RSE04 | HYLEC | HYLEC PTY LTD | HESIDKCTAG50101133ERGON | PURCHASE AS REQUIRED
002471530 | ROD,EARTH | 3000 x 13mm Dia, Cu Bonded Steel, may be either Hand or Machine Driven, used for Anti-theft construction | ERICO | NVENT ERICO PRODUCTS AUSTRALIA P/L | 611300 | CURRENT
002471530 | ROD,EARTH | 3000 x 13mm Dia, Cu Bonded Steel, may be either Hand or Machine Driven, used for Anti-theft construction | PLP AUST | PREFORMED LINE PRODUCTS (AUST) | CBE-127-3000 | CURRENT
002401802 | CONNECTOR,COMPRESSION | Profile 6, Cu, Conductor 50-70mm2, Earth Rod 13-15mm Dia, Die Set DU1315, Pack of 40 | ERICO | NVENT ERICO PRODUCTS AUSTRALIA P/L | GGC-3-MM | CURRENT
002401802 | CONNECTOR,COMPRESSION | Profile 6, Cu, Conductor 50-70mm2, Earth Rod 13-15mm Dia, Die Set DU1315, Pack of 40 | PLP AUST | PREFORMED LINE PRODUCTS (AUST) | D-CEC15070 | CURRENT
S14770 | POLE,PUBLIC LIGHTING,METAL | Estate Minor Road, 4.5m, Base Plate Mounted, 350 PCD Bolt Spacing, Black, EQTS 05-02-01, Dwg 05-02-12, MATERIAL SALES ONLY, MOQ 45 | INGALEPS | INGAL EPS (CONTRACTOR) | GEX14770 | CURRENT
S15530 | POLE,PUBLIC LIGHTING,METAL | Estate Minor Road, 4.5m, Base Plate Mounted, 350 PCD Bolt Spacing, Bottle Green, EQTS 05-02-01, Dwg 05-02-12, MATERIAL SALES ONLY, MOQ 45 | INGALEPS | INGAL EPS (CONTRACTOR) | GEX15530 | CURRENT
002471548 | ADAPTOR | StreetLED MkIII, Tilt Adaptor, -5Deg | GERARD | GERARD PROFESSIONAL SOLUTIONS PL | JLC00010 | CURRENT
002471605 | SAFETY DEVICE | Model CI75, Positive Cable Id System c/w Transmitter & Receiver 625Hz & Electrical Leads, for U/G Cables | MIRETI | MIRETI GROUP | CI75 | PURCHASE AS REQUIRED
002471613 | GROUNDING SET | Portable Trailing Earth, 18kA/0.5 Sec Outdoor Rating c/w 1 x 15m Lg 70mm2 Cu Conductor, Single Lead, G-Style Earth Clamps w/-Range 2 to 30mm & T-Bar Style | PENTA | PENTA AUST (TMAC THEW & MCCANN/HYLEC) | PA10770 | PURCHASE AS REQUIRED
002471613 | GROUNDING SET | Portable Trailing Earth, 18kA/0.5 Sec Outdoor Rating c/w 1 x 15m Lg 70mm2 Cu Conductor, Single Lead, G-Style Earth Clamps w/-Range 2 to 30mm & T-Bar Style | THEWMCAN | TMAC THEW & MCCANN GROUP | TM10770 | PURCHASE AS REQUIRED
002471613 | GROUNDING SET | Portable Trailing Earth, 18kA/0.5 Sec Outdoor Rating c/w 1 x 15m Lg 70mm2 Cu Conductor, Single Lead, G-Style Earth Clamps w/-Range 2 to 30mm & T-Bar Style | THEWMCAN | TMAC THEW & MCCANN GROUP | 2471613 | PURCHASE AS REQUIRED
002403367 | HOOK,CANT | Lightweight, Solid Alloy Handle, Adjustable Hook Length, suit all Wood Pole Sizes | PENTA | PENTA AUST (TMAC THEW & MCCANN/HYLEC) | PA10832 | CURRENT
002403367 | HOOK,CANT | Lightweight, Solid Alloy Handle, Adjustable Hook Length, suit all Wood Pole Sizes | THEWMCAN | TMAC THEW & MCCANN GROUP | TM10832 | CURRENT
002403367 | HOOK,CANT | Lightweight, Solid Alloy Handle, Adjustable Hook Length, suit all Wood Pole Sizes | THEWMCAN | TMAC THEW & MCCANN GROUP | 2403367 | CURRENT
002471639 | FIXTURE,LIGHTING | 17W StreetLED MkIII (L17A) 3K Aeroscreen c/w NEMA PE Cell & Tilt Adaptor, Minor Road, EQTS 05-01-02 (scm) | GERARD | GERARD PROFESSIONAL SOLUTIONS PL | JLC30BD11L17 | PHASING
002471647 | FIXTURE,LIGHTING | 30W StreetLED MkII (L33A) 3K Aeroscreen c/w NEMA PE Cell, Minor Road, EQTS 05-01-02 (scm) | GERARD | GERARD PROFESSIONAL SOLUTIONS PL | JLB30BD11L33 | PHASING
002471654 | BRACKET,MOUNTING | Pedestrian Crossing, suits Tango 200W Floodlight, Dwg 912580-04 (scm) | IPOLES | INTERNATIONAL POLES | EQ-077 | CURRENT
002471662 | FERRULE,ELECTRICAL CONDUCTOR | Bootlace Pin, 10mm2, 18mm Lg, Brown, Pack of 25 | CABAC | CABAC (MANUFACTURER) | BLP1000-18HF | CURRENT
002471670 | FERRULE,ELECTRICAL CONDUCTOR | Bootlace Pin, 16mm2, 18mm Lg, Ivory White, Pack of 25 | LEGEND | LEGEND POWER SYSTEMS | BLP1600-18 | CURRENT
002471688 | TERMINAL,LUG | Forked Spade Terminal, 3mm Slot, 1-1.5mm Wire, Red, Double Grip, Pack of 100 | CABAC | CABAC (MANUFACTURER) | FS1.25-3DG | CURRENT
002471696 | TERMINAL,LUG | Ring Terminal, 1-1.5mm Wire, 90Deg Bend, Red, for Protection Relay, Pack of 1000 | CABAC | CABAC (MANUFACTURER) | RNYDS104090D-RED | CURRENT
002471696 | TERMINAL,LUG | Ring Terminal, 1-1.5mm Wire, 90Deg Bend, Red, for Protection Relay, Pack of 1000 | CABAC | CABAC (MANUFACTURER) | N15942 | CURRENT
002471704 | TERMINAL,LUG | Ring Terminal, 2.5mm Wire, 90Deg Bend, Blue, for Protection Relay, Pack of 1000 | CABAC | CABAC (MANUFACTURER) | RNYDS2-4-90D BLUE | CURRENT
002471704 | TERMINAL,LUG | Ring Terminal, 2.5mm Wire, 90Deg Bend, Blue, for Protection Relay, Pack of 1000 | CABAC | CABAC (MANUFACTURER) | N15941 | CURRENT
002471712 | TERMINAL,LUG | Forked Spade Terminal, 3mm Slot, 2.5mm Wire, Blue, Double Grip, Pack of 100 | CABAC | CABAC (MANUFACTURER) | FS2-3DG | CURRENT
002471712 | TERMINAL,LUG | Forked Spade Terminal, 3mm Slot, 2.5mm Wire, Blue, Double Grip, Pack of 100 | LEGEND | LEGEND POWER SYSTEMS | FS2-3DG | CURRENT
002471720 | TERMINAL,LUG | Ring Terminal, 12mm Stud, 2.5mm Wire, Blue, Pack of 25 | CABAC | CABAC (MANUFACTURER) | RT2-12DG | CURRENT
002471738 | TERMINAL,LUG | Quick Connect Female Lug, 6.4 x 0.8mm, 2.5mm Wire, Blue, Double Grip, Pack of 50 | CABAC | CABAC (MANUFACTURER) | FIQC2-6.4DG | CURRENT
002471746 | TERMINAL,LUG | Quick Connect Female Lug, 6.4 x 0.8mm, 0.75-1.5mm Wire, Red, Double Grip, Pack of 50 | CABAC | CABAC (MANUFACTURER) | FIQC1.25-6.4 | CURRENT
002471753 | SPLICE,CONDUCTOR | In-Line Splice, 0.75-1.5mm Wire, Red, Pack of 50 | CABAC | CABAC (MANUFACTURER) | ILS1.25 | CURRENT
002471761 | SPLICE,CONDUCTOR | In-Line Splice, 2.5mm Wire, Blue, for Control Circuitry, Pack of 50 | CABAC | CABAC (MANUFACTURER) | ILS2 | CURRENT
002471779 | SPLICE,CONDUCTOR | In-Line Splice, 4-6mm Wire, Yellow, Window, Clear, for Control Circuitry, Pack of 25 | CABAC | CABAC (MANUFACTURER) | ILS5.5WS | CURRENT
002471787 | FUSE,CARTRIDGE | 250V AC, HRC Cartridge 3AB Type, 6A, 32 x 6.3mm Dia, Ceramic Body (scm) | LITFUSE | LITTELFUSE INC | 0314006.HXP | CURRENT
002400578 | FUSE,CARTRIDGE | 500V AC, HRC Cartridge 10G Type, 6A, 38 x 10.3mm Dia, Modular, ETS 12-02-01 Group A (scm) | FUSECO | FUSECO PTY LTD | 420006 | CURRENT
002471795 | TAP & DRILL,COMBINATION | HSS, M5 x 0.8, 41mm Lg, suit M5 Nylon SetScrew used to hang Meters | C&LTOOL | CALTCO T/A C&L TOOL CENTRE | CLCDT5M | CURRENT
002471795 | TAP & DRILL,COMBINATION | HSS, M5 x 0.8, 41mm Lg, suit M5 Nylon SetScrew used to hang Meters | C&LTOOL | CALTCO T/A C&L TOOL CENTRE | ZXDTMC050 | CURRENT
002471803 | WIRE,ELECTRICAL | 450/750V, 1C x 4mm2 (7/0.85) Cu Annealed PVC Insulated/PVC Sheath, Red/White, 100m Drum | MIDLANDS | MIDLAND METALS | MMO-1X4 CU PVC PVC RED/WHT | CURRENT
002471811 | BACKING BOARD,METER | Type 'X' Meter Panel, 220 x 200 x 6mm, Insulation Panel, for Network Device Installation & Replacement | INSULECT | INSULECT AUSTRALIA PL | 613060 -220 X 200 X 6MM | CURRENT
002471829 | RELAY,PROTECTION | FW B3A, Txf Diff, 24/32V DC Pwr, 24/250V DC Logic 24/16 IO, 1A/5A, 110V AC Input, Flush/60TE, DNP 100Base-FX, MM LC Enet | SCHNEDER | SCHNEIDER PTY LTD | P64592QDLM0B39M | CURRENT
002471837 | LIGHT UNIT,PORTABLE | Milwaukee Folding Flood Light Kit, 4V, 550 Lumens, L4B2 Red Li Battery, USB Recharge Cable, Magnetic Base, 3 Mode Light Output, 210 Degree Rotation, | C&LTOOL | CALTCO T/A C&L TOOL CENTRE | MILWAL4FFL-201 | CURRENT
002471837 | LIGHT UNIT,PORTABLE | Milwaukee Folding Flood Light Kit, 4V, 550 Lumens, L4B2 Red Li Battery, USB Recharge Cable, Magnetic Base, 3 Mode Light Output, 210 Degree Rotation, | MILWAUKE | MILWAUKEE POWER TOOLS | L4FFL-201 | CURRENT
002471837 | LIGHT UNIT,PORTABLE | Milwaukee Folding Flood Light Kit, 4V, 550 Lumens, L4B2 Red Li Battery, USB Recharge Cable, Magnetic Base, 3 Mode Light Output, 210 Degree Rotation, | C&LTOOL | CALTCO T/A C&L TOOL CENTRE | MILWTL4FFL-201 | CURRENT
002471837 | LIGHT UNIT,PORTABLE | Milwaukee Folding Flood Light Kit, 4V, 550 Lumens, L4B2 Red Li Battery, USB Recharge Cable, Magnetic Base, 3 Mode Light Output, 210 Degree Rotation, | MILWAUKE | MILWAUKEE POWER TOOLS | MILWAL4FFL-301 | CURRENT
002439214 | FLAG,SIGNAL | Insulated Sleeve, Warning for Polarity Test In Progress, 450 x 50mm, Warning Symbol & Text on Front, Warning Bars on Back c/w 300mm Line attaching Sleeve & | ARTCRAFT | ARTCRAFT PTY LTD | EQL190613 C0010014 | CURRENT
002471845 | LABEL | Substation Meter Sticker, "NMI No., CT Ratio, VT Ratio, Load, Supply", Self-Adhesive Super Vinyl V90, White Matt, Permanent 160 GSM | ARTCRAFT | ARTCRAFT PTY LTD | 002471845 | CURRENT
002471878 | MODEM,COMMUNICATIONS | 4G CATM1 Modem (Smart) c/w Telstra GPRS SIM, Label, Battery Backup Alarming Module, RJ45 to RJ45 Lead | INTERCEL | INTERCEL PTY LTD | SAM4M1T-SODA | CURRENT
002406872 | DETECTOR,VOLTAGE | Fameca TAG, HV Tester, 11/66kV, Outdoor Kit, Audible/Visual Indication, Universal Sunrise Fitting in Carry Case c/w Hook & Probe, TS RSE04 | PENTA | PENTA AUST (TMAC THEW & MCCANN/HYLEC) | PA21420 | CURRENT
002406872 | DETECTOR,VOLTAGE | Fameca TAG, HV Tester, 11/66kV, Outdoor Kit, Audible/Visual Indication, Universal Sunrise Fitting in Carry Case c/w Hook & Probe, TS RSE04 | HYLEC | HYLEC PTY LTD | TAG200EMR1166 | CURRENT
002406872 | DETECTOR,VOLTAGE | Fameca TAG, HV Tester, 11/66kV, Outdoor Kit, Audible/Visual Indication, Universal Sunrise Fitting in Carry Case c/w Hook & Probe, TS RSE04 | HYLEC | HYLEC PTY LTD | TAG200MR11223366 | CURRENT
002448157 | LEAD,ELECTRICAL | Bridge, LV, Temporary, 200A Capacity, Insulated, for use in Pillars & on ABC c/w Insulated Piercing Clamps | PENTA | PENTA AUST (TMAC THEW & MCCANN/HYLEC) | PA21743 | PURCHASE AS REQUIRED
002448157 | LEAD,ELECTRICAL | Bridge, LV, Temporary, 200A Capacity, Insulated, for use in Pillars & on ABC c/w Insulated Piercing Clamps | HYLEC | HYLEC PTY LTD | TECH70X500BYPASS | PURCHASE AS REQUIRED
002459956 | LEAD,ELECTRICAL | Bridge, LV, 3-Way, Temporary, 200A Capacity, Insulated, for use in Pillars & on ABC c/w 3 Insulated Piercing Clamps | PENTA | PENTA AUST (TMAC THEW & MCCANN/HYLEC) | PA21685 | PURCHASE AS REQUIRED
002459956 | LEAD,ELECTRICAL | Bridge, LV, 3-Way, Temporary, 200A Capacity, Insulated, for use in Pillars & on ABC c/w 3 Insulated Piercing Clamps | HYLEC | HYLEC PTY LTD | HEK50LVERG-01 | PURCHASE AS REQUIRED
002418283 | METER | Load Unit, Whole Current c/w Pin Probe, Crocodile Clips & Shoulder Strap | PENTA | PENTA AUST (TMAC THEW & MCCANN/HYLEC) | PA12055 | CURRENT
002418283 | METER | Load Unit, Whole Current c/w Pin Probe, Crocodile Clips & Shoulder Strap | THEWMCAN | TMAC THEW & MCCANN GROUP | TM12055 | CURRENT
002418283 | METER | Load Unit, Whole Current c/w Pin Probe, Crocodile Clips & Shoulder Strap | THEWMCAN | TMAC THEW & MCCANN GROUP | 2418283 | CURRENT
002460277 | RELAY,PROTECTION | Low Impedance Differential, Overcurrent & Earth Fault, 24/24 I/O, 48-110V DC Power Supply, 1/5A CT, DNP3 over RS485 or LC Fibre Ethernet & IEC61850 | SCHNEIDR | SCHNEIDER PTY LTD (MANUFACTURER) | P74622QELM0C39M | CURRENT
002460285 | RELAY,PROTECTION | Low Impedance Differential, Overcurrent & Earth Fault, 24/24 I/O, 110-250V DC Power Supply, 1/5A CT, DNP3 over RS485 or LC Fibre Ethernet & IEC61850 | SCHNEIDR | SCHNEIDER PTY LTD (MANUFACTURER) | P74632QELM0C39M | CURRENT
002460269 | RELAY,PROTECTION | Low Impedance Differential, Overcurrent & Earth Fault, 24/24 I/O, 24-32V DC Power Supply, 1/5A CT, DNP3 over RS485 or LC Fibre Ethernet & IEC61850 | SCHNEDER | SCHNEIDER PTY LTD | P74692QELM0C39M | CURRENT
002471886 | LABEL | QR ID Label, Acrylic, 100 x 110mm, Black Barcode (80 x 80mm) on White B/Ground, for Oil Sample Equipment | OCTFOLIO | OCTFOLIO PTY LTD | QR ID LABEL | CURRENT
002471894 | ADHESIVE | Sikaflex 11FC, Paste, 300ml Tube, Adhesive Sealant, Polyurethane, Fast Cure, Bonding Agent for QR Acrylic Labels | ATOMSUPP | ATOM SUPPLY | 88893739 | CURRENT
002471894 | ADHESIVE | Sikaflex 11FC, Paste, 300ml Tube, Adhesive Sealant, Polyurethane, Fast Cure, Bonding Agent for QR Acrylic Labels | SIKA | SIKA GROUP (AUST) | 520355 | CURRENT
002471902 | FIXTURE,LIGHTING | 50W RoadFlair BRP391 (L50A) 3K, Major Road, EQTS 05-01-02 (scm) | PHILIPS | PHILIPS AUSTRALIA PTY LTD | 824110174221 | PHASING
002471910 | FIXTURE,LIGHTING | 90W RoadFlair BRP392 (L90A) 3K, Major Road, EQTS 05-01-02 (scm) | PHILIPS | PHILIPS AUSTRALIA PTY LTD | 824110174241 | PHASING
002471928 | FIXTURE,LIGHTING | 80W RoadFlair BRP391 (L80A) 3K, Major Road, EQTS 05-01-02 (scm) | PHILIPS | PHILIPS AUSTRALIA PTY LTD | 824110174231 | PHASING
002471936 | FIXTURE,LIGHTING | 270W RoadFlair BRP394 (L270A) 3K, c/w RoadFlair Tilt Adaptor BRP394, EQTS 05-01-02 (scm) | PHILIPS | PHILIPS AUSTRALIA PTY LTD | 824110174271 | PHASING
002471944 | FIXTURE,LIGHTING | 240W RoadFlair BRP393 (L240A) 3K, Major Road, EQTS 05-01-02 (scm) | PHILIPS | PHILIPS AUSTRALIA PTY LTD | 824110174261 | PHASING
002471951 | PILLAR | Electricity Supply Pillar, 440V, 3 Ph, 3-Way, 400A c/w 6 Service Fuses & 3 Generator Plugs (scm) | WEBER | WEBER SOUTH PACIFIC PTY LTD | PA0432F0FC-001 | CURRENT
002471951 | PILLAR | Electricity Supply Pillar, 440V, 3 Ph, 3-Way, 400A c/w 6 Service Fuses & 3 Generator Plugs (scm) | FULTON | FULTON INDUSTRIES PL | PPB4T-3W+6F-QLD | CURRENT
002471977 | MARKER | Bundle Box Indicator, Black c/w Reflective Tape, Acrylic UV Stable, for LV Tie Point Identification (scm) | PLASTIC | PLASTIC ENGINEERING | BLACK-RF TAPE-LV TIE POINT | CURRENT
002471985 | MARKER | Bundle Box Indicator, White, Acrylic UV Stable, 100A Engraved, for Fuse Size Identification (scm) | PLASTIC | PLASTIC ENGINEERING | WHITE-401-100A | CURRENT
002471993 | MARKER | Bundle Box Indicator, Grey, Acrylic UV Stable, 125A Engraved, for Fuse Size Identification (scm) | PLASTIC | PLASTIC ENGINEERING | GREY-504-125A | CURRENT
002472009 | MARKER | Bundle Box Indicator, Blue, Acrylic UV Stable, 160A Engraved, for Fuse Size Identification (scm) | PLASTIC | PLASTIC ENGINEERING | BLUE-835-160A | CURRENT
002472017 | MARKER | Bundle Box Indicator, Green, Acrylic UV Stable, 200A Engraved, for Fuse Size Identification (scm) | PLASTIC | PLASTIC ENGINEERING | GREEN-6TL1-200A | CURRENT
002472025 | MARKER | Bundle Box Indicator, Yellow, Acrylic UV Stable, 250A Engraved, for Fuse Size Identification (scm) | PLASTIC | PLASTIC ENGINEERING | YELLOW-235-250A | CURRENT
002472033 | MARKER | Bundle Box Indicator, Orange, Acrylic UV Stable, 315A Engraved, for Fuse Size Identification (scm) | PLASTIC | PLASTIC ENGINEERING | ORANGE-266-315A | CURRENT
002472041 | CABLE TIE | Nylon; Light Duty; 200mm x 2.5mm; Pack of 100 | LEGEND | LEGEND POWER SYSTEMS | CT196BK-LD | CURRENT
002472058 | CABLE TIE | Nylon, Green, 200 x 2.5mm, Pack of 100 | LEGEND | LEGEND POWER SYSTEMS | CT200GR/100 | CURRENT
002472058 | CABLE TIE | Nylon, Green, 200 x 2.5mm, Pack of 100 | HARCOR | HARCOR SECURITY SEALS | QE01208 | CURRENT
002472074 | TERMINAL,LUG | Male tab,0.5-1.6mm, RED, 6.4 X 0.8MM double grip (DG) fully insulated | CABAC | CABAC (MANUFACTURER) | FIMT1.25-6.4DG | CURRENT
002472082 | TERMINAL,LUG | Male tab, 1-2.6mm, Blue, 6.4 X 0.8MM double grip (DG) fully insulated, | CABAC | CABAC (MANUFACTURER) | FIMT2-6.4DG | CURRENT
002472108 | TOOL | Deadend Applicator Tool, 430mm Lg, Steel Shaft & Applicator, Chrome Finish, Plastic Stanley Screwdriver Handle, for use on Bare Alloy, Cu or Steel Cable | KENNEDY | C.A KENNEDY & H KENNEDY | DEADEND TOOL | CURRENT
002472280 | CROSSARM,COMPOSITE | LV Temporary, Fibreglass, 2.7m Lg, Orange c/w Bracket Labels & Bag | THEWMCAN | TMAC THEW & MCCANN GROUP | TM00096 | CURRENT
002472298 | INSULATOR | Kit for LV Temporary Crossarm, Ertalon 6-PLA, Black c/w Bag (Set of 4) | THEWMCAN | TMAC THEW & MCCANN GROUP | TM01359 | CURRENT
002472306 | INSULATOR | for LV Temporary Crossarm, Ertalon 6-PLA, Black (single unit) | THEWMCAN | TMAC THEW & MCCANN GROUP | TM12998 | CURRENT
002472314 | BRACKET,MOUNTING | Pole Bracket for LV Temporary Crossarm, Ertalon 6-PLA, Black c/w Webbing Strap | PENTA | PENTA AUST (TMAC THEW & MCCANN/HYLEC) | PA10990 | CURRENT
002472314 | BRACKET,MOUNTING | Pole Bracket for LV Temporary Crossarm, Ertalon 6-PLA, Black c/w Webbing Strap | THEWMCAN | TMAC THEW & MCCANN GROUP | TM10990 | CURRENT
002472314 | BRACKET,MOUNTING | Pole Bracket for LV Temporary Crossarm, Ertalon 6-PLA, Black c/w Webbing Strap | THEWMCAN | TMAC THEW & MCCANN GROUP | 2472314 | CURRENT
002472124 | SUNSCREEN PREPARATION | Key Sun Tanne, SPF 30+, 50g Coloured Zinc Cream, 4hr Water Resistant | ALPHA | ALPHA FIRST AID SUPPLIES QLD | 728 | CURRENT
002472124 | SUNSCREEN PREPARATION | Key Sun Tanne, SPF 30+, 50g Coloured Zinc Cream, 4hr Water Resistant | ALPHA | ALPHA FIRST AID SUPPLIES QLD | 510052 | CURRENT
002472132 | SUNSCREEN PREPARATION | Daily Face Sunsense, SPF 50+, 100ml | ALPHA | ALPHA FIRST AID SUPPLIES QLD | 510006 | CURRENT
002472132 | SUNSCREEN PREPARATION | Daily Face Sunsense, SPF 50+, 100ml | ALPHA | ALPHA FIRST AID SUPPLIES QLD | 510004 | CURRENT
002472140 | SUNSCREEN PREPARATION | Daily Face Sunsense, 200ml, SPF 50+ 4hr Water Resistant, Contains Oxybenzone | ATOMSUPP | ATOM SUPPLY | MB110 | PHASING
002472140 | SUNSCREEN PREPARATION | Daily Face Sunsense, 200ml, SPF 50+ 4hr Water Resistant, Contains Oxybenzone | ATOMSUPP | ATOM SUPPLY | 539550 | PHASING
002472140 | SUNSCREEN PREPARATION | Daily Face Sunsense, 200ml, SPF 50+ 4hr Water Resistant, Contains Oxybenzone | ALPHA | ALPHA FIRST AID SUPPLIES QLD | 510020 | PHASING
002472140 | SUNSCREEN PREPARATION | Daily Face Sunsense, 200ml, SPF 50+ 4hr Water Resistant, Contains Oxybenzone | ATOMSUPP | ATOM SUPPLY | 11194 | PHASING
002472157 | SUNSCREEN PREPARATION | Ego Sunsense; 50ml; Roll On; SPF 50+ 4hr water resistant; Non-greasy | ALPHA | ALPHA FIRST AID SUPPLIES QLD | 7013 | CURRENT
002472157 | SUNSCREEN PREPARATION | Ego Sunsense; 50ml; Roll On; SPF 50+ 4hr water resistant; Non-greasy | ALPHA | ALPHA FIRST AID SUPPLIES QLD | 510003 | CURRENT
002472173 | SUNSCREEN PREPARATION | Key Sun Clear Zinc, 50g, SPF 50+, 4hr Water Resistant, Reef Safe | ATOMSUPP | ATOM SUPPLY | 546317 | CURRENT
002472173 | SUNSCREEN PREPARATION | Key Sun Clear Zinc, 50g, SPF 50+, 4hr Water Resistant, Reef Safe | ALPHA | ALPHA FIRST AID SUPPLIES QLD | 510000 | CURRENT
002472173 | SUNSCREEN PREPARATION | Key Sun Clear Zinc, 50g, SPF 50+, 4hr Water Resistant, Reef Safe | ATOMSUPP | ATOM SUPPLY | 554109 | CURRENT
002472181 | SUNSCREEN PREPARATION | Ultra Protect;250ml;Trigger spray;SPF 50 4hr water resistant; Contains Oxybenzone | ALPHA | ALPHA FIRST AID SUPPLIES QLD | 510008 | CURRENT
002472199 | SUNSCREEN PREPARATION | Ultra Protect; 100g; SPF 50+ 4hr water resistant; Contains Oxybenzone | ALPHA | ALPHA FIRST AID SUPPLIES QLD | 5101011E | CURRENT
002472199 | SUNSCREEN PREPARATION | Ultra Protect; 100g; SPF 50+ 4hr water resistant; Contains Oxybenzone | ALPHA | ALPHA FIRST AID SUPPLIES QLD | 510011 | CURRENT
002472207 | SUNSCREEN PREPARATION | Hamilton Sensitive; 265 ml; SPF 50+; 4hr water resistant; low allergy | ALPHA | ALPHA FIRST AID SUPPLIES QLD | 510031 | CURRENT
002472215 | SUNSCREEN PREPARATION | Hamilton Active Family; 250 ml; SPF 50+ 4hr water resistant | ALPHA | ALPHA FIRST AID SUPPLIES QLD | 510030 | CURRENT
002472223 | SUNSCREEN PREPARATION | Hamilton Active Family; 500 ml; SPF 50+ 4hr water resistant | ALPHA | ALPHA FIRST AID SUPPLIES QLD | 510032 | CURRENT
002472231 | SUNSCREEN PREPARATION | Ego Sunsense, 75g, SPF 50+ 4hr Water Resistant, Sensitive Skin, Reef Safe | ALPHA | ALPHA FIRST AID SUPPLIES QLD | 510036 | PHASING
002472264 | SANITISER | Aquim Hand Gel, Anti-Bacterial Hand Sanitiser, 60ml, for use when water is not avalable | ATOMSUPP | ATOM SUPPLY | 11354 | CURRENT
002472264 | SANITISER | Aquim Hand Gel, Anti-Bacterial Hand Sanitiser, 60ml, for use when water is not avalable | ATOMSUPP | ATOM SUPPLY | 79904983 | CURRENT
002472264 | SANITISER | Aquim Hand Gel, Anti-Bacterial Hand Sanitiser, 60ml, for use when water is not avalable | ALPHA | ALPHA FIRST AID SUPPLIES QLD | 99609 | CURRENT
002472264 | SANITISER | Aquim Hand Gel, Anti-Bacterial Hand Sanitiser, 60ml, for use when water is not avalable | ENERGEX | ENERGEX | NANO 59 ML HAND SAN TUBE | CURRENT
002472264 | SANITISER | Aquim Hand Gel, Anti-Bacterial Hand Sanitiser, 60ml, for use when water is not avalable | ATOMSUPP | ATOM SUPPLY | 418459 | CURRENT
002472272 | SANITISER | Hand Gel, Anti-Bacterial Hand Sanitiser, 350-375ml Pump Action Bottle, for use when water is not available | ATOMSUPP | ATOM SUPPLY | 40029794 | CURRENT
002472272 | SANITISER | Hand Gel, Anti-Bacterial Hand Sanitiser, 350-375ml Pump Action Bottle, for use when water is not available | ALPHA | ALPHA FIRST AID SUPPLIES QLD | AQUIUM HAND GEL 375ML | CURRENT
002472272 | SANITISER | Hand Gel, Anti-Bacterial Hand Sanitiser, 350-375ml Pump Action Bottle, for use when water is not available | ATOMSUPP | ATOM SUPPLY | 11575 | CURRENT
002472066 | BODY POWDER | Curash Medicated Family Powder, Treat & Help Prevent Rashes, Skin Irritation & Chafing, contains Zinc Oxide | ALPHA | ALPHA FIRST AID SUPPLIES QLD | 150007 | CURRENT
002472256 | BODY POWDER | Neat Feet Shoe Powder, 125g, keeps Feet Dry, Comfortable & Free of Odours, Contains an Antifungal Ingredient | ALPHA | ALPHA FIRST AID SUPPLIES QLD | 150091 | CURRENT
002472348 | SIGN | Al Plate, "DANGER-HIGH VOLTAGE AT GROUND LEVEL", Capacitor Bank Enclosure Entry, 450 x 300mm, EESS-10181-88 | ARTCRAFT | ARTCRAFT PTY LTD | C0010244 | CURRENT
002472348 | SIGN | Al Plate, "DANGER-HIGH VOLTAGE AT GROUND LEVEL", Capacitor Bank Enclosure Entry, 450 x 300mm, EESS-10181-88 | UTILENGR | UTILITY ENGRAVING & SIGNS | EESS-10181-88 | CURRENT
002472355 | SIGN | Al Plate, "WORKING ON CAPACITOR BANK", Capacitor Bank Enclosure Entry Information, 300 x 350mm, EESS-10181-89 | ARTCRAFT | ARTCRAFT PTY LTD | EESS-10181-89 | CURRENT
002472355 | SIGN | Al Plate, "WORKING ON CAPACITOR BANK", Capacitor Bank Enclosure Entry Information, 300 x 350mm, EESS-10181-89 | UTILENGR | UTILITY ENGRAVING & SIGNS | EESS-10181-89 | CURRENT
002472363 | ADAPTOR | RoadFlair BRP391, BRP392 & BRP393, Tilt Adaptor, -5Deg | PHILIPS | PHILIPS AUSTRALIA PTY LTD | 919002151861 | CURRENT
002472363 | ADAPTOR | RoadFlair BRP391, BRP392 & BRP393, Tilt Adaptor, -5Deg | PHILIPS | PHILIPS AUSTRALIA PTY LTD | 919002151636 | CURRENT
002472371 | ADAPTOR | RoadFlair BRP394, Tilt Adaptor, 8 Deg, Dwg GM BRP-394-8D, Pack of 25 | PHILIPS | PHILIPS AUSTRALIA PTY LTD | BRP394-42-8DEGREE | CURRENT
002430585 | FLAG,SIGNAL | Peg Clip, Warning for Polarity Test In Progress, 450 x 50mm, Warning Symbol & Text on Front, Warning Bars on Back c/w 300mm Line attaching Peg & Warning Flag, | ARTCRAFT | ARTCRAFT PTY LTD | EQL190613 C0010018 | CURRENT
002429231 | HAT,SUN | Bucket Style, Size XS, Grey, Unbranded | MTCASTLE | MOUNTCASTLE PTY LTD | 30027100XS | CURRENT
002429231 | HAT,SUN | Bucket Style, Size XS, Grey, Unbranded | MITCHELL | MITCHELL'S CAP CO | 34970-XS | CURRENT
002429249 | HAT,SUN | Bucket Style, Size S, Grey, Unbranded | MTCASTLE | MOUNTCASTLE PTY LTD | 30027100OS | CURRENT
002429249 | HAT,SUN | Bucket Style, Size S, Grey, Unbranded | MITCHELL | MITCHELL'S CAP CO | 34970-S | CURRENT
002429256 | HAT,SUN | Bucket Style, Size M, Grey, Unbranded | MTCASTLE | MOUNTCASTLE PTY LTD | 30027100OM | CURRENT
002429256 | HAT,SUN | Bucket Style, Size M, Grey, Unbranded | MITCHELL | MITCHELL'S CAP CO | 34970-M | CURRENT
002429264 | HAT,SUN | Bucket Style, Size L, Grey, Unbranded | MTCASTLE | MOUNTCASTLE PTY LTD | 30027100OL | CURRENT
002429264 | HAT,SUN | Bucket Style, Size L, Grey, Unbranded | MITCHELL | MITCHELL'S CAP CO | 34970-L | CURRENT
002429272 | HAT,SUN | Bucket Style, Size XL, Grey, Unbranded | MTCASTLE | MOUNTCASTLE PTY LTD | 30027100XL | CURRENT
002429272 | HAT,SUN | Bucket Style, Size XL, Grey, Unbranded | MITCHELL | MITCHELL'S CAP CO | 34970-XL | CURRENT
002429280 | HAT,SUN | Bucket Style, Size XXL, Grey, Unbranded | MTCASTLE | MOUNTCASTLE PTY LTD | 30027100XX | CURRENT
002429280 | HAT,SUN | Bucket Style, Size XXL, Grey, Unbranded | MITCHELL | MITCHELL'S CAP CO | 34970-XXL | CURRENT
000105003 | METER | Digital Earth Resistance Tester, LCD, IP67 Rated, 0-2000 OHM | YOKOGAWA | YOKOGAWA AUSTRALIA PTY LTD | YO EY200 | CURRENT
000105003 | METER | Digital Earth Resistance Tester, LCD, IP67 Rated, 0-2000 OHM | KYORITSU | KYORITSU | 4105DL-H | CURRENT
000025448 | CHARGER,BATTERY | Single Phase, 240VAC Input, 24VDC 30A Output, Free Standing Cubicle, for use with Sealed Lead Acid Batteries | BRODRIBB | M BRODRIBB PTY LTD (MANUFACTURER) | D5703EL.1-24-0030-01 | CURRENT
002433704 | PARTS KIT,TERMINAL JUNCTION | Fixed Base Pole Kit, 3 Ph c/w 20A Fuse & Holder, M8 x 4mm2 Lug, 16mm2 Lug, 2 Terminal Blocks, for Slip Base Street Light Pole (scm) | VELNAH | VELNAH PTY LIMITED EAST RYDE NSW | JEDL242512 | PHASING
002433704 | PARTS KIT,TERMINAL JUNCTION | Fixed Base Pole Kit, 3 Ph c/w 20A Fuse & Holder, M8 x 4mm2 Lug, 16mm2 Lug, 2 Terminal Blocks, for Slip Base Street Light Pole (scm) | MMELEC | MM ELECTRICAL MERCHANDISING | I3S-BP3DR-ROK | PHASING
ACT1350 | ADAPTER, METER | EDMI MiniHub 185849 / ECD485DAU0 | EDMI | EDMI PTY LTD | ECD485DAU0 | CURRENT
ACT1350 | ADAPTER, METER | EDMI MiniHub 185849 / ECD485DAU0 | EDMI | EDMI PTY LTD | 185849 | CURRENT
ACT1450 | CABLE,FIBRE OPTIC | EDMI Modem & MiniHub Cables 222820 / CAB2130W03 | EDMI | EDMI PTY LTD | CAB2130W03 | CURRENT
ACT1450 | CABLE,FIBRE OPTIC | EDMI Modem & MiniHub Cables 222820 / CAB2130W03 | EDMI | EDMI PTY LTD | 222820 | CURRENT
002472777 | CRIMPING TOOL,HYDRAULIC | Milwaukee, M18 Force Logic Crimper, 6T Force, 18V, Capacity 300mm2 Cu & Al, 337.8mm Lg c/w One Key Technology, Skin Only | C&LTOOL | CALTCO T/A C&L TOOL CENTRE | MILWTM18HCCT-0C | CURRENT
002472777 | CRIMPING TOOL,HYDRAULIC | Milwaukee, M18 Force Logic Crimper, 6T Force, 18V, Capacity 300mm2 Cu & Al, 337.8mm Lg c/w One Key Technology, Skin Only | MILWAUKE | MILWAUKEE POWER TOOLS | M18HCCT-0C | CURRENT
002472785 | CLEANER,VACUUM | Milwaukee, M12 Cordless Compact Hand Vacuum, 12V, 470mm c/w Crevice Tool, Extension Nozzle, Extension Wand, Filter Assembly & Utility Nozzle, Skin Only | MILWAUKE | MILWAUKEE POWER TOOLS | M12HV-0 | CURRENT
002472785 | CLEANER,VACUUM | Milwaukee, M12 Cordless Compact Hand Vacuum, 12V, 470mm c/w Crevice Tool, Extension Nozzle, Extension Wand, Filter Assembly & Utility Nozzle, Skin Only | C&LTOOL | CALTCO T/A C&L TOOL CENTRE | MILWTM12HV-0 | CURRENT
002472793 | FILTER | Replacement HEPA Filter, for Milwaukee M12 Cordless Compact Hand Vacuum | C&LTOOL | CALTCO T/A C&L TOOL CENTRE | MILWS16049001008 | CURRENT
002472793 | FILTER | Replacement HEPA Filter, for Milwaukee M12 Cordless Compact Hand Vacuum | MILWAUKE | MILWAUKEE POWER TOOLS | 016049001008 | CURRENT
002472801 | FILTER | Replacement HEPA Filter, for Milwaukee M18 Wet/Dry Vacuum | C&LTOOL | CALTCO T/A C&L TOOL CENTRE | MILWA49901900 | CURRENT
002472801 | FILTER | Replacement HEPA Filter, for Milwaukee M18 Wet/Dry Vacuum | MILWAUKE | MILWAUKEE POWER TOOLS | 49901900 | CURRENT
002465268 | INSULATION SLEEVING,ELECTRICAL | Heat Shrink Tubing, 13/6.5mm, 1.2m Lg, Blue, Thin Wall, Flame Retardant, UV Stabilised | CABAC | CABAC (MANUFACTURER) | XLP13BL/4FT | PURCHASE AS REQUIRED
002465250 | INSULATION SLEEVING,ELECTRICAL | Heat Shrink Tubing, 13/6.5mm, 1.2m Lg, White, Thin Wall, Flame Retardant, UV Stabilised | CABAC | CABAC (MANUFACTURER) | XLP13WH/4FT | PURCHASE AS REQUIRED
002465276 | INSULATION SLEEVING,ELECTRICAL | Heat Shrink Tubing, 13/6.5mm, 1.2m Lg, Yellow/Green, Thin Wall, Flame Retardant UV Stabilised | CABAC | CABAC (MANUFACTURER) | XLP13YG/4FT | PURCHASE AS REQUIRED
002472819 | ARMBANDS,HIGH VISIBILITY | "SAFETY OBSERVER" Armband, FR Fabric, Orange with Silver Reflective Lettering, Velcro, 450 x 90mm | AUSDEF | AUSTRALIAN DEFENCE APPAREL | SAFETY OBSERVER ARM BAND | PURCHASE AS REQUIRED
002472827 | LABEL | Sticker, "Small Tools "STOP" or Parts ONLY" Hexagon shape sticker, Self Adhesive Viny, White Text on Red B/Ground, 180 x 158mm | UTILENGR | UTILITY ENGRAVING & SIGNS | STOP STICKER | CURRENT
002472827 | LABEL | Sticker, "Small Tools "STOP" or Parts ONLY" Hexagon shape sticker, Self Adhesive Viny, White Text on Red B/Ground, 180 x 158mm | ARTCRAFT | ARTCRAFT PTY LTD | SPC-2472827 | CURRENT
000104649 | SADDLE | Cu, Double Sided, 13mm (1/2") c/w 2 x 5mm Holes (P100) (scm) | REXEL | REXEL PTY LTD | 26184 | CURRENT
000104649 | SADDLE | Cu, Double Sided, 13mm (1/2") c/w 2 x 5mm Holes (P100) (scm) | MMELEC | MM ELECTRICAL MERCHANDISING | G09184 | CURRENT
000104649 | SADDLE | Cu, Double Sided, 13mm (1/2") c/w 2 x 5mm Holes (P100) (scm) | BLKWOOD | J BLACKWOOD & SON LTD | 03469004 | CURRENT
002472850 | SWITCHBOARD,POWER | 3150A Transformer LV Isol; 4 off 630A SWfuse Base; Dist TX Top Entry; LV Street CCTS Bottom Exit; For Restricted Access Installation; Barriered Open type | WEBER | WEBER SOUTH PACIFIC PTY LTD | VF234250-EGX08 | PURCHASE AS REQUIRED
002472868 | HOOK,CANT | Grip 254mm to 914mm poles, reinforced fiberglass handle, 38.1mm diameter; 1.524m overall length. | ACCULEC | ACCULEC PTY LTD - E18524 | LFCH060 | CURRENT
002472876 | STAND,POLE | AL Powder Coated Yellow, 4T WLL, 500mmH, 700MM W. SPECIAL FEATURES: SPECIFICATION: | TEN | THE ENERGY NETWORK | FSLPSP-01-2 | CURRENT
002472967 | LANYARD,SAFETY,INDUSTRIAL | Stretch cord, Swiveling connection, S/Steel Carabiners with Screw Gate; Adjustable Barrel Lock, Length 1070mm to 1370mm; 6.8kg WLL | ATOMSUPP | ATOM SUPPLY | 19017 | CURRENT
002472967 | LANYARD,SAFETY,INDUSTRIAL | Stretch cord, Swiveling connection, S/Steel Carabiners with Screw Gate; Adjustable Barrel Lock, Length 1070mm to 1370mm; 6.8kg WLL | ATOMSUPP | ATOM SUPPLY | 3101EXT | CURRENT
002472884 | LANYARD,SAFETY,INDUSTRIAL | Shock Absorbing,Swiveling Design,Locking Carabiner on one end, Loop other end, Length 960mm to 1220mm;, 11.3kg WLL | ATOMSUPP | ATOM SUPPLY | 19809 | CURRENT
002472884 | LANYARD,SAFETY,INDUSTRIAL | Shock Absorbing,Swiveling Design,Locking Carabiner on one end, Loop other end, Length 960mm to 1220mm;, 11.3kg WLL | ATOMSUPP | ATOM SUPPLY | 3109F | CURRENT
002472884 | LANYARD,SAFETY,INDUSTRIAL | Shock Absorbing,Swiveling Design,Locking Carabiner on one end, Loop other end, Length 960mm to 1220mm;, 11.3kg WLL | BLKWOODJ | J BLACKWOOD & SON LTD | 02700981 | CURRENT
002472892 | LANYARD,SAFETY,INDUSTRIAL | Non-Shock Absorbing, Swivel Double- action locking Carabiner, loop other end, Length 1930mm,18kg WLL | ATOMSUPP | ATOM SUPPLY | 3129 | CURRENT
002472892 | LANYARD,SAFETY,INDUSTRIAL | Non-Shock Absorbing, Swivel Double- action locking Carabiner, loop other end, Length 1930mm,18kg WLL | ATOMSUPP | ATOM SUPPLY | 19137 | CURRENT
002472900 | LANYARD,SAFETY,INDUSTRIAL | Stretch cord, Swiveling connection, Adjustable barrel lock, Length 380mm 4.6kg WLL | ATOMSUPP | ATOM SUPPLY | 3713 | CURRENT
002472900 | LANYARD,SAFETY,INDUSTRIAL | Stretch cord, Swiveling connection, Adjustable barrel lock, Length 380mm 4.6kg WLL | ATOMSUPP | ATOM SUPPLY | 19765 | CURRENT
002472918 | LANYARD,SAFETY,INDUSTRIAL | Non-Shock Absorbing webbing; Nickel-plated iron d-ring, Loop other end, Length 450mm, 181kg WLL | ATOMSUPP | ATOM SUPPLY | 3175 | CURRENT
002472918 | LANYARD,SAFETY,INDUSTRIAL | Non-Shock Absorbing webbing; Nickel-plated iron d-ring, Loop other end, Length 450mm, 181kg WLL | ATOMSUPP | ATOM SUPPLY | 19175 | CURRENT
002472926 | TAPE,PRESSURE SENSITIVE ADHESIVE | Self Adhering tape to attach tools and accessories to lanyards, used with Web Tool Tails, 25mm W, 3700mm L, 6.8kg WLL | ATOMSUPP | ATOM SUPPLY | 3755 | CURRENT
002472926 | TAPE,PRESSURE SENSITIVE ADHESIVE | Self Adhering tape to attach tools and accessories to lanyards, used with Web Tool Tails, 25mm W, 3700mm L, 6.8kg WLL | ATOMSUPP | ATOM SUPPLY | 19755 | CURRENT
002472926 | TAPE,PRESSURE SENSITIVE ADHESIVE | Self Adhering tape to attach tools and accessories to lanyards, used with Web Tool Tails, 25mm W, 3700mm L, 6.8kg WLL | ATOMSUPP | ATOM SUPPLY | 429428 | CURRENT
002472942 | LANYARD,SAFETY,INDUSTRIAL | Tool lanyard kit, includes 3 Tool lanyards, clinches, tool tethers & tape in drawstring mesh bag. Kit Details - See Extended Text | ATOMSUPP | ATOM SUPPLY | 40015361 | CURRENT
002472959 | KNIFE,LINEMANS | Hacking Knife, 115mm blade | LEGEND | LEGEND POWER SYSTEMS | MSS-FP182 | CURRENT
002472934 | LANYARD,SAFETY,INDUSTRIAL | Web Tool Tails, provides an attcahment point on tools to attach a lanyard, Pack of 5, 90mm, 115mm, 140mm,165mm &215mm, 0.9kg WLL | ATOMSUPP | ATOM SUPPLY | 3700 | CURRENT
002472934 | LANYARD,SAFETY,INDUSTRIAL | Web Tool Tails, provides an attcahment point on tools to attach a lanyard, Pack of 5, 90mm, 115mm, 140mm,165mm &215mm, 0.9kg WLL | ATOMSUPP | ATOM SUPPLY | 19701 | CURRENT
002472975 | LEAD SET,TEST | Two retractable leads,20A, 1x Red and 1x Black, D4 Stackable Plug 120cm, SILICONE 1,00' | PENTA | PENTA AUST (TMAC THEW & MCCANN/HYLEC) | PA22766 | CURRENT
002472975 | LEAD SET,TEST | Two retractable leads,20A, 1x Red and 1x Black, D4 Stackable Plug 120cm, SILICONE 1,00' | HYLEC | HYLEC PTY LTD | 4969-IEC-120-NR | CURRENT
000024882 | FLOODLIGHT,ELECTRIC | SmartBright LED, 27W, 220-240V, 50-60Hz, Tempered Glass, 830 Warm/865 Cool White, 29 x 182 x 133mm, IP65, Safety Class 1, Flying Leads/Wires, Mounting Bracket | SIGNIFY | SIGNIFY AUSTRALIA LIMITED | PHLBVP15827CSAG3 | CURRENT
000024882 | FLOODLIGHT,ELECTRIC | SmartBright LED, 27W, 220-240V, 50-60Hz, Tempered Glass, 830 Warm/865 Cool White, 29 x 182 x 133mm, IP65, Safety Class 1, Flying Leads/Wires, Mounting Bracket | CLIPSAL | GERARD INDUSTRIES QLD DIVSN P/L | CLITPFLS50LED | CURRENT
000024882 | FLOODLIGHT,ELECTRIC | SmartBright LED, 27W, 220-240V, 50-60Hz, Tempered Glass, 830 Warm/865 Cool White, 29 x 182 x 133mm, IP65, Safety Class 1, Flying Leads/Wires, Mounting Bracket | CLIPSAL | GERARD INDUSTRIES QLD DIVSN P/L | TPFLS50LED | CURRENT
002472983 | FUSE,CARTRIDGE | 3.15 AMP; 33 kV; FUSE; INSTALLED INTEGRAL TO 33 KV VOLTAGE TRANSFORMER PRIMARY BUSHING | EATON | EATON ELECTRIC SYSTEMS PTY LTD | 36OBGNA3-15 | CURRENT
002472983 | FUSE,CARTRIDGE | 3.15 AMP; 33 kV; FUSE; INSTALLED INTEGRAL TO 33 KV VOLTAGE TRANSFORMER PRIMARY BUSHING | FUSECO | FUSECO PTY LTD | 36OBGNA3-15 | CURRENT
000104802 | SCREW,TAPPING,THREAD CUTTING | Timber T17, 12/11 x 50mm, 5/16" HWF, S/Steel, Class 3 (P500) | HOBSON | HOBSON ENGINEERING CO PTY LTD 393904 | T16WSFH1211050 | CURRENT
000104803 | SCREW,TAPPING,THREAD CUTTING | Timber T17, 12/11 x 25mm, 5/16" HWF, S/Steel, Class 3 (P1000) | HOBSON | HOBSON ENGINEERING CO PTY LTD 393904 | T16WSFH1211025 | CURRENT
000025445 | RACK,BATTERY | 110V, 160Ah Battery Stand, RHS Base, Holds 18 Batteries (6 Wide & 3 High), 1000 x 1146 x 368mm, Alum, u/w 18 x 6V Battery Bank | LEGEND | LEGEND POWER SYSTEMS | 18 X HZB6-160 RACK RHS BASE | PURCHASE AS REQUIRED
000025447 | RACK,BATTERY | 110V, 300Ah Battery Stand, RHS Base, Holds 54 Batteries (9 Wide & 6 High), 1366 x 1539 x 357mm, Alum, u/w 54 x 2V Battery Bank | LEGEND | LEGEND POWER SYSTEMS | 54 X HZB2-300 RACK RHS BASE | PURCHASE AS REQUIRED
002473007 | KNIFE,LINEMANS | Polymeric insulated knife. Used to remove insulation and sheathing from Armoured power cables. | HAYMANS | HAYMANS ELECTRICAL | WAT10530 | CURRENT
002473007 | KNIFE,LINEMANS | Polymeric insulated knife. Used to remove insulation and sheathing from Armoured power cables. | CMI ELEC | CMI ELECTRICAL PRODUCTS GEEBUNG | EP120-CS | CURRENT
002473007 | KNIFE,LINEMANS | Polymeric insulated knife. Used to remove insulation and sheathing from Armoured power cables. | IPD | IPD GROUP LIMITED | AMP120-CS | CURRENT
002473007 | KNIFE,LINEMANS | Polymeric insulated knife. Used to remove insulation and sheathing from Armoured power cables. | AMPLITUD | AMPLITUDE PTY LTD - 396777 | AMP120-CS | CURRENT
002473007 | KNIFE,LINEMANS | Polymeric insulated knife. Used to remove insulation and sheathing from Armoured power cables. | IPD | IPD GROUP LIMITED | EP120-CS | CURRENT
002434520 | PLATFORM,POLE | Universal Insulated Composite Pole Platform, 1050mm long with Rough top Deck & Locking Mechanism, WLL 200kg | PENTA | PENTA AUST (TMAC THEW & MCCANN/HYLEC) | PA01229 | CURRENT
002434520 | PLATFORM,POLE | Universal Insulated Composite Pole Platform, 1050mm long with Rough top Deck & Locking Mechanism, WLL 200kg | THEWMCAN | TMAC THEW & MCCANN GROUP | 2434520 | CURRENT
002434520 | PLATFORM,POLE | Universal Insulated Composite Pole Platform, 1050mm long with Rough top Deck & Locking Mechanism, WLL 200kg | THEWMCAN | TMAC THEW & MCCANN GROUP | TM01229 | CURRENT
002473015 | TOWEL,HAND | 1370 x 680mm, 100% Cotton, White, Extra Large, used for Heat Stress | GRIP | GRIP SERVICES PL (396955) | CCBT430 | CURRENT
000104731 | SWITCH,ISOLATING | Meter Isolation Link c/w 22mm Brass Tube Isolating Link, Clear PC w/-Meter Seal Eyelets, Backwired 4 x 35mm Terminals, Rated 125, Dwg 887923-01, ETS 04-04-02 | LEGEND | LEGEND POWER SYSTEMS | S7125BWQ | CURRENT
002473122 | BLOCK & TACKLE | Equalising Rope & Block Kit c/w WLL 4.5t Superlift Block 150mm Dia x 14 WR & Proof Tested w/-Cert, 2 x 12mm Euroneema Dyneema Ropes 15m & 30m Lg, w/-AS Galv | STEHOUSE | STENHOUSE LIFTING EQUIPMENT PL | 2473130 | CURRENT
002473122 | BLOCK & TACKLE | Equalising Rope & Block Kit c/w WLL 4.5t Superlift Block 150mm Dia x 14 WR & Proof Tested w/-Cert, 2 x 12mm Euroneema Dyneema Ropes 15m & 30m Lg, w/-AS Galv | STEHOUSE | STENHOUSE LIFTING EQUIPMENT PL | SSB150S4-12EDX20M-KBAG | CURRENT
002473130 | DISCONNECTOR,HIGH VOLTAGE | 12kV, 1600A, 16kA/1Sec, Manual Operation, EESS-10724-01 | INSULECT | INSULECT AUSTRALIA PL | DSC12725 | CURRENT
002473148 | DISCONNECTOR,HIGH VOLTAGE | 12kV, 16kA/1Sec, LHS Earth Switch, EESS-10724-01 | INSULECT | INSULECT AUSTRALIA PL | DSC12727 | CURRENT
002473155 | DISCONNECTOR,HIGH VOLTAGE | 12kV, 16kA/1Sec, RHS Earth Switch, EESS-10724-01 | INSULECT | INSULECT AUSTRALIA PL | DSC12729 | CURRENT
002473163 | DISCONNECTOR,HIGH VOLTAGE | 12kV, Structure only, EESS-10724-01 | INSULECT | INSULECT AUSTRALIA PL | DSC12335-51 | CURRENT
002473171 | DISCONNECTOR,HIGH VOLTAGE | 36kV, 1600A, 31.5kA/3Sec, Manual Operation, EESS-10724-01 | PLP AUST | PREFORMED LINE PRODUCTS (AUST) | A-A9442 | CURRENT
002473189 | DISCONNECTOR,HIGH VOLTAGE | 36kV, 1600A, 31.5kA/3Sec, Motorised Operation, EESS-10724-01 | PLP AUST | PREFORMED LINE PRODUCTS (AUST) | A-A9460 | CURRENT
002473197 | DISCONNECTOR,HIGH VOLTAGE | 36kV, 2500A, 31.5kA/3Sec, Manual Operation, EESS-10724-01 | PLP AUST | PREFORMED LINE PRODUCTS (AUST) | A-A9434 | CURRENT
002473205 | DISCONNECTOR,HIGH VOLTAGE | 36kV, 2500A, 31.5kA/3Sec, Motorised Operation, EESS-10724-01 | PLP AUST | PREFORMED LINE PRODUCTS (AUST) | A-A9450 | CURRENT
002473213 | DISCONNECTOR,HIGH VOLTAGE | 36kV, 31.5kA/3Sec, LHS Earth Switch, EESS-10724-01 | PLP AUST | PREFORMED LINE PRODUCTS (AUST) | A-A9432-05 | CURRENT
002473221 | DISCONNECTOR,HIGH VOLTAGE | 36kV, 31.5kA/3Sec, RHS Earth Switch, EESS-10724-01 | PLP AUST | PREFORMED LINE PRODUCTS (AUST) | A-A9432-04 | CURRENT
002473239 | DISCONNECTOR,HIGH VOLTAGE | 36kV, Low Structure only, EESS-10724-01 | PLP AUST | PREFORMED LINE PRODUCTS (AUST) | A-A4775-17 | CURRENT
002473247 | DISCONNECTOR,HIGH VOLTAGE | 36kV, High Structure only, EESS-10724-01 | PLP AUST | PREFORMED LINE PRODUCTS (AUST) | A-A4775-18 | CURRENT
002473254 | DISCONNECTOR,HIGH VOLTAGE | Outdoor Unit, 72.5kV, 1250A, 25kA/3Sec, Manual Operation, S10015453-01 | INSULECT | INSULECT AUSTRALIA PL | DSC12709 | CURRENT
002473262 | DISCONNECTOR,HIGH VOLTAGE | Outdoor Unit, 72.5kV, 1250A, 25kA/3Sec, Motorised Operation, S10015453-01 | INSULECT | INSULECT AUSTRALIA PL | DSC12721 | CURRENT
002473270 | SWITCH,ISOLATING | 72.5kV, 25kA/3Sec, Left Hand Earth Switch, for Outdoor HV Disconnector, S10015453-01 | INSULECT | INSULECT AUSTRALIA PL | DSC12722 | CURRENT
002473288 | SWITCH,ISOLATING | 72.5kV, 25kA/3Sec, Right Hand Earth Switch, for Outdoor HV Disconnector, S10015453-01 | INSULECT | INSULECT AUSTRALIA PL | DSC12723 | CURRENT
002473296 | SUPPORT,ELEC EQUIP | Low Support Structure, Steel, for 72.5kV Outdoor Disconnector, S10015453-01 | INSULECT | INSULECT AUSTRALIA PL | DSC08841-01 | CURRENT
002473304 | SUPPORT,ELEC EQUIP | High Support Structure, Steel for 72.5kV Outdoor Disconnector, S10015453-01 | INSULECT | INSULECT AUSTRALIA PL | DSC08841-04 | CURRENT
002473312 | DISCONNECTOR,HIGH VOLTAGE | Outdoor Unit, 145kV, 1600A, 40kA/1Sec, Manual Operation, S10015453-01 | INSULECT | INSULECT AUSTRALIA PL | DSC12711 | CURRENT
002473320 | DISCONNECTOR,HIGH VOLTAGE | Outdoor Unit, 145kV, 1600A, 40kA/1Sec, Motorised Operation, S10015453-01 | INSULECT | INSULECT AUSTRALIA PL | DSC12719 | CURRENT
002473338 | SWITCH,ISOLATING | 145kV, 40kA/1Sec, Left Hand Earth Switch, for Outdoor HV Disconnector, S10015453-01 | INSULECT | INSULECT AUSTRALIA PL | DSC12714 | CURRENT
002473346 | SWITCH,ISOLATING | 145kV, 40kA/1Sec, Right Hand Earth Switch, for Outdoor HV Disconnector, S10015453-01 | INSULECT | INSULECT AUSTRALIA PL | DSC12713 | CURRENT
002473353 | SUPPORT,ELEC EQUIP | Low Support Structure, Steel, for 145kV Outdoor Disconnector, S10015453-01 | INSULECT | INSULECT AUSTRALIA PL | DSC08844-02 | CURRENT
002473361 | SUPPORT,ELEC EQUIP | High Support Structure, Steel, for 145kV Outdoor Disconnector, S10015453-01 | INSULECT | INSULECT AUSTRALIA PL | DSC08844-05 | CURRENT
002473478 | MARKER,WARNING | Powerline Marker, Mini Size, 3D Vane, Red & White UV Stabilised Plastic c/w High-Vis Reflectors, Eye Ring Fitting, Bearing (scm) (SMALL) | SICAME | SICAME AUSTRALIA PTY LTD | WM-CS-E-1M-RW | CURRENT
002473478 | MARKER,WARNING | Powerline Marker, Mini Size, 3D Vane, Red & White UV Stabilised Plastic c/w High-Vis Reflectors, Eye Ring Fitting, Bearing (scm) (SMALL) | SICAME | SICAME AUSTRALIA PTY LTD | WM-CS-E-1H-RW | CURRENT
002473478 | MARKER,WARNING | Powerline Marker, Mini Size, 3D Vane, Red & White UV Stabilised Plastic c/w High-Vis Reflectors, Eye Ring Fitting, Bearing (scm) (SMALL) | BALMORAL | BALMORAL ENGINEERING | WM-CS-E-1H-RW | CURRENT
002473486 | TOOTH,AUGER | Auger Bullet Teeth, Pengo P21HD | ALTEC | ALTEC AUSTRALIA HOLDINGS PTY LTD | 970649698 | CURRENT
002473486 | TOOTH,AUGER | Auger Bullet Teeth, Pengo P21HD | ALTEC | ALTEC AUSTRALIA HOLDINGS PTY LTD | 970510874 | CURRENT
002473494 | STRAP | Quickeeze Sleeve Straps, Adjustable FR Elastic & Neoprene Blend, Oval Buttons FR ABS, One Piece Design (Set of 2) | TEN | THE ENERGY NETWORK | HLQE-1000 | CURRENT
002473502 | SPILL CLEAN-UP KIT,HAZMAT | Vehicle Spill Kit, 25L Absorb Oil & Fuel Only, EQL Specified Contents | ABSORBEN | ABSORB ENVIROMENTAL SOLUTIONS | ASK 25 ENERGY QLD | CURRENT
002473510 | SPILL CLEAN-UP KIT,HAZMAT | Vehicle Spill Kit, 45L Absorb Oil & Fuel Only, EQL Specified Contents | ABSORBEN | ABSORB ENVIROMENTAL SOLUTIONS | ASK 45 ENERGY QLD | CURRENT
002473528 | SPILL CLEAN-UP KIT,HAZMAT | Wheelie Bin Spill Kit, 240L Absorb Oil & Fuel Only, EQL Specified Contents | ABSORBEN | ABSORB ENVIROMENTAL SOLUTIONS | ASK 240 ENERGY QLD | CURRENT
002473536 | DIFFUSER,LIGHT | Visor Semi Cut-Off Replacement, for StreetLED MkII & MkIII (scm) | SYLVANIA | SYLVANIA SCHREDER | JLB00000 | CURRENT
002473544 | DIFFUSER,LIGHT | Visor Aeroscreen Replacement, for StreetLED MkII & MkIII (scm) | SYLVANIA | SYLVANIA SCHREDER | JLB00002 | CURRENT
002473551 | DIFFUSER,LIGHT | Visor Pathway, Glare Shield, Front+Rear, for StreetLED MkII & MkIII (scm) | SYLVANIA | SYLVANIA SCHREDER | JLB00004 | CURRENT
002473569 | DIFFUSER,LIGHT | Visor Glare Shield, Rear, for StreetLED MkII & MkIII (scm) | SYLVANIA | SYLVANIA SCHREDER | JLB00003 | CURRENT
002473577 | DIFFUSER,LIGHT | Visor Glare Shield, 360 Deg, for StreetLED MkII & MkIII (scm) | SYLVANIA | SYLVANIA SCHREDER | JLB00005 | CURRENT
002462125 | TOOL,INSPECTION & TESTING | Glove Air Test Tool, PVC Tube, for conducting field air test of insulating gloves | BALMORAL | BALMORAL ENGINEERING | GLO-ROL 1 | CURRENT
002473437 | ACCESSORY KIT,ELEC EQUIP | Termite Protection Kit, suit TE Connectivity 33kV Straight Joint Kit | TECONN | TE CONNECTIVITY LTD | TPKIT1401500 | PURCHASE AS REQUIRED
002473445 | ACCESSORY KIT,ELEC EQUIP | Termite Protection Kit, suit TE Connectivity 33kV Screen Break Joint Kit | TECONN | TE CONNECTIVITY LTD | TPKIT1401500SB | PURCHASE AS REQUIRED
002473452 | JOINT,ELECTRICAL POWER CABLE | 132kV, Transition Joint, Straight Through, 3Ph, suit 400mm2 Cu XLPE/CAS/PE 800mm2 Cu 1 Core XLPE/CAS/MDPE/Graphite, Shear Bolt Connectors | CABLGRID | CABLE GRID AUSTRALIA PL | MPCP 1.145.21-T-400/800 | CURRENT
002473452 | JOINT,ELECTRICAL POWER CABLE | 132kV, Transition Joint, Straight Through, 3Ph, suit 400mm2 Cu XLPE/CAS/PE 800mm2 Cu 1 Core XLPE/CAS/MDPE/Graphite, Shear Bolt Connectors | NKT | NKT CABLES AUSTRALIA P/L | SM145 | CURRENT
002473460 | JOINT,ELECTRICAL POWER CABLE | 132kV, Transition Joint, Cross Bonding, 3Ph, suit 400mm2 Cu XLPE/CAS/PE 800mm2 Cu 1 Core XLPE/CAS/MDPE/ Graphite, Shear Bolt Connectors | CABLGRID | CABLE GRID AUSTRALIA PL | MPCP 1.145.31-T-400/800 | CURRENT
002473460 | JOINT,ELECTRICAL POWER CABLE | 132kV, Transition Joint, Cross Bonding, 3Ph, suit 400mm2 Cu XLPE/CAS/PE 800mm2 Cu 1 Core XLPE/CAS/MDPE/ Graphite, Shear Bolt Connectors | NKT | NKT CABLES AUSTRALIA P/L | SM145-S | CURRENT
002473593 | METER,WATTHOUR | Mk7C Series 3, 1 Element, 1Ph, 240V, 10-100A, Class 1, Bottom Connected, Plug-In Base with Integrated Fuse Carrier, Load Profiling + ELM410 Modem | EDMI | EDMI PTY LTD | 7C13-A262-29-J211-7J02-1110-1 | CURRENT
002427037 | RESCUE KIT | Transformer Rescue Kit c/w 3M DBI-SALA Rollgliss R550 20m, HD Mini Tontine Edge Protector, HD Rope Protector 2 Layer, 1.5m Red Round Sling, 3M Moisture | HEIGHT | HEIGHT DYNAMICS PTY LTD | 12197 | PURCHASE AS REQUIRED
002427037 | RESCUE KIT | Transformer Rescue Kit c/w 3M DBI-SALA Rollgliss R550 20m, HD Mini Tontine Edge Protector, HD Rope Protector 2 Layer, 1.5m Red Round Sling, 3M Moisture | HEIGHDYN | HEIGHT DYNAMICS | 12197 | PURCHASE AS REQUIRED
002428597 | INSULATION,ELEC COND | Flexible Line Hose, Class 2, Style B, Short Lip, Coupler One End, Orange, 31.5mm Dia, 915mm Lg | CHANCE | CHANCE (MANUFACTURER) | C406-0304 | PURCHASE AS REQUIRED
002428597 | INSULATION,ELEC COND | Flexible Line Hose, Class 2, Style B, Short Lip, Coupler One End, Orange, 31.5mm Dia, 915mm Lg | TEN | THE ENERGY NETWORK | C406-0304 | PURCHASE AS REQUIRED
002428597 | INSULATION,ELEC COND | Flexible Line Hose, Class 2, Style B, Short Lip, Coupler One End, Orange, 31.5mm Dia, 915mm Lg | SALSBURY | SALISBURY (MANUFACTURER) | OR125-3C | PURCHASE AS REQUIRED
002428605 | INSULATION,ELEC COND | Flexible Line Hose, Class 2, Style B, Short Lip, Coupler One End, Orange, 31.5mm Dia, 1372mm Lg | TEN | THE ENERGY NETWORK | OR125-45C | PURCHASE AS REQUIRED
002428605 | INSULATION,ELEC COND | Flexible Line Hose, Class 2, Style B, Short Lip, Coupler One End, Orange, 31.5mm Dia, 1372mm Lg | SALSBURY | SALISBURY (MANUFACTURER) | OR125-45C | PURCHASE AS REQUIRED
002428605 | INSULATION,ELEC COND | Flexible Line Hose, Class 2, Style B, Short Lip, Coupler One End, Orange, 31.5mm Dia, 1372mm Lg | CHANCE | CHANCE (MANUFACTURER) | C406-0305 | PURCHASE AS REQUIRED
002428613 | INSULATION,ELEC COND | Flexible Line Hose, Class 2, Style A, Short Lip, Plain, Straight Both Ends, Orange, 31.5mm Dia, 915mm Lg | TEN | THE ENERGY NETWORK | OR125-3 | PURCHASE AS REQUIRED
002428613 | INSULATION,ELEC COND | Flexible Line Hose, Class 2, Style A, Short Lip, Plain, Straight Both Ends, Orange, 31.5mm Dia, 915mm Lg | SALSBURY | SALISBURY (MANUFACTURER) | OR125-3 | PURCHASE AS REQUIRED
002428613 | INSULATION,ELEC COND | Flexible Line Hose, Class 2, Style A, Short Lip, Plain, Straight Both Ends, Orange, 31.5mm Dia, 915mm Lg | CHANCE | CHANCE (MANUFACTURER) | C406-0294 | PURCHASE AS REQUIRED
002428621 | INSULATION,ELEC COND | Flexible Line Hose, Class 2, Style A, Short Lip, Plain, Straight Both Ends, Orange, 31.5mm Dia, 1372mm Lg | TEN | THE ENERGY NETWORK | OR125-45 | PURCHASE AS REQUIRED
002428621 | INSULATION,ELEC COND | Flexible Line Hose, Class 2, Style A, Short Lip, Plain, Straight Both Ends, Orange, 31.5mm Dia, 1372mm Lg | SALSBURY | SALISBURY (MANUFACTURER) | OR125-45 | PURCHASE AS REQUIRED
002428621 | INSULATION,ELEC COND | Flexible Line Hose, Class 2, Style A, Short Lip, Plain, Straight Both Ends, Orange, 31.5mm Dia, 1372mm Lg | CHANCE | CHANCE (MANUFACTURER) | C406-0295 | PURCHASE AS REQUIRED
002428670 | INSULATION,ELEC COND | Flexible Line Hose, Class 4, Style C, Extended Lip, Plain, Straight Both Ends, Orange, 40mm Dia, 915mm Lg | TEN | THE ENERGY NETWORK | SU150-3 | PURCHASE AS REQUIRED
002428670 | INSULATION,ELEC COND | Flexible Line Hose, Class 4, Style C, Extended Lip, Plain, Straight Both Ends, Orange, 40mm Dia, 915mm Lg | CHANCE | CHANCE (MANUFACTURER) | C406-0341 | PURCHASE AS REQUIRED
002428670 | INSULATION,ELEC COND | Flexible Line Hose, Class 4, Style C, Extended Lip, Plain, Straight Both Ends, Orange, 40mm Dia, 915mm Lg | SALSBURY | SALISBURY (MANUFACTURER) | SU150-3 | PURCHASE AS REQUIRED
002428688 | INSULATION,ELEC COND | Flexible Line Hose, Class 4, Style C, Extended Lip, Plain, Straight Both Ends, Orange, 40mm Dia, 1372mm Lg | TEN | THE ENERGY NETWORK | SU150-45 | PURCHASE AS REQUIRED
002428688 | INSULATION,ELEC COND | Flexible Line Hose, Class 4, Style C, Extended Lip, Plain, Straight Both Ends, Orange, 40mm Dia, 1372mm Lg | SALSBURY | SALISBURY (MANUFACTURER) | SU150-45 | PURCHASE AS REQUIRED
002428688 | INSULATION,ELEC COND | Flexible Line Hose, Class 4, Style C, Extended Lip, Plain, Straight Both Ends, Orange, 40mm Dia, 1372mm Lg | CHANCE | CHANCE (MANUFACTURER) | C406-0342 | PURCHASE AS REQUIRED
002428696 | INSULATION,ELEC COND | Flexible Line Hose, Class 4, Style D, Extended Lip, Coupler One End, Orange, 40mm Dia, 915mm Lg | TEN | THE ENERGY NETWORK | SU150-3C | PURCHASE AS REQUIRED
002428696 | INSULATION,ELEC COND | Flexible Line Hose, Class 4, Style D, Extended Lip, Coupler One End, Orange, 40mm Dia, 915mm Lg | SALSBURY | SALISBURY (MANUFACTURER) | SU150-3C | PURCHASE AS REQUIRED
002428704 | INSULATION,ELEC COND | Flexible Line Hose, Class 4, Style D, Extended Lip, Coupler One End, Orange, 40mm Dia, 1372mm Lg | TEN | THE ENERGY NETWORK | SU150-45C | PURCHASE AS REQUIRED
002428704 | INSULATION,ELEC COND | Flexible Line Hose, Class 4, Style D, Extended Lip, Coupler One End, Orange, 40mm Dia, 1372mm Lg | SALSBURY | SALISBURY (MANUFACTURER) | SU150-45C | PURCHASE AS REQUIRED
002428738 | INSULATION,ELEC COND | Flexible Line Hose, Class 4, Coupler, Extended Lip, Orange, Flexible Dielectric, 40mm Dia, 267mm Lg | TEN | THE ENERGY NETWORK | C406-0340 | PURCHASE AS REQUIRED
002428738 | INSULATION,ELEC COND | Flexible Line Hose, Class 4, Coupler, Extended Lip, Orange, Flexible Dielectric, 40mm Dia, 267mm Lg | CHANCE | CHANCE (MANUFACTURER) | C406-0340 | PURCHASE AS REQUIRED
002473601 | WASTE DISPOSAL,HAZMAT | HAZIBAG, Site Asbestos Waste Bin, 1m3, 1000kg Four Point Lift, Fully Sealable & Lockable Top, Woven Grade 5 PP, Flexable Intemediate Bulk Container | ALLENS | ALLENS INDUSTRIAL PRODUCTS PTY LTD | HAZIBAG-1 | CURRENT
002473650 | STRAP,EARTH | Earthing Braid Type 7, Braid Wire Tinned Cu Pigtail c/w Cu Terminal Lugs at each end, 1 x 12mm Hole & 1 x 14mm Hole, for Earthing Substations, Dwg LOSTD-EG002-07 | DRAWING | DRAWING NO | LOSTD-EG002-07 | CURRENT
002473668 | INSULATION BLANKET | Welding Blanket, Hi-Temp, 1.8 x 2.0m, Tightly Woven Silica-Glass Fabric, 1100 DegC Working Temp | TDETOOLS | TRADE TOOLS DIRECT (GEEBUNG) | 8-WBSG11/1820 | PURCHASE AS REQUIRED
002473676 | COVER | Milwaukee, Impact Wrench Protective Boot, Rubber, for M18 Fuel CPIW Small Impact Wrenches | MILWAUKE | MILWAUKEE POWER TOOLS | 49162754 | PHASING
002473676 | COVER | Milwaukee, Impact Wrench Protective Boot, Rubber, for M18 Fuel CPIW Small Impact Wrenches | TDETOOLS | TRADE TOOLS DIRECT (GEEBUNG) | MILWA49162754 | PHASING
002473684 | POLE,LINE CONSTRUCTION,CONCRETE | 12.5m, 8kN, Standard Intermediate Pole, for Regular Construction, Dwg 10824-A4-254 | DRAWING | DRAWING NO | 10824-A4-254 | CURRENT
002473692 | POLE,LINE CONSTRUCTION,CONCRETE | 12.5m, 12kN, Standard Intermediate Pole, for Regular Construction, Dwg 10824-A4-254 | DRAWING | DRAWING NO | 10824-A4-254 | CURRENT
002473700 | POLE,LINE CONSTRUCTION,CONCRETE | 14.0m, 8kN, Standard Intermediate Pole, for Regular Construction, Dwg 10824-A4-255 | DRAWING | DRAWING NO | 10824-A4-255 | CURRENT
002473718 | POLE,LINE CONSTRUCTION,CONCRETE | 14.0m, 12kN, Standard Intermediate Pole, for Regular Construction, Dwg 10824-A4-255 | DRAWING | DRAWING NO | 10824-A4-255 | CURRENT
002473726 | WRENCH/DRILL,IMPACT,BATTERY | Milwaukee 18V, M18 Fuel, 1/4" Hex Impact Driver, 226Nm Torque, One-Key Enabled, Skin Only | MILWAUKE | MILWAUKEE POWER TOOLS | M18FID3 | CURRENT
000104502 | TRIMMER,TREE,POLE MOUNTED | Chainsaw, Pole Mounted, Hydraulic, Long Reach Chainsaw Foam Filled Handle, 1905mm Lg (75") | CABAC | CABAC (MANUFACTURER) | MSS-HPS-2100-FF-C | PURCHASE AS REQUIRED
000104502 | TRIMMER,TREE,POLE MOUNTED | Chainsaw, Pole Mounted, Hydraulic, Long Reach Chainsaw Foam Filled Handle, 1905mm Lg (75") | LEGEND | LEGEND POWER SYSTEMS | MSS-HPS-2100-FF-C | PURCHASE AS REQUIRED
002473759 | RELAY,PROTECTION | FW 7.32, Transformer Biased 4 Winding Differential, 16/16 I/O, 24-48V DC Pwr Supply, 1/5A CT, DNP3 over RS485 or LC Fibre Ethernet & IEC61850 | GE | GENERAL ELECTRIC COMPANY | T60UAMHKLF8NH6PM8LP6PU8NW6T | CURRENT
002473767 | RELAY,PROTECTION | FW 7.32, Transformer Biased 4 Winding Differential, 16/16 I/O, 125-250V DC Pwr Supply, 1/5A CT, DNP3 over RS485 or LC Fibre Ethernet & IEC61850 | GE | GENERAL ELECTRIC COMPANY | T60UAMHKHF8NH6PM8LP6PU8NW6T | CURRENT
002429918 | CABLE,POWER,ELECTRICAL | U/Ground, 6.35/11kV, 1C x 400mm2 Cu/ TR-XLPE Insulated/(40/1.70) CWS/PVC WBT/ HDPE/Insect Protected/Nylon Jacket, 500m Steel Drum, TS 04-01-11 (scm) | CABLGRID | CABLE GRID AUSTRALIA PL | CGA454 | PURCHASE AS REQUIRED
002429918 | CABLE,POWER,ELECTRICAL | U/Ground, 6.35/11kV, 1C x 400mm2 Cu/ TR-XLPE Insulated/(40/1.70) CWS/PVC WBT/ HDPE/Insect Protected/Nylon Jacket, 500m Steel Drum, TS 04-01-11 (scm) | OLEX | OLEX AUSTRALIA PTY LTD | XJHP28WWT01CXAA | PURCHASE AS REQUIRED
002429918 | CABLE,POWER,ELECTRICAL | U/Ground, 6.35/11kV, 1C x 400mm2 Cu/ TR-XLPE Insulated/(40/1.70) CWS/PVC WBT/ HDPE/Insect Protected/Nylon Jacket, 500m Steel Drum, TS 04-01-11 (scm) | MIDLANDS | MIDLAND METALS | MMO11KV1X400CTRXWCWSWPNJM | PURCHASE AS REQUIRED
002429918 | CABLE,POWER,ELECTRICAL | U/Ground, 6.35/11kV, 1C x 400mm2 Cu/ TR-XLPE Insulated/(40/1.70) CWS/PVC WBT/ HDPE/Insect Protected/Nylon Jacket, 500m Steel Drum, TS 04-01-11 (scm) | HCA | HENGTONG CABLE AUSTRALIA PTY LTD | HCA2429918EQL | PURCHASE AS REQUIRED
002466670 | STATIC COMPENSATOR | Model d105, 5kVAR, 1 Phase, LV Statcom c/w Lifting Bracket & 2 x Ethernet Cables, 1 Unit (scm) | STATCOM | STATCOM SOLUTIONS PTY LTD | STARSINE MODEL D105 | CURRENT
002466449 | BRACKET,MOUNTING | Statcom Multi Unit to Pole, Dwg 1066417-01 (scm) | EZYSTRUT | EZYSTRUT CABLE & PIPE SUPPORTS | 165563 | CURRENT
002466456 | BRACKET,MOUNTING | Statcom Single Unit to Pole, Dwg 1066417-02 (scm) | EZYSTRUT | EZYSTRUT CABLE & PIPE SUPPORTS | E2466456 | CURRENT
002473783 | LABEL | Sticker, "NO GO ZONE", Working Heights & Drop Zone Radius, 200 x 200mm, Laminated for UV, Black Text on Yellow Reflective B/Ground | UES | UTILITY ENGRAVING & SIGNS | NO GO ZONE STICKER | CURRENT
002473825 | FRAME | HAZIBAG 1 Cube Frame, Steel, 1.5m Lg, 1.5m W, 800mm H, Adjustable Fold Way, suit 1 Cube HAZIBAG, Weight Capacity 500kg | ALLENS | ALLENS INDUSTRIAL PRODUCTS PTY LTD | HAZIBAGFRAME | CURRENT
002430486 | AMMETER | HV Meter, Sensor Opening 635mm, 1-5000A at 0-500kV, Stores Multiple Readings, ETS RSE04 Sched 12 | SICAME | SICAME AUSTRALIA PTY LTD | CLA 8-020-XT PLUS-HC | CURRENT
002430486 | AMMETER | HV Meter, Sensor Opening 635mm, 1-5000A at 0-500kV, Stores Multiple Readings, ETS RSE04 Sched 12 | SICAME | SICAME AUSTRALIA PTY LTD | 8-020-XT PLUS | CURRENT
002473833 | ADAPTOR | Depth Limiter, 90mm OD, 44mm ID, 24mm W, Acetal Nylon, for Milwaukee 18V Multi-Tool & Multi-Tool Blade Only | PENTA | PENTA AUST (TMAC THEW & MCCANN/HYLEC) | PA21699 | PHASING
002473833 | ADAPTOR | Depth Limiter, 90mm OD, 44mm ID, 24mm W, Acetal Nylon, for Milwaukee 18V Multi-Tool & Multi-Tool Blade Only | HYLEC | HYLEC PTY LTD | DEPTHLIMITER9030 | PHASING
002473841 | HOOK,SWITCH | Universal Sunrise Adaptor, Insulated Switching Hook | PENTA | PENTA AUST (TMAC THEW & MCCANN/HYLEC) | PA01456 | CURRENT
002473841 | HOOK,SWITCH | Universal Sunrise Adaptor, Insulated Switching Hook | THEWMCAN | TMAC THEW & MCCANN GROUP | INSULATED SWITCHING HOOK | CURRENT
002473866 | TRANSFORMER,DISTRIBUTION | Groundmount, 11kV/433-250V, 315kVA, 3Ph, Air HV 180 LV Bsh, KNAN, FR3 Fluid Vol 580Ltr, Dyn 11, 7 Tap Positions, LV & HV Cable Box Fitted, OTI Dial Type, | TYREE | TYREE INDUSTRIES PL MITTAGONG NSW | 200037 | CURRENT
000104376 | TAG,INSTRUCTION | Equipment Test, Cricket Bat Style, Yellow, 330 x 85mm (P100) | SIGNET | SIGNET PTY LTD | 5548 | PURCHASE AS REQUIRED
000104376 | TAG,INSTRUCTION | Equipment Test, Cricket Bat Style, Yellow, 330 x 85mm (P100) | BLKWOOD | J BLACKWOOD & SON LTD | B-00030213 | PURCHASE AS REQUIRED
002407011 | INSULATION SLEEVING,ELECTRICAL | Heat Shrink Tubing, 75/25mm, 220mm, Unlin, EPS0067 (P3) (scm) | GILBLODG | GILBERT LODGE AUSTRALIA | RAYLVIT75/25-220/3 | CURRENT
002407011 | INSULATION SLEEVING,ELECTRICAL | Heat Shrink Tubing, 75/25mm, 220mm, Unlin, EPS0067 (P3) (scm) | TECONN | TE CONNECTIVITY LTD | LVIT-75/25-A/U-4(S30) | CURRENT
001851510 | HAT,SUN | Protection, Size XXL, Aussiemate Grey, Unbranded | MTCASTLE | MOUNTCASTLE PTY LTD | 40009004XX | CURRENT
001851502 | HAT,SUN | Protection, Size S, Aussiemate Grey, Unbranded | MTCASTLE | MOUNTCASTLE PTY LTD | 40009004OS | CURRENT
001851504 | HAT,SUN | Protection, Size M, Aussiemate Grey, Unbranded | MTCASTLE | MOUNTCASTLE PTY LTD | 40009004OM | CURRENT
001851506 | HAT,SUN | Protection, Size L, Aussiemate Grey, Unbranded | MTCASTLE | MOUNTCASTLE PTY LTD | 40009004OL | CURRENT
001851508 | HAT,SUN | Protection, Size XL, Aussiemate Grey, Unbranded | MTCASTLE | MOUNTCASTLE PTY LTD | 40009004XL | CURRENT
002474419 | ANTIBACTERIAL SOLUTION | Antibacterial Cleaner & Sanitiser, Hospital Grade Disinfectant, 500ml or 750ml Spray Bottle | ENERGEX | ENERGEX | SYGUAR-750REF+CP52W | CURRENT
002474419 | ANTIBACTERIAL SOLUTION | Antibacterial Cleaner & Sanitiser, Hospital Grade Disinfectant, 500ml or 750ml Spray Bottle | BLKWOOD | J BLACKWOOD & SON LTD | 04042030 | CURRENT
002474427 | ANTIBACTERIAL SOLUTION | Antibacterial Cleaner & Sanitiser, Hospital Grade Disinfectant, 5L Bottle, use with Bottle Sprayer Trigger | BLKWOOD | J BLACKWOOD & SON LTD | 04042047 | CURRENT
002474435 | SPRAY ATTACHMENT,BOTTLE | Sprayer Trigger, 500ml Bottle c/w Adjustable Nozzle | BLKWOOD | J BLACKWOOD & SON LTD | 01643653 | CURRENT
002474435 | SPRAY ATTACHMENT,BOTTLE | Sprayer Trigger, 500ml Bottle c/w Adjustable Nozzle | PACPLUS | PACPLUS WHOLESALERS PTY LTD | 517-500S+517000 | CURRENT
002466472 | MODEM,COMMUNICATIONS | GNSS, TCG 01-G LV Pwr, P2 & P3=2 Pin, TCXO, Security off NTP/SNTP Network Time Server License c/w 19" 1U Rackmount Bracket, 2M UTP Ethernet Cable, Timing | TEKRON | TEKRON INTERNATIONAL LTD | Q1-T1AAA | PURCHASE AS REQUIRED
002474450 | SANITISER | Hand Sanitiser Gel, 15L/20L Bulk, Pandemic response item, Anti-Bacterial, For use when water isn't available | IPD | IPD GROUP LIMITED | HSANB15L | CURRENT
002474450 | SANITISER | Hand Sanitiser Gel, 15L/20L Bulk, Pandemic response item, Anti-Bacterial, For use when water isn't available | CHEMTALL | CHEMETALL AUSTRALASIA PTY LTD | ALCOHOL PLUS HAND SANITISER | CURRENT
002474450 | SANITISER | Hand Sanitiser Gel, 15L/20L Bulk, Pandemic response item, Anti-Bacterial, For use when water isn't available | HARCOR | HARCOR SECURITY SEALS | HAND SANT 94 20 L | CURRENT
002474468 | ANTIBACTERIAL SOLUTION | Disinfectant Spray & Wipe, Bulk 15L Container, Hospital Grade, for Pandemic Response | KEYLINE | KEY-LINE DISTRIBUTORS PTY LTD | 17-10-0001C | CURRENT
002419075 | CROSSARM,COMPOSITE | Fibre, Predrilled, 2525mm Lg Nom, 100 x 100mm, 11kV Intermediate, EQLS-10034-01 | WAGNERS | WAGNERS PTY LTD TOOWOOMBA QLD | EC093-00004 | CURRENT
000030110 | HAND CLEANER | Alcohol Sanitiser; AS-60; 5 Litres, No-Rinse | HANLEY | HANLEY INDUSTRIAL ENTERPRISES 459057 | AGALC5PK AGAR AS-60 | PURCHASE AS REQUIRED
000030111 | HAND CLEANER | Antibacterial Hand Sanitiser No-rinse, For use when water isn't Available, 250 ml | TOTTOOL | TOTAL TOOLS VIRGINIA | SANI-GEL 308ML | PURCHASE AS REQUIRED
000030111 | HAND CLEANER | Antibacterial Hand Sanitiser No-rinse, For use when water isn't Available, 250 ml | SMSOMNI | SMS OMNI-TUFF GROUP PTY LTD | SANITISER GEL 250 ML | PURCHASE AS REQUIRED
002474476 | HANDLE,HOT LINE STICK | MV Series, Section 1, Telescopic Stick Part, Triangular, Fluoro Lime Green, Foam Filled c/w Universal Tip | HASTINGS | HASTING DEERING PTY LTD | A20352 | CURRENT
002474476 | HANDLE,HOT LINE STICK | MV Series, Section 1, Telescopic Stick Part, Triangular, Fluoro Lime Green, Foam Filled c/w Universal Tip | TEN | THE ENERGY NETWORK | A20462 | CURRENT
002474484 | HANDLE,HOT LINE STICK | MV Series, Section 2, Telescopic Stick Part, Triangular, Yellow c/w Lock Assembly | HASTINGS | HASTING DEERING PTY LTD | A20353 | CURRENT
002474484 | HANDLE,HOT LINE STICK | MV Series, Section 2, Telescopic Stick Part, Triangular, Yellow c/w Lock Assembly | TEN | THE ENERGY NETWORK | A20353 | CURRENT
002474492 | HANDLE,HOT LINE STICK | MV Series, Section 3, Telescopic Stick Part, Triangular, Yellow c/w Lock Assembly | HASTINGS | HASTING DEERING PTY LTD | A20354 | CURRENT
002474492 | HANDLE,HOT LINE STICK | MV Series, Section 3, Telescopic Stick Part, Triangular, Yellow c/w Lock Assembly | TEN | THE ENERGY NETWORK | A20354 | CURRENT
002474500 | HANDLE,HOT LINE STICK | MV Series, Section 4, Telescopic Stick Part, Triangular, Yellow c/w Lock Assembly | HASTINGS | HASTING DEERING PTY LTD | A20355 | CURRENT
002474500 | HANDLE,HOT LINE STICK | MV Series, Section 4, Telescopic Stick Part, Triangular, Yellow c/w Lock Assembly | TEN | THE ENERGY NETWORK | A20355 | CURRENT
002474518 | HANDLE,HOT LINE STICK | MV Series, Section 5, Telescopic Stick Part, Triangular, Yellow c/w Lock Assembly | HASTINGS | HASTING DEERING PTY LTD | A20356 | CURRENT
002474518 | HANDLE,HOT LINE STICK | MV Series, Section 5, Telescopic Stick Part, Triangular, Yellow c/w Lock Assembly | TEN | THE ENERGY NETWORK | A20356 | CURRENT
002474526 | HANDLE,HOT LINE STICK | MV Series, Section 6, Telescopic Stick Part, Triangular, Yellow c/w Lock Assembly | HASTINGS | HASTING DEERING PTY LTD | A20357 | CURRENT
002474526 | HANDLE,HOT LINE STICK | MV Series, Section 6, Telescopic Stick Part, Triangular, Yellow c/w Lock Assembly | TEN | THE ENERGY NETWORK | A20357 | CURRENT
002474534 | HANDLE,HOT LINE STICK | MV Series, Section 7, Telescopic Stick Part, Triangular, Yellow c/w Lock Assembly | HASTINGS | HASTING DEERING PTY LTD | A20358 | CURRENT
002474534 | HANDLE,HOT LINE STICK | MV Series, Section 7, Telescopic Stick Part, Triangular, Yellow c/w Lock Assembly | TEN | THE ENERGY NETWORK | A20358 | CURRENT
002474542 | END CAP | MV Series, Section 7, Telescopic Stick Part, Triangular, Black, Rubber Base Cap | HASTINGS | HASTING DEERING PTY LTD | P18030 | CURRENT
002474542 | END CAP | MV Series, Section 7, Telescopic Stick Part, Triangular, Black, Rubber Base Cap | TEN | THE ENERGY NETWORK | P18030 | CURRENT
002474559 | MODULE | 108V, Low Battery Warning Module V2 | GAYRAD | JJ ELECTRICAL MANUFACTURING T/A GAYRAD | LBW-110 SN50069 | CURRENT
002474567 | ANALYSER,POWER QUALITY | PQ45 PQA, CAT IV-600V, IP66, USB Port, Colour LCD Screen c/w Holster & Strap, 4 x Voltage Channels, 4 x Current Inputs 2 x Temperature Ports, GPS Port, USB | CHKPOWER | CHK POWER QUALITY PL | 1APQ45 | PURCHASE AS REQUIRED
002474575 | SLING,ENDLESS | Round, Synthetic Fibre, 4m, WLL 2 Tonne, Green, AS4497:2018 DIMENSIONS: SAFE WORKING LOAD: | STEHOUSE | STENHOUSE LIFTING EQUIPMENT PL | 132204 | PURCHASE AS REQUIRED
002474583 | THERMOMETER, CLINICAL, HUMAN | Infared Forehead Thermometer, Non-Contact Measurement, Medical 32.02-42.2. | ATOMSUPP | ATOM SUPPLY | 64530422 | PURCHASE AS REQUIRED
002474583 | THERMOMETER, CLINICAL, HUMAN | Infared Forehead Thermometer, Non-Contact Measurement, Medical 32.02-42.2. | SETON | SETON AUSTRALIA PTY LTD | 000010 A48335 | PURCHASE AS REQUIRED
002474591 | GLOVES,DISPOSABLE | Nitrile Glove; Size Large; 1 Pair only, Disposable. | ALPHA | ALPHA FIRST AID SUPPLIES QLD | 659 | PURCHASE AS REQUIRED
002466431 | ANALYSER,POWER QUALITY | Kit, CAT IV-600V, 1A-500/3000A, Power Quality Data Recorder c/w Rubber Holster & Strap, 4 x 500/3000A High Sensitivity Flexible Current Probes, 5 Wire (3P+N+G) | CHKPOWER | CHK POWER QUALITY PL | 1APQ45-STARTUP | CURRENT
002427532 | HAND CLEANER | Liquid Gel; Anti-Bacterial Hand Sanitiser; 500 ml Pump Action Bottle; For use when water is not available. | ENERGEX | ENERGEX | NANO 500 ML HAND SAN | CURRENT
002427532 | HAND CLEANER | Liquid Gel; Anti-Bacterial Hand Sanitiser; 500 ml Pump Action Bottle; For use when water is not available. | ALPHA | ALPHA FIRST AID SUPPLIES QLD | 660002 | CURRENT
002427532 | HAND CLEANER | Liquid Gel; Anti-Bacterial Hand Sanitiser; 500 ml Pump Action Bottle; For use when water is not available. | HARCOR | HARCOR SECURITY SEALS | HAND SAN 94 500 ML | CURRENT
002427532 | HAND CLEANER | Liquid Gel; Anti-Bacterial Hand Sanitiser; 500 ml Pump Action Bottle; For use when water is not available. | ATOMSUPP | ATOM SUPPLY | 32818048 | CURRENT
002474609 | HAND CLEANER | Liquid Gel Hand Sanitiser; Anti-Bacterial;5 L Bulk, Brisbane Distillery, For use when water is not available. | CHEMTALL | CHEMETALL AUSTRALASIA PTY LTD | ALCOHOL PLUS HAND SANITISER | PURCHASE AS REQUIRED
002474609 | HAND CLEANER | Liquid Gel Hand Sanitiser; Anti-Bacterial;5 L Bulk, Brisbane Distillery, For use when water is not available. | HARCOR | HARCOR SECURITY SEALS | HAND SANT 94 5 L | PURCHASE AS REQUIRED
002402432 | COCK,DRAIN | Black Plastic Tap, for use on Bulk Water Containers & Bulk Disinfectant Spray & Wipe 15L Bottles | ENERGEX | ENERGEX | TAP | PURCHASE AS REQUIRED
002402432 | COCK,DRAIN | Black Plastic Tap, for use on Bulk Water Containers & Bulk Disinfectant Spray & Wipe 15L Bottles | KEYLINE | KEY-LINE DISTRIBUTORS PTY LTD | TAP20MMBLK | PURCHASE AS REQUIRED
002474617 | BIT,AUGER | Triad HD Rock Auger, 450 Dia, 1600mm OAL Triple Cutting Flights, Single Carrier Flights, 75 x 75mm2 Drive, 1200mm Flight Section, 20mm Lead Flights, 16mm Thk | TEBCO | TEBCO PTY LTD | 450TR | PURCHASE AS REQUIRED
002474625 | BIT,AUGER | Triad HD Rock Auger, 500 Dia, 1600mm OAL Triple Cutting Flights, Single Carrier Flights, 75 x 75mm2 Drive, 1200mm Flight Section, 20mm Lead Flights, 16mm Thk | TEBCO | TEBCO PTY LTD | 500TR | PURCHASE AS REQUIRED
002474633 | BIT,AUGER | Triad HD Rock Auger, 550 Dia, 1600mm OAL Triple Cutting Flights, Single Carrier Flights, 75 x 75mm2 Drive, 1200mm Flight Section, 20mm Lead Flights, 16mm Thk | TEBCO | TEBCO PTY LTD | 550TR | PURCHASE AS REQUIRED
002474641 | BIT,AUGER | Triad HD Rock Auger, 600 Dia, 1600mm OAL Triple Cutting Flights, Single Carrier Flights, 75 x 75mm2 Drive, 1200mm Flight Section, 20mm Lead Flights, 16mm Thk | TEBCO | TEBCO PTY LTD | 600TR | PURCHASE AS REQUIRED
002474658 | BIT,AUGER | Triad HD Rock Auger, 750 Dia, 1600mm OAL Triple Cutting Flights, Single Carrier Flights, 75 x 75mm2 Drive, 1200mm Flight Section, 20mm Lead Flights, 16mm Thk | TEBCO | TEBCO PTY LTD | 750TR | PURCHASE AS REQUIRED
002474666 | BIT,AUGER | Rock, New Centre Grinding Tip, Left Hand c/w 4 x Bullet Teeth | TEBCO | TEBCO PTY LTD | CTLH | PURCHASE AS REQUIRED
002474674 | TOOTH,AUGER | Unique TEBCO Large Bullet Teeth, Carbide | TEBCO | TEBCO PTY LTD | BC86-22BOX | CURRENT
002474682 | PIN,STRAIGHT,HEADED | High Tensile Auger Pin, suit 75mm2 Drive c/w Lynch Pin | TEBCO | TEBCO PTY LTD | 75PIN | PURCHASE AS REQUIRED
002474708 | WIRE,ELECTRICAL | Conductor Aerial, ACSR/GZ, 30/7/.132, BEAR (Imperial) c/w Greased Core, Steel Drum | POWERLNK | POWERLINK | BEAR | CURRENT
002474724 | TERMINAL,LUG | Ring Terminal, 3mm Stud, 1.25mm Wire, Red, Double Grip, Pack of 100 | LEGEND | LEGEND POWER SYSTEMS | RT1.25-3DG | CURRENT
002474724 | TERMINAL,LUG | Ring Terminal, 3mm Stud, 1.25mm Wire, Red, Double Grip, Pack of 100 | CABAC | CABAC (MANUFACTURER) | RT1.25-3DG | CURRENT
002474732 | TERMINAL,LUG | Ring Terminal, 3mm Stud, 2mm Wire, Blue, Double Grip, Pack of 100 | LEGEND | LEGEND POWER SYSTEMS | RT2-3DG | CURRENT
002474732 | TERMINAL,LUG | Ring Terminal, 3mm Stud, 2mm Wire, Blue, Double Grip, Pack of 100 | CABAC | CABAC (MANUFACTURER) | RT2-3DG | CURRENT
002474740 | TERMINAL,LUG | Ring Terminal, 3mm Stud, 5.5mm Wire, Yellow, Double Grip, Pack of 50 | LEGEND | LEGEND POWER SYSTEMS | RT5.5-3DG | CURRENT
002474740 | TERMINAL,LUG | Ring Terminal, 3mm Stud, 5.5mm Wire, Yellow, Double Grip, Pack of 50 | CABAC | CABAC (MANUFACTURER) | RT5.5-3DG | CURRENT
002474757 | TERMINAL,LUG | Forked Spade Terminal, 3mm Slot, 5.5mm Wire, Yellow, Double Grip, Pack of 50 | LEGEND | LEGEND POWER SYSTEMS | FS5.5-3DG | CURRENT
002474757 | TERMINAL,LUG | Forked Spade Terminal, 3mm Slot, 5.5mm Wire, Yellow, Double Grip, Pack of 50 | CABAC | CABAC (MANUFACTURER) | FS5.5-3DG | CURRENT
002474765 | TERMINAL,LUG | Forked Spade Terminal, 4mm Slot, 5.5mm Wire, Yellow, Double Grip, Pack of 50 | LEGEND | LEGEND POWER SYSTEMS | FS5.5-4DG | CURRENT
002474765 | TERMINAL,LUG | Forked Spade Terminal, 4mm Slot, 5.5mm Wire, Yellow, Double Grip, Pack of 50 | CABAC | CABAC (MANUFACTURER) | FS5.5-4DG | CURRENT
002474773 | TERMINAL,LUG | Flat Blade, 4 x 13mm Dia, 5.5mm Wire, Yellow, Double Grip, Pack of 50 | LEGEND | LEGEND POWER SYSTEMS | FB5.5-4DG | CURRENT
002474773 | TERMINAL,LUG | Flat Blade, 4 x 13mm Dia, 5.5mm Wire, Yellow, Double Grip, Pack of 50 | CABAC | CABAC (MANUFACTURER) | FB5.5-4DG | CURRENT
002474781 | FERRULE,ELECTRICAL CONDUCTOR | Bootlace Pin, 0.25mm2, 10mm OAL, 6mm Lg Pin, Violet, HF | LEGEND | LEGEND POWER SYSTEMS | BLP025 | CURRENT
002474781 | FERRULE,ELECTRICAL CONDUCTOR | Bootlace Pin, 0.25mm2, 10mm OAL, 6mm Lg Pin, Violet, HF | CABAC | CABAC (MANUFACTURER) | BLP025 | CURRENT
002474799 | FERRULE,ELECTRICAL CONDUCTOR | Bootlace Pin, 1.5mm2, 24mm OAL, 18mm Lg Pin, Black | LEGEND | LEGEND POWER SYSTEMS | BLP150-18 | CURRENT
002474799 | FERRULE,ELECTRICAL CONDUCTOR | Bootlace Pin, 1.5mm2, 24mm OAL, 18mm Lg Pin, Black | CABAC | CABAC (MANUFACTURER) | BLP150-18 | CURRENT
002474807 | FERRULE,ELECTRICAL CONDUCTOR | Bootlace Pin, 2.5mm2, 24mm OAL, 18mm Lg Pin, Grey, Pack of 100 | LEGEND | LEGEND POWER SYSTEMS | BLP250-18 | CURRENT
002474807 | FERRULE,ELECTRICAL CONDUCTOR | Bootlace Pin, 2.5mm2, 24mm OAL, 18mm Lg Pin, Grey, Pack of 100 | CABAC | CABAC (MANUFACTURER) | BLP250-18 | CURRENT
002474815 | FERRULE,ELECTRICAL CONDUCTOR | Bootlace Pin, 4.0mm2, 26mm OAL, 18mm Lg Pin, Orange HF | LEGEND | LEGEND POWER SYSTEMS | BLP400-18 | CURRENT
002474815 | FERRULE,ELECTRICAL CONDUCTOR | Bootlace Pin, 4.0mm2, 26mm OAL, 18mm Lg Pin, Orange HF | CABAC | CABAC (MANUFACTURER) | BLP400-18 | CURRENT
002474823 | FERRULE,ELECTRICAL CONDUCTOR | Bootlace Pin, 0.34mm2, 10mm OAL, 6mm Lg Pin, Pink | LEGEND | LEGEND POWER SYSTEMS | BLP034 | CURRENT
002474823 | FERRULE,ELECTRICAL CONDUCTOR | Bootlace Pin, 0.34mm2, 10mm OAL, 6mm Lg Pin, Pink | CABAC | CABAC (MANUFACTURER) | BLP034 | CURRENT
002474831 | COVER,TERMINAL | Short, for Plug In Base MK7C Meter | EDMI | EDMI PTY LTD | PLAS19795A | CURRENT
002474849 | CRADLE | Modem Cradle for Short Terminal Cover, used with Plug In Base MK7C Meter | EDMI | EDMI PTY LTD | PLAS19794A | CURRENT
002474906 | COVER,ACCESS | Single, Lockable, 645 x 798, Unfilled Ductile Iron, Class B, w/o Flap Vent, c/w Cap & Key, for Retrofit to EFCo Metric Pit Frames & use beside Explosion | EJAUST | EJ AUSTRALIA PTY LTD | EM76B | CURRENT
002474914 | COVER,ACCESS | Single, Lockable, 645 x 798, Unfilled Ductile Iron, Class B, c/w Explosion Mitigation Flap Vent, c/w Cap & Key, for Retrofit to EFCo Metric Pit Frames | EJAUST | EJ AUSTRALIA PTY LTD | EM76BF | CURRENT
002474930 | FOOD CONTAINER,INSULATED | Icekool Ice Box, 24L Capacity | NEXBERG | NEXBERG PTY LTD T/A EVAKOOL ICE BOXES | IK24 | CURRENT
XSOM09664 | COUPLING,ELECTRICAL CONDUIT | 50 H/D Orge Soc-Soc Coupler/Joiner Ea 50 | TRI UGRD | TRI UNDERGROUND AUSTRALIA PTY LTD | HDE50COUPFF | PURCHASE AS REQUIRED
000179275 | DISPENSING PUMP, HAND DRIVEN | To suit 900 ml & 500 ml Harcor Hand sanitiser bottles. | HARCOR | HARCOR SECURITY SEALS | DISPENSING PUMP | PURCHASE AS REQUIRED
002474955 | PLUG | Snap-In, 13mm, 0.8 to 3.2mm Thk Chassis, 16.9mm OD, 10.5mm H, Nylon 66 UL 94 V-2, Black, Pack of 100 | CABAC | CABAC (MANUFACTURER) | NP13 | CURRENT
002474955 | PLUG | Snap-In, 13mm, 0.8 to 3.2mm Thk Chassis, 16.9mm OD, 10.5mm H, Nylon 66 UL 94 V-2, Black, Pack of 100 | LEGEND | LEGEND POWER SYSTEMS | NP13 | CURRENT
002455137 | DUNNAGE | Crane Foot, 610 x 540 x 95mm, Orange Plastic c/w Dual Handle, Rated to 16 Tonne RWC, 11.4kg | GOUGHPLS | GOUGH PLASTICS | FMAM400.1005 | PURCHASE AS REQUIRED
002474948 | DUNNAGE | 17-EWP FRP, 550 x 550 x 15mm c/w 2 Rope Handles Rhino Coated Yellow, Rated to 14.5 Tonne RWC | REDMOND | REDMONDGARY EWP'S | 28A0371#10 | CURRENT
002474963 | DUNNAGE | Crane Borer FRP, 550 x 550 x 20 mm c/w 2 Rope Handles Rhino Coated Orange, Rated to 21.5 Tonne RWC. | REDMOND | REDMONDGARY EWP'S | 28A0371#14 | CURRENT
002475002 | MONITOR,RF | WaveMon RF60 ICNIRP, EMF Personal Monitor, Measures E-field up to 60GHz c/w Soft Carry Case, Waterproof Pouch & Uniden UH45 UHF Handheld Radio | SSS | SAFETY SUPPLY SOLUTIONS PTY LTD | RF-60 5G | CURRENT
002475002 | MONITOR,RF | WaveMon RF60 ICNIRP, EMF Personal Monitor, Measures E-field up to 60GHz c/w Soft Carry Case, Waterproof Pouch & Uniden UH45 UHF Handheld Radio | WAVECOM | WAVECOM INSTRUMENTS PTY LTD | WAVECOM RF60 KIT | CURRENT
002475010 | POUCH,PHONE | Waterproof Pouch, Triple Seal, Protects Devices from Water, Sand & Dirt | KORJO | KORJO PTY LTD | WPP653 | PURCHASE AS REQUIRED
002475028 | TRANSCEIVER,RADIO | Uniden UH45 Series Handheld Radio, 3km+ Range, 80 UHF Channels, for use with RF Monitor | UNIDEN | UNIDEN AUSTRALIA PTY LIMITED | UH45 | PURCHASE AS REQUIRED
002475036 | TRANSFORMER,DISTRIBUTION | Padmount Substation, 11kV, 315kVA, 3 Ph (Sq), ABB Safelink 2 (CFC) Switchgear & LV Switchgear, Energex Branded c/w Padlock, JTS 02-02-03 (scm) | WILSON | WILSON TRANSFORMER CO. PTY LTD | 880-A311-11-AE | CURRENT
002475044 | TRANSFORMER,DISTRIBUTION | Padmount Substation, 11kV, 500kVA, 3 Ph (Sq), ABB Safelink 2 (CFC) Switchgear & LV Switchgear, Energex Branded c/w Padlock, JTS 02-02-03 (scm) | WILSON | WILSON TRANSFORMER CO. PTY LTD | 880-A312-11-AE | CURRENT
002475051 | TRANSFORMER,DISTRIBUTION | Padmount Substation, 11kV, 750kVA, 3 Ph (Sq), ABB Safelink 2 (CFC) Switchgear & LV Switchgear, Energex Branded c/w Padlock, JTS 02-02-03 (scm) | WILSON | WILSON TRANSFORMER CO. PTY LTD | 880-A313-11-AE | CURRENT
002475069 | TRANSFORMER,DISTRIBUTION | Padmount Substation, 11kV, 1000kVA, 3 Ph (Sq), ABB Safelink 2 (CFC) Switchgear & LV Switchgear, Energex Branded c/w Padlock, JTS 02-02-03 (scm) | WILSON | WILSON TRANSFORMER CO. PTY LTD | 880-A314-11-AE | CURRENT
002475077 | SWITCH,ROTARY | 660V AC, 20A Nom, 12 Pole, DT, 3 Posn, Black Handle G251, Panel Mtg, 90 Deg Switching, Escutcheon Plate - Control Selector, Local - Normal - Maintenance, | KRAUSNMR | KRAUS & NAIMER (MANUFACTURER) | CA20 AU603119E AUS0001 | CURRENT
002475267 | INSULATED EXTENSION SOCKET | Insulated Extension Socket, 130cm, 1/2 inch female to male, 1000V rated | PENTA | PENTA AUST (TMAC THEW & MCCANN/HYLEC) | PA01457 | CURRENT
002475267 | INSULATED EXTENSION SOCKET | Insulated Extension Socket, 130cm, 1/2 inch female to male, 1000V rated | THEWMCAN | TMAC THEW & MCCANN GROUP | 002475267 | CURRENT
002475267 | INSULATED EXTENSION SOCKET | Insulated Extension Socket, 130cm, 1/2 inch female to male, 1000V rated | THEWMCAN | TMAC THEW & MCCANN GROUP | 2475267 | CURRENT
002475267 | INSULATED EXTENSION SOCKET | Insulated Extension Socket, 130cm, 1/2 inch female to male, 1000V rated | THEWMCAN | TMAC THEW & MCCANN GROUP | TM01457 | CURRENT
002479990 | GROUNDING SET | Hazemeyer Single PED c/w 3 Handles in Orange Bag | PENTA | PENTA AUST (TMAC THEW & MCCANN/HYLEC) | PA00444 | CURRENT
002479990 | GROUNDING SET | Hazemeyer Single PED c/w 3 Handles in Orange Bag | THEWMCAN | TMAC THEW & MCCANN GROUP | 2479990 | CURRENT
002479990 | GROUNDING SET | Hazemeyer Single PED c/w 3 Handles in Orange Bag | THEWMCAN | TMAC THEW & MCCANN GROUP | TM00444 | CURRENT
002475275 | LIFTING JIB | Strap Hoist Version, suit Little Mule or Lincoln/Lugall Units, to fit in 17m Redmond Gary EWP | REDMOND | REDMONDGARY EWP'S | 0117-994-9054 | CURRENT
002475275 | LIFTING JIB | Strap Hoist Version, suit Little Mule or Lincoln/Lugall Units, to fit in 17m Redmond Gary EWP | REDMOND | REDMONDGARY EWP'S | 28A0410 | CURRENT
002475283 | CLAMP,ELECTRICAL | Helical Compression, Constant Force Spring, 14-22mm Dia, for Earthing Screened Control Cables (P10) | LEGEND | LEGEND POWER SYSTEMS | CFS1 | CURRENT
002475291 | CLAMP,ELECTRICAL | Helical Compression, Constant Force Spring, 19-29mm Dia, for Earthing Screened Control Cables (P10) | LEGEND | LEGEND POWER SYSTEMS | CFS2 | CURRENT
002475309 | CLAMP,ELECTRICAL | Helical Compression, Constant Force Spring, 20-37mm Dia, for Earthing Screened Control Cables (P10) | LEGEND | LEGEND POWER SYSTEMS | CFS3 | CURRENT
002475317 | CLAMP,ELECTRICAL | Helical Compression, Constant Force Spring, 31-50mm Dia, for Earthing Screened Control Cables (P10) | LEGEND | LEGEND POWER SYSTEMS | CFS4 | CURRENT
002475341 | CABLE,POWER,ELECTRICAL | 0.6/1kV, 1C x 35mm2 (490/0.30), Cu, X-HF-90 Black Insulation/HFS-90-TP Bedding/DBT/HFS-90-TP Sheath, Black, AS5000.1, 100m Drum, JTS 03-01-08 | MIDLANDS | MIDLAND METALS | MMO-1X35CUXHFHFSDBTHFSBLK/BLK | CURRENT
002475358 | CABLE,POWER,ELECTRICAL | 0.6/1kV, 2C x 6mm2, Cu, X-HF-90 Red & Black Insulation/HFS-90-TP Bedding/DBT/ HFS-90-TP Sheath, Black, AS5000.1, 100m Drum, JTS 03-01-08 | MIDLANDS | MIDLAND METALS | MMO-2X6 CU XHF HFS DBT HFS | CURRENT
002475366 | CABLE,POWER,ELECTRICAL | Control, 0.6/1kV, 6C x 1.5mm2, Cu, X-HF-90 White Insulation/HFS-90-TP Sheath, Black, AS5000.1, 500m Drum, JTS 04-05-02 | MIDLANDS | MIDLAND METALS | MMO-6X1.5 CU XHF HFS | CURRENT
002475374 | CABLE,POWER,ELECTRICAL | Control, 0.6/1kV, 10C x 1.5mm2, Cu, X-HF-90 White Insulation/HFS-90-TP Sheath, Black, AS5000.1, 500m Drum, JTS 04-05-02 | MIDLANDS | MIDLAND METALS | MMO-10X1.5 CU XHF HFS | CURRENT
002475382 | CABLE,POWER,ELECTRICAL | Control, 0.6/1kV, 4C x 2.5mm2, Cu, X-HF-90 White Insulation/HFS-90-TP Sheath, Black, AS5000.1, 500m Drum, JTS 04-05-02 | MIDLANDS | MIDLAND METALS | MMO-4X2.5 CU XHF HFS | CURRENT
002475390 | CABLE,POWER,ELECTRICAL | Control, 0.6/1kV, 10C x 2.5mm2, Cu, X-HF-90 White Insulation/HFS-90-TP Sheath, Black, AS5000.1, 500m Drum, JTS 04-05-02 | MIDLANDS | MIDLAND METALS | MMO-10X2.5 CU XHF HFS | CURRENT
002475408 | CABLE,POWER,ELECTRICAL | Control, 0.6/1kV, 4C x 4mm2, Cu, X-HF-90 White Insulation/HFS-90-TP Sheath, Black, AS5000.1, 500m Drum, JTS 04-05-02 | MIDLANDS | MIDLAND METALS | MMO-4X4 CU XHF HFS | CURRENT
002475416 | CABLE,POWER,ELECTRICAL | 0.6/1kV, 1C x 70mm2 (980/0.30), Cu, X-HF-90 Red Insulation/HFS-90-TP Sheath, Black, 100m Drum, JTS 03-01-08 | MIDLANDS | MIDLAND METALS | MMO-1X70 CU XHF HFS RD/BLK | CURRENT
002475424 | CABLE,POWER,ELECTRICAL | 0.6/1kV, 1C x 70mm2 (980/0.30), Cu, X-HF-90 Black Insulation/HFS-90-TP Sheath, Black, AS5000.1, 100m Drum, JTS 03-01-08 | MIDLANDS | MIDLAND METALS | MMO-1X70 CU XHF HFS BLK/BLK | CURRENT
002475432 | CABLE,POWER,ELECTRICAL | 0.6/1kV, 2C x 50mm2 (714/0.30), Cu, X-HF-90 Red & Black Insulation/HFS-90-TP Sheath, Black, AS5000.1, 100m Drum, JTS 03-01-08 | MIDLANDS | MIDLAND METALS | MMO-2X50 CU XHF HFS | CURRENT
002475440 | CABLE,POWER,ELECTRICAL | 0.6/1kV, 1C x 35mm2 (490/0.30), Cu, X-HF-90 Red Insulation/HFS-90-TP Sheath, Black, AS5000.1, 100m Drum, JTS 03-01-08 | MIDLANDS | MIDLAND METALS | MMO-1X35 CU XHF HFS RD/BLK | CURRENT
002475457 | CABLE,POWER,ELECTRICAL | 0.6/1kV, 1C x 35mm2 (490/0.30), Cu, X-HF-90 Black Insulation/HFS-90-TP Sheath, Black, AS5000.1, 100m Drum, JTS 03-01-08 | MIDLANDS | MIDLAND METALS | MMO-1X35 CU XHF HFS BLK/BLK | CURRENT
002475473 | CABLE,POWER,ELECTRICAL | 0.6/1kV, 2C x 6mm2, Cu, X-HF-90 Red & Black Insulation/HFS-90-TP Sheath, Black, AS5000.1, 100m Drum, JTS 03-01-08 | MIDLANDS | MIDLAND METALS | MMO-2X6 CU XHF HFS | CURRENT
002456051 | THERMOMETER,INDICATING,INFRARED | Precise Non-contact, 190 x 111 x 48mm, Temp Range -32...380 Deg C, Backlit LCD, Hand Held c/w Type K Temp Probe, Carry Case & Operating Manual (scm) | CNWPL | CNW PL - SLACKS CREEK | MT694 | PURCHASE AS REQUIRED
002456051 | THERMOMETER,INDICATING,INFRARED | Precise Non-contact, 190 x 111 x 48mm, Temp Range -32...380 Deg C, Backlit LCD, Hand Held c/w Type K Temp Probe, Carry Case & Operating Manual (scm) | TES | TEST EQUIPMENT SOLUTIONS | T-665 | PURCHASE AS REQUIRED
002475507 | DIFFUSER,LIGHT | Visor Semi Cut-Of Impact Protection, Rating IK10, for StreetLED MkII & MkIII (scm) | SYLVANIA | SYLVANIA SCHREDER | JLB00000PC | CURRENT
002475515 | DIFFUSER,LIGHT | Visor Cut-Of Impact Protection, Rating IK10, for StreetLED MkII & MkIII (scm) | SYLVANIA | SYLVANIA SCHREDER | JLB00002PC | CURRENT
002475523 | MODULE | Power Input/Output Module, for NOJA RC10 & RC20 Series | NOJAPWR | NOJA POWER | IOM-14-S | CURRENT
002475531 | TERMINAL STRIP | Link Bar, Brass, 24 Way, 165A, Front Wiring | HAYMANS | HAYMANS ELECTRICAL | ALSEB24 | CURRENT
002475556 | RECEIVER,RIPPLE CONTROL | Load Control, L350, R1100 c/w 2 x Switches & LTE Cat M Comms Module for Distribution Network | LANDIS | LANDIS GYR (AUST) PTY LTD | CMLQNXXX-EQ/R1100200NN001NNEQ | CURRENT
002434629 | STAND,POLE | Al Flat Stack, 4T SWL, 800mm H, Folding Leg, 13kg | TEN | THE ENERGY NETWORK | PS-AF-4T-L | CURRENT
002475564 | GREASE,GENERAL PURPOSE | Lubrilog, Silicon Grease, 150g Tube | AUSTMOLD | AUSTRALMOLD PTY LTD | IT3955 | CURRENT
002452417 | GLOVES,CLOTH | MEN'S;ENGINEERED MED WEIGHT CUT RESISTANT YARN;FLAME/HEAT RETARDANT TREATED;GREEN/GREY SEAMLESS KNITTED GLOVE;SIZE 7; | ATOMSUPP | ATOM SUPPLY | 79900604 | CURRENT
002452417 | GLOVES,CLOTH | MEN'S;ENGINEERED MED WEIGHT CUT RESISTANT YARN;FLAME/HEAT RETARDANT TREATED;GREEN/GREY SEAMLESS KNITTED GLOVE;SIZE 7; | ANSELL | ANSELL LTD | 70-761-7 | CURRENT
002407076 | CABLE TIE | Strap, 15m Roll, suitable for use with Service Cable (scm) | LEGEND | LEGEND POWER SYSTEMS | TYD50R | CURRENT
002407076 | CABLE TIE | Strap, 15m Roll, suitable for use with Service Cable (scm) | HAYMANS | HAYMANS ELECTRICAL | TYD50R | CURRENT
002407075 | CABLE TIE | Head, suitable for use with Service Cable Tie Strap (P25) (scm) | LEGEND | LEGEND POWER SYSTEMS | TYDLH | CURRENT
002407075 | CABLE TIE | Head, suitable for use with Service Cable Tie Strap (P25) (scm) | HAYMANS | HAYMANS ELECTRICAL | TYDLH | CURRENT
000446256 | LETTER,SIGN | (A), Pressed Al, Plain, Dwg 22-A4-200 Rev B (P100) | METALTI | METAL-TECH INDUSTRIES (TRADE POLISHERS) | LETTER A ALUMINIUM | CURRENT
000446264 | LETTER,SIGN | (B), Pressed Al, Plain, Dwg 22-A4-200 Rev B (P100) | METALTI | METAL-TECH INDUSTRIES (TRADE POLISHERS) | LETTER B ALUMINIUM | CURRENT
000446272 | LETTER,SIGN | (C), Pressed Al, Plain, Dwg 22-A4-200 Rev B (P100) | METALTI | METAL-TECH INDUSTRIES (TRADE POLISHERS) | LETTER C ALUMINIUM | CURRENT
000446299 | LETTER,SIGN | (D), Pressed Al, Plain, Dwg 22-A4-200 Rev B (P100) | METALTI | METAL-TECH INDUSTRIES (TRADE POLISHERS) | LETTER D ALUMINIUM | CURRENT
000446322 | LETTER,SIGN | (E), Pressed Al, Plain, Dwg 22-A4-200 Rev B (P100) | METALTI | METAL-TECH INDUSTRIES (TRADE POLISHERS) | LETTER E ALUMINIUM | CURRENT
000446329 | LETTER,SIGN | (F), Pressed Al, Plain, Dwg 22-A4-200 Rev B (P100) | METALTI | METAL-TECH INDUSTRIES (TRADE POLISHERS) | LETTER F ALUMINIUM | CURRENT
002475713 | ADAPTOR | Sunrise adaptor; Aluminium; Universal Sunrise to 1/4" thread adaptor; to suit Electronic devices. | TEN | THE ENERGY NETWORK | 5455-10-GOPRO | CURRENT
002475713 | ADAPTOR | Sunrise adaptor; Aluminium; Universal Sunrise to 1/4" thread adaptor; to suit Electronic devices. | AMPLITUD | AMPLITUDE PTY LTD - 396777 | UNI1/4ADAPT | CURRENT
002475721 | CLAMP,ELECTRICAL | Insulating Spring Loaded Clamp, 80mm Lg x 25mm Opening, 1000V, c/w Rubber Contacts in Headpiece, Rated to IEC 60900-2004 | AMPLITUD | AMPLITUDE PTY LTD - 396777 | 120049 | CURRENT
002475739 | WASHER,FLAT | Square, M20, 125 x 125mm, Min 5mm Thk, Galv, Box of 10 | THOMARSH |  | EN139 | CURRENT
002475739 | WASHER,FLAT | Square, M20, 125 x 125mm, Min 5mm Thk, Galv, Box of 10 | HOBSON | HOBSON ENGINEERING CO PTY LTD 393904 | WSMSGM20125050 | CURRENT
XSOMX1006 | TRANSFORMER | 22kV/433V, 1000kVA KPX MV/LV Kiosk Sub as per Tech datasheet, SR-1937741-Scope | SCHNEDER | SCHNEIDER PTY LTD | OP-170216 5862054 | PURCHASE AS REQUIRED
002475762 | WASHER,FLAT | Square, M20, 125 x 125mm, Min 5mm Thk, S/Steel Gde 316, Box of 25 | HOBSON | HOBSON ENGINEERING CO PTY LTD 393904 | WS16PM20125050 | CURRENT
002475770 | BATTERY,STORAGE | 18V, 2.0Ah, M18 Red Li-Ion, for Milwaukee Tools | C&LTOOL | CALTCO T/A C&L TOOL CENTRE | MILWAM18B2 | CURRENT
002475770 | BATTERY,STORAGE | 18V, 2.0Ah, M18 Red Li-Ion, for Milwaukee Tools | MILWAUKE | MILWAUKEE POWER TOOLS | M18B2 | CURRENT
002475788 | LINE,WEED CUTTER | Trimmer Line, 2mm Dia, 45m Roll | C&LTOOL | CALTCO T/A C&L TOOL CENTRE | MILWA49162712 | CURRENT
002475788 | LINE,WEED CUTTER | Trimmer Line, 2mm Dia, 45m Roll | MILWAUKE | MILWAUKEE POWER TOOLS | 49162712 | CURRENT
002475796 | RELAY,PROTECTION | FW B4D, 3 Bias 5 Term Txf Diff, 125/250 DC Pwr, 24/250V DC Logic 24/16 IO, 1/5A CT, 110V AC Input, Flush/60TE, DNP 100Base-FX, MM LC Enet | SCHNEDER | SCHNEIDER PTY LTD | P645 32QDLM0B49M | PENDING
002475887 | RELAY,PROTECTION | FW H9C, Fdr Diff, 16/14 IO, 24/250VDC Logic, 48/110VDC Pwr, 1/5A, 110VAC Input 850nm 2Ch, Flush/60TE, DNP 100BaseFX, MM LC Enet | SCHNEDER | SCHNEIDER PTY LTD | P543 21QALM0H99M | CURRENT
002476067 | RELAY,PROTECTION | FW B4D, 3 Bias Txf Diff, 24/32V DC Pwr, 24/250V DC Logic 16/16 IO, 1/5A, 110VAC Input, Flush/60TE, DNP 100Base-FX, MM LC Enet | SCHNEDER | SCHNEIDER PTY LTD | P643 92QBLM0B49M | CURRENT
002476075 | RELAY,PROTECTION | FW B4D, 3 Bias Txf Diff, 48/110V DC Pwr, 24/250V DC Logic 16/16 IO, 1/5A, 110V AC Input, Flush/60TE, DNP 100Base-FX, MM LC Enet | SCHNEDER | SCHNEIDER PTY LTD | P643 22QBLM0B49M | CURRENT
002476083 | RELAY,PROTECTION | FW B4D, 3 Bias Txf Diff, 5 Term, 48/110 DC Pwr, 24/250V DC Logic 24/16 IO 1/5A, 110V AC Input, Flush/60TE, DNP 100Base-FX, MM LC Enet & IEC61850 | SCHNEDER | SCHNEIDER PTY LTD | P645 22QDLM0B49M | CURRENT
002476091 | L.V. SAFETY MATTING | LV, Insulated Cover, 900 x 900 x 1.6mm, 1000V Insulated Mat (Reinforced) Conforms with AS4202, Assetted & Barcoded. | AMPLITUD | AMPLITUDE PTY LTD - 396777 | 120046R | PURCHASE AS REQUIRED
002476125 | SWITCHGEAR | RMU, 36kV, VVV, 630A, AFLR 20kA/1 Sec, Protection CTs & an Incomer VT, Outdoor Enclosure, Siemens 8DJH36 | SIEMENS | SIEMENS LTD | 8DJH36-36415 | CURRENT
002476133 | SWITCHGEAR | RMU, 36kV, VVV, 630A, AFLR 20kA/1 Sec, Protection CTs & an Incomer VT, Siemens 8DJH36 | SIEMENS | SIEMENS LTD | 8DJH36-36416 | CURRENT
002476141 | SWITCHGEAR | RMU, 36kV, CC, 630A, AFLR 16kA/1 Sec, Siemens 8DJH36 | SIEMENS | SIEMENS LTD | 8DJH36-36417 | CURRENT
002476315 | SCREWDRIVER,TORQUE | Milwaukee M12 Cordless 1/4" Hex 2-Speed Screwdriver, 31Nm of Torque & 0-400/0-1,500 RPM | C&LTOOL | CALTCO T/A C&L TOOL CENTRE | MILWTM12CD-0 | CURRENT
002476315 | SCREWDRIVER,TORQUE | Milwaukee M12 Cordless 1/4" Hex 2-Speed Screwdriver, 31Nm of Torque & 0-400/0-1,500 RPM | MILWAUKE | MILWAUKEE POWER TOOLS | TM12CD-0 | CURRENT
002476323 | SIGN | Temporary Snap on Sign, Plastic, NO PARKING, 350 x 350mm, Sign Slips into Traffic Cone (double sided) | SETON | SETON AUSTRALIA PTY LTD | 30785W | CURRENT
002449387 | PORTABLE EARTHING DEVICE | Magnefix, Earthing Kit, for Transformer Cable Fuse Unit, C Module | CNWPL | CNW PL - SLACKS CREEK | 2684.26 | PHASING
002449387 | PORTABLE EARTHING DEVICE | Magnefix, Earthing Kit, for Transformer Cable Fuse Unit, C Module | EATON | EATON ELECTRIC SYSTEMS PTY LTD | 2684.255 | PHASING
002400922 | TERMINATION KIT,ELECTRICAL CABLE | Transformer Cable, 1 Core, 16-70mm2 Cu C Clamp for Magnefix Switchgear | EATON | EATON ELECTRIC SYSTEMS PTY LTD | 502.0015 | CURRENT
000104764 | JOINT,ELECTRICAL POWER CABLE | Cable Connection Insulating Kit, suit Blanking Off Magnefix MD4 Terminals | EATON | EATON ELECTRIC SYSTEMS PTY LTD | 502.1090 | CURRENT
002470201 | SWITCH-DISCONNECTOR | 11kV Magnefix MD4 Switchgear, 3Ph Bridge, c/w 3 Switchcaps | EATON | EATON ELECTRIC SYSTEMS PTY LTD | 913.3010 | CURRENT
002401721 | PAD,SCOURING | 3M, Economy, Medium Duty, 230 x 150mm, Nylon, Green, Industrial | BLKWOODJ | J BLACKWOOD & SON LTD | 03445244 | CURRENT
002401721 | PAD,SCOURING | 3M, Economy, Medium Duty, 230 x 150mm, Nylon, Green, Industrial | BLKWOODJ | J BLACKWOOD & SON LTD | BLA03445244 | CURRENT
002402428 | STEPLADDER | Fibreglass, 1.83m, Double Side, ETS RSE02 | LADAMAX | LADAMAX ALUMINIUM PRODUCTS PL | FDS062 | PURCHASE AS REQUIRED
002476349 | ANALYZER | Hand Held, Cellular Signal Analyser Tool, for EQ Metering Telemetry Modems c/w Carry Case & Charger | EAQ | ELECTRONICS ASSEMBLY QUEENSLAND PTY LTD | EQ-CSA | CURRENT
002476356 | TOOL | Main Contact Extractor, For use in Magnefix/Hazemeyer RMU. Part of SC24691 Tool Kit | EATON | EATON ELECTRIC SYSTEMS PTY LTD | 685.420 | CURRENT
002476364 | TOOL | MD Interlock Tool Interlock Fuse Unit, For use in Magnefix/Hazemeyer RMU, Part of SC24691 Tool Kit | EATON | EATON ELECTRIC SYSTEMS PTY LTD | 052.005 | CURRENT
002476372 | TOOL | Mirror Inspect Exterior of Main Contacts, For use in Magnefix/Hazemeyer RMU, Part of SC24691 Tool Kit | EATON | EATON ELECTRIC SYSTEMS PTY LTD | 052.131 | CURRENT
002476380 | TOOL | Scouring pad holder to Clean Main Contacts and Interior of Cast Resin Member, For use in Magnefix/Hazemeyer RMU, Part of SC24691 Tool Kit | EATON | EATON ELECTRIC SYSTEMS PTY LTD | 052.132 | CURRENT
002476398 | TOOL | Brush, Hair Bristles, 50mm, Cleaning Exterior and Between Panels, for use in Magnefix/Hazemeyer RMU. Part of SC24691 Tool Kit | EATON | EATON ELECTRIC SYSTEMS PTY LTD | 052.139 | CURRENT
002476406 | TOOL | Brush, Brass, Bristles, Cleaning Interior Hole holding Fuse Holder Pin, For use in Magnefix/Hazemeyer RMU, Part of SC24691 Tool Kit | EATON | EATON ELECTRIC SYSTEMS PTY LTD | 052.142 | CURRENT
002476414 | TOOL | Socket Key, 9mm, Assembly and Disassembly of Arcing Contact and Hose Clip of Cable Box, For use in Magnefix/ Hazemeyer RMU,Part of SC24691 Tool Kit | EATON | EATON ELECTRIC SYSTEMS PTY LTD | 2052.044 | CURRENT
002476422 | TOOL | Tool to Clean Busbar Orifice, For use in Magnefix/Hazemeyer RMU, Part of SC24691 Tool Kit | EATON | EATON ELECTRIC SYSTEMS PTY LTD | 3052.135 | CURRENT
002476430 | TOOL | Plug Guage for Main Contact Fixing, for use in Magnefix/Hazemeyer RMU, Part of SC24691 Tool Kit | EATON | EATON ELECTRIC SYSTEMS PTY LTD | 3052.138 | CURRENT
002476448 | TOOL | Socket Wrench with Threaded End B/B, For use in Magnefix/Hazemeyer RMU, Part of SC24691 Tool Kit | EATON | EATON ELECTRIC SYSTEMS PTY LTD | 3052.144 | CURRENT
002476455 | TOOL | Tool, Arcing Chamber Key, For use in Magnefix/Hazemeyer RMU, Part of SC24691 Tool Kit | EATON | EATON ELECTRIC SYSTEMS PTY LTD | 685.416 | CURRENT
002476463 | TOOL BOX,PORTABLE | Tool Box, 48x25x24cm Empty Tool Box only, For use in Magnefix/Hazemeyer RMU, Part of SC24691 Tool Kit ADDITIONAL ITEMS: | EATON | EATON ELECTRIC SYSTEMS PTY LTD | 913.4001 | CURRENT
002429025 | INSULATOR | Epoxy Insulator, 95mm Lg, 65mm Dia c/w 7/16" Stud 15mm Lg, Grey, for Conductor Support Equipment, suit Chance Applications, ETS RES13 | AMPLITUD | AMPLITUDE PTY LTD - 396777 | RM4805-7 | PURCHASE AS REQUIRED
002429025 | INSULATOR | Epoxy Insulator, 95mm Lg, 65mm Dia c/w 7/16" Stud 15mm Lg, Grey, for Conductor Support Equipment, suit Chance Applications, ETS RES13 | ACCULEC | ACCULEC PTY LTD - E18524 | M48057 | PURCHASE AS REQUIRED
002429025 | INSULATOR | Epoxy Insulator, 95mm Lg, 65mm Dia c/w 7/16" Stud 15mm Lg, Grey, for Conductor Support Equipment, suit Chance Applications, ETS RES13 | CHANCE | CHANCE (MANUFACTURER) | M48057 | PURCHASE AS REQUIRED
002476471 | CONTACT,ELECTRICAL | Fixed Arcing Contact, For use in Magnefix / Hazemeyer MD4 RMU, Removed Using Socket Wrench (2052.044) PACKAGE DATA# | EATON | EATON ELECTRIC SYSTEMS PTY LTD | 2681.155 | CURRENT
002476489 | CONTACT,ELECTRICAL | Fuse Chamber Contact, Complete Socket, For use in Magnefix / Hazemeyer MD4 RMU MANUFACTURERS DATA: PACKAGE DATA# | EATON | EATON ELECTRIC SYSTEMS PTY LTD | 2682.137 | CURRENT
002476497 | CONTACT,ELECTRICAL | Fixed Main Contact, For use in Magnefix / Hazemeyer MD4 RMU MANUFACTURERS DATA: PACKAGE DATA# | EATON | EATON ELECTRIC SYSTEMS PTY LTD | 2682.486 | CURRENT
002476505 | BUSBAR | Tubular, Silver Plated, 97mm Lg, Complete Connection Piece, for use in Magnefix/Hazemeyer MD4 RMU | EATON | EATON ELECTRIC SYSTEMS PTY LTD | 2683.189 | CURRENT
002476513 | BUSBAR | Tubular, Silver Plated, 139mm Lg, Pre-Mid 90s Connecting Top, Complete Connection Piece, for use in Magnefix/Hazemeyer MD4 RMU | EATON | EATON ELECTRIC SYSTEMS PTY LTD | 2683.190 | CURRENT
002476521 | BUSBAR | Tubular, Silver Plated, 85mm Lg, Pre-Mid 90s Connecting Centre, Complete Connection Piece, for use in Magnefix/Hazemeyer MD4 RMU | EATON | EATON ELECTRIC SYSTEMS PTY LTD | 2683.191 | CURRENT
002476539 | BUSBAR | Tubular, Silver Plated, 31mm Lg, Complete Connection Piece, for use in Magnefix/Hazemeyer MD4 RMU | EATON | EATON ELECTRIC SYSTEMS PTY LTD | 2683.192 | CURRENT
002476562 | HOLDER, SPRING | Spring Holder, For Leaf Springs, For use in Magnefix / Hazemeyer MD4 RMU | EATON | EATON ELECTRIC SYSTEMS PTY LTD | 3681.520 | CURRENT
002476547 | PLATE | Plate Spring, for Switch Cap, For use in Magnefix / Hazemeyer MD4 RMU | EATON | EATON ELECTRIC SYSTEMS PTY LTD | 3048.031 | CURRENT
002476554 | PLATE | Plate Spring, Heavy Duty, for Switch Cap, For use in Magnefix / Hazemeyer MD4 RMU | EATON | EATON ELECTRIC SYSTEMS PTY LTD | 3048.548 | CURRENT
002476570 | CHAMBER,ARC | Arcing Chamber, Locator, (Plastic), For use in Magnefix / Hazemeyer MD4 RMU | EATON | EATON ELECTRIC SYSTEMS PTY LTD | 3681.702 | CURRENT
002476588 | FIXTURE,LIGHTING | Rate 2 Approved Category 'P' Minor Road Luminaires | SIGNIFY | SIGNIFY AUSTRALIA LIMITED | 911401667606 | PENDING
002476588 | FIXTURE,LIGHTING | Rate 2 Approved Category 'P' Minor Road Luminaires | SIGNIFY | SIGNIFY AUSTRALIA LIMITED | 911401667506 | PENDING
002476588 | FIXTURE,LIGHTING | Rate 2 Approved Category 'P' Minor Road Luminaires | SIGNIFY | SIGNIFY AUSTRALIA LIMITED | 824110138811 | PENDING
002476588 | FIXTURE,LIGHTING | Rate 2 Approved Category 'P' Minor Road Luminaires | SIGNIFY | SIGNIFY AUSTRALIA LIMITED | 824110132051 | PENDING
002476588 | FIXTURE,LIGHTING | Rate 2 Approved Category 'P' Minor Road Luminaires | SIGNIFY | SIGNIFY AUSTRALIA LIMITED | 824110132031 | PENDING
002476588 | FIXTURE,LIGHTING | Rate 2 Approved Category 'P' Minor Road Luminaires | SIGNIFY | SIGNIFY AUSTRALIA LIMITED | 824110132041 | PENDING
001850148 | STEPLADDER | Fibreglass, 2.44m, Double Side, ETS RSE02 | LADAMAX | LADAMAX ALUMINIUM PRODUCTS PL | FDS082 | PURCHASE AS REQUIRED
002429355 | LADDER,EXTENSION | Fibreglass, 6.4m Fully Extended, ETS RSE02, (21 FT) | LADAMAX | LADAMAX ALUMINIUM PRODUCTS PL | FXT-EQ21 | PURCHASE AS REQUIRED
002404568 | LADDER,EXTENSION | Fibreglass, 7.9m Fully Extended, ETS RSE02, (25 FT) | LADAMAX | LADAMAX ALUMINIUM PRODUCTS PL | FXT-EQ25 | PURCHASE AS REQUIRED
002476638 | FIT TEST KIT,RESPIRATOR | 3M Qualitative Fit Test Apparatus Kit c/w 1 x Hood, 1 x Collar Assembly, 2 x Nebulisers, 2 x Nebuliser Insert Sets, 1 x 55ml FT-31 Bitter Sensitivity | ABSAFE | ABSAFE PTY LTD | 70070709640 | CURRENT
002476646 | REFILL,FIT TEST KIT | 3M Fit Test Solution, Bitter (Bitrex) c/w 1 x 55ml FT-31 Sensitivity Solution & 1 x 55ml FT-32 Fit Test Solution (2 x 55ml Bottles per Bag) | ABSAFE | ABSAFE PTY LTD | AT010587395 & AT010587403 | CURRENT
002476653 | REFILL,FIT TEST KIT | 3M Fit Test Solution, Sweet (Saccharin) c/w 1 x 55ml FT-11 Sensitivity Solution & 1 x 55ml FT-12 Fit Test Solution (2 x 55ml Bottles per Bag) | ABSAFE | ABSAFE PTY LTD | 70070121457 & AT019167397 | PURCHASE AS REQUIRED
001850245 | LADDER,EXTENSION | Fibreglass, 8.8m Fully Extended, ETS RSE02, (29 FT) | LADAMAX | LADAMAX ALUMINIUM PRODUCTS PL | FXT-EQ29 | PURCHASE AS REQUIRED
002402427 | LADDER,EXTENSION | Fibreglass, 9.4m Fully Extended, ETS RSE02, (32 FT) | LADAMAX | LADAMAX ALUMINIUM PRODUCTS PL | FXT-EQ32 | PURCHASE AS REQUIRED
002476661 | SWITCH,INTERLOCK | Magnefix, Hazemeyer MD4, Interlock, Set for complete T-unit, Replaces 684.460 | EATON | EATON ELECTRIC SYSTEMS PTY LTD | 432.0103 | CURRENT
002459196 | SILICONE COMPOUND | Molykote 111, Silicone Oil, Lubricant & Sealant, Water Resistant, White Translucent | CORNING | DOW CORNING AUST. P/LTD | 1889834 | CURRENT
002476786 | TESTER,CABLE IDENTIFICATION | LV Cable Tracer Amplifier Probe | AMPLITUD | AMPLITUDE PTY LTD - 396777 | 181CB | CURRENT
002476794 | TOWELETTE,CLEANING-DISINFECTING | Multipurpose, Antibacterial Disinfectant Alcohol Wipes, for Hands & Surfaces | HANLEY | HANLEY INDUSTRIAL ENTERPRISES 459057 | 3048350 | CURRENT
002476794 | TOWELETTE,CLEANING-DISINFECTING | Multipurpose, Antibacterial Disinfectant Alcohol Wipes, for Hands & Surfaces | ATOMSUPP | ATOM SUPPLY | 55090130 | CURRENT
002476794 | TOWELETTE,CLEANING-DISINFECTING | Multipurpose, Antibacterial Disinfectant Alcohol Wipes, for Hands & Surfaces | STUPKIN | STUPKIN P/L FOR TV DIRECT 2U | 200611820701 | CURRENT
002476802 | DRILL,BATTERY | Handle for Milwaukee 18V Drill Model FPD | C&LTOOL | CALTCO T/A C&L TOOL CENTRE | MILWA203148007 | CURRENT
002476802 | DRILL,BATTERY | Handle for Milwaukee 18V Drill Model FPD | MILWAUKE | MILWAUKEE POWER TOOLS | 203148007 | CURRENT
002476810 | DRILL,BATTERY | Handle for Milwaukee 18V Drill Model FPD2 | C&LTOOL | CALTCO T/A C&L TOOL CENTRE | MILWA204285003 | CURRENT
002476810 | DRILL,BATTERY | Handle for Milwaukee 18V Drill Model FPD2 | MILWAUKE | MILWAUKEE POWER TOOLS | 204285003 | CURRENT
002476828 | LANYARD,SAFETY,INDUSTRIAL | Petzl Grillon Adjustable Rope Lanyard, 2m Lg, Pole Strap, for Transmission Tower Work | HEIGHDYN | HEIGHT DYNAMICS | I650,L052BA00 | CURRENT
002476828 | LANYARD,SAFETY,INDUSTRIAL | Petzl Grillon Adjustable Rope Lanyard, 2m Lg, Pole Strap, for Transmission Tower Work | HEIGHDYN | HEIGHT DYNAMICS | 2.0M ROPE POLE STRAP | CURRENT
000917779 | BATTERY,MONITOR SYSTEM | REFURBISHED, 20-150V DC, 110mA Nom, 55A Nom @110V, 48A @48V, 50A @30V, 400ms, 2.5kV for 1 Min, 96 x 96mm, 150mm D, w/o Comms | CIRCSOL | CIRCUIT SOLUTIONS PL | REFURB P9702B | PURCHASE AS REQUIRED
002476836 | CLAMP,ELEC PWR CABLE,SUPPORT | Ellis Type, Cast LM6 Al, Plain Al, 105 x 49 x 68mm, Single Cable 51 - 57mm Dia, Fixing Bolts 2 x M10, 79mm Bolt Ctrs | CMI ELEC | CMI ELECTRICAL PRODUCTS GEEBUNG | EP2A-09N | CURRENT
002476836 | CLAMP,ELEC PWR CABLE,SUPPORT | Ellis Type, Cast LM6 Al, Plain Al, 105 x 49 x 68mm, Single Cable 51 - 57mm Dia, Fixing Bolts 2 x M10, 79mm Bolt Ctrs | IPD | IPD GROUP LIMITED | EP2A-09N | CURRENT
002476844 | CLAMP,ELEC PWR CABLE,SUPPORT | Ellis Type, Cast LM6 Al, Plain Al, 133 x 64 x 75mm, Single Cable 64 - 70mm Dia, Fixing Bolts 2 x M10, 106mm Bolt Ctrs,Rubber Insert | CMI ELEC | CMI ELECTRICAL PRODUCTS GEEBUNG | EP2A-11NL | CURRENT
002476844 | CLAMP,ELEC PWR CABLE,SUPPORT | Ellis Type, Cast LM6 Al, Plain Al, 133 x 64 x 75mm, Single Cable 64 - 70mm Dia, Fixing Bolts 2 x M10, 106mm Bolt Ctrs,Rubber Insert | IPD | IPD GROUP LIMITED | EP2A-11N | CURRENT
002476851 | CLAMP,ELEC PWR CABLE,SUPPORT | Ellis Type, Cast LM6 Al, Plain Al, 133 x 64 x 87mm, Single Cable 70 - 76mm Dia, Fixing Bolts 2 x M10, 106mm Bolt Ctrs | CMI ELEC | CMI ELECTRICAL PRODUCTS GEEBUNG | EP2A-1200N | CURRENT
002476851 | CLAMP,ELEC PWR CABLE,SUPPORT | Ellis Type, Cast LM6 Al, Plain Al, 133 x 64 x 87mm, Single Cable 70 - 76mm Dia, Fixing Bolts 2 x M10, 106mm Bolt Ctrs | IPD | IPD GROUP LIMITED | EP2A-1200N | CURRENT
002476869 | CLAMP,ELEC PWR CABLE,SUPPORT | Vulcan+ Type, S/Steel Gde 316L, LSFZH POLYMRC Liner & Base Pad, 79 x 112 x 54mm, Trefoil Cable Range 30 - 35mm, Single Cable 49 - 64mm Dia, | CMI ELEC | CMI ELECTRICAL PRODUCTS GEEBUNG | EPVRT-03 | CURRENT
002476869 | CLAMP,ELEC PWR CABLE,SUPPORT | Vulcan+ Type, S/Steel Gde 316L, LSFZH POLYMRC Liner & Base Pad, 79 x 112 x 54mm, Trefoil Cable Range 30 - 35mm, Single Cable 49 - 64mm Dia, | IPD | IPD GROUP LIMITED | EPVRT-03 | CURRENT
002476877 | BRACKET,MOUNTING | Galv Steel, 33 kV Pole Termination, Dwg. UT1160-A1 | GLOBAL | GLOBAL MANUFACTURING GROUP | UT1160-A3 | CURRENT
002476885 | BRACKET,MOUNTING | Cable Clamp, Galv Steel, suit Ellis 2 Hole Cable Clamps for 33kV 630-1000mm2, Dwg 12588-A1 | GLOBAL | GLOBAL MANUFACTURING GROUP | 12588-A3-2476885 | CURRENT
002476893 | STRAP,EARTH | Electroplated CU Strap, 450 x 38 x 3mm, 12mm bolt, Dwg UT1285-A4 | GLOBAL | GLOBAL MANUFACTURING GROUP | UT1285-A4 | CURRENT
002403730 | HOOK,SCREW | Coachscrew Thread with Neutral Bonding Tab, Dwg 875232-01 (P50) (scm) | SEWELFRG | GREG SEWELL FORGINGS PTY LTD | 002403730 | CURRENT
002476919 | CHARGER,BATTERY | CHARGER:BATT;CORDLESS USB PWR SOURCE,18V CHARGER,BATTERY 18 V Milwaukee Battery P ower Source; USB Port. | MILWAUKE | MILWAUKEE POWER TOOLS | M18USBPSHJ | CURRENT
002476919 | CHARGER,BATTERY | CHARGER:BATT;CORDLESS USB PWR SOURCE,18V CHARGER,BATTERY 18 V Milwaukee Battery P ower Source; USB Port. | C&LTOOL | CALTCO T/A C&L TOOL CENTRE | MILWTM18USBPSHJ2 | CURRENT
002476919 | CHARGER,BATTERY | CHARGER:BATT;CORDLESS USB PWR SOURCE,18V CHARGER,BATTERY 18 V Milwaukee Battery P ower Source; USB Port. | MILWAUKE | MILWAUKEE POWER TOOLS | M18USBPSHJ2 | CURRENT
002476901 | ADAPTOR | Snappy Drill Bit Holder, 1/8 Drill Range 2.82 to 3.2mm | HAYMANS | HAYMANS ELECTRICAL | SUT107B11250 | CURRENT
002476901 | ADAPTOR | Snappy Drill Bit Holder, 1/8 Drill Range 2.82 to 3.2mm | C&LTOOL | CALTCO T/A C&L TOOL CENTRE | SNA42008 | CURRENT
002476927 | FIXTURE,LIGHTING | 13.7W StreetLED3, 4000K Standard Visor, SPD, NEMA PE Cell, Painted RAL9006 | SYLVANIA | SYLVANIA SCHREDER | JLC99BD01L14 | CURRENT
002476935 | FIXTURE,LIGHTING | 13.7W StreetLED3, 4000K Aeroscreen Visor, SPD, NEMA PE Cell, Painted RAL9006 | SYLVANIA | SYLVANIA SCHREDER | JLC99BD11L14 | CURRENT
002476943 | SETSCREW | M6 x 40mm, Hex, S/Steel Gde 316 | BOLTS | BOLTS & INDUSTRAIL SUPPLIERS P/L | SSSS316M640 | CURRENT
002476950 | STRAP,EARTH | Transformer Earth Bar, TC, Flat Shape, 50 x 6.3mm,Hard Drawn, RD Edge, For Earthing Substation | DRAWING | DRAWING NO | LOSTD-EG005-08 | CURRENT
002476968 | MODULE | MD100m CPU Processor Module, 2 x SFP Ethernet, 4 x DI Channels, 2 x RS232/ RS485 | CGI | CGI TECHNOLOGIES & SOLUTIONS P/L | MD100M-CPU | PURCHASE AS REQUIRED
002476976 | POWER SUPPLY | MD100m E20 Module, 20W, 17.5160V DC Input, Wide Range Voltage Supply | CGI | CGI TECHNOLOGIES & SOLUTIONS P/L | MD100M-PSU | CURRENT
002476984 | MODULE | MD100m Digital Input Module, 16 Channels, 2 Sets of 8 x DI, each Set Isolated | CGI | CGI TECHNOLOGIES & SOLUTIONS P/L | MD100M-DI | PURCHASE AS REQUIRED
002476992 | MODULE | MD100m Digital Output Module, 16 Channels Individually Isolated | CGI | CGI TECHNOLOGIES & SOLUTIONS P/L | MD100M-DO | CURRENT
002477008 | MODULE | MD100m Mixed Digital I/O Module, 16 Channels, 8 x DI & 8 x DO, Individually Isolated | CGI | CGI TECHNOLOGIES & SOLUTIONS P/L | MD100M-DIO | PURCHASE AS REQUIRED
002477016 | MODULE | MD100m RTU Analogue Input Module, 8 Channels, 2 Sets of 4 x AI, each Set Isolated | CGI | CGI TECHNOLOGIES & SOLUTIONS P/L | MD100M-AI | CURRENT
002477024 | MODULE | MD100m Mixed Analogue I/O Module, 8 Channels, 5 x AI & 3 x AO, Individually Isolated | CGI | CGI TECHNOLOGIES & SOLUTIONS P/L | MD100M-AIO | CURRENT
002477032 | MODULE | MD100m, SFP Transceiver, Cu, 100Base-T | CGI | CGI TECHNOLOGIES & SOLUTIONS P/L | MD100M-SFP-CE | CURRENT
002477040 | MODULE | MD100m, SFP, 1310mm, 2km, 100Base-FX | CGI | CGI TECHNOLOGIES & SOLUTIONS P/L | MD100M-SFP-FX | CURRENT
002477057 | MODULE | MD100m, SFP, 850mm, 2km, 1000Base-SX | CGI | CGI TECHNOLOGIES & SOLUTIONS P/L | MD100M-SFP-SX | PURCHASE AS REQUIRED
002477065 | MODULE | MD100m Serial Modem Module, 4G, Cat-M1/NB-IoT, LIM-505 | CGI | CGI TECHNOLOGIES & SOLUTIONS P/L | MD100M-4G CAT-M1 | CURRENT
002477073 | CONTROL,INTERFACE | MD100 Small Form Factor RTU/HMI, w/o 4G Modem, no I/O | CGI | CGI TECHNOLOGIES & SOLUTIONS P/L | MD100-1E2S-XGW | CURRENT
002474153 | RELAY,PROTECTION | FW R502, Line Diff 3 Ended, 14/25 IO Logic, 48/125VDC Pwr, 110VDC Ctrl, 1A Ph & 1A N, 110VAC Input, 4U Rack, 850nm, DNP over RS485 or 100BASEFX Ethernet | SEL | SCHWEITZER ENGINEERING LABORATORIES INC. | 0311L7JCC321325XX | CURRENT
002474161 | RELAY,PROTECTION | FW R502, Line Diff 3 Ended, 14/25 IO Logic, 48/125VDC Pwr, 110VDC Ctrl, 5A Ph & 5A N, 110VAC Input, 4U Rack, 850nm DNP over RS485 or 100BASEFX Ethernet | SEL | SCHWEITZER ENGINEERING LABORATORIES INC. | 0311L7JCC325325XX | CURRENT
002427243 | TRANSFORMER,DISTRIBUTION | Groundmount, 11kV/433-250V, 500kVA, 3Ph, 180 LV Bsh, HV & LV Air Cable Box, ONAN, Dyn11, 7 Tap Positions, JTS 02-03-01 (scm) | TYREE | TYREE INDUSTRIES PL MITTAGONG NSW | 500M4INQ-B | CURRENT
002477123 | DISCONNECTOR,HIGH VOLTAGE | 36kV 630A, PR3, Disconnector c/w Flicker Arcing Horns, NGK Dwg 69120SA1ER | NGK | NGK STANGER PTY LTD | 69120SA1ER | PURCHASE AS REQUIRED
002477131 | METER,WATTHOUR | MC11, 2 Element, 1Ph, 230V, 10-100A with Disconnection Relay, Em-lite MC11 Smart Module and LTE Cat-M1 Modem | AMS | AMS INTERNATIONAL TECHNOLOGIES PL | AMS-MC11 | CURRENT
002402643 | HARNESS,SAFETY,INDUSTRIAL | Style C, Size Medium, Full Body, Fall Arrest, Light Weight, for EWP or Working at Heights, ETS RSE01 | HEIGHDYN | HEIGHT DYNAMICS | 1161709 | PURCHASE AS REQUIRED
002402643 | HARNESS,SAFETY,INDUSTRIAL | Style C, Size Medium, Full Body, Fall Arrest, Light Weight, for EWP or Working at Heights, ETS RSE01 | 3M | 3M AUSTRALIA PTY LTD | 1161709 | PURCHASE AS REQUIRED
002477164 | COVER,ACCESS | Tall Pillar Lid, Modified to House Data Recorder (N/S), or Recorder & AFLC Filter (SE), Dwg 1087664-01 | FLOWLINE | FLOWLINE INDUSTRIES PTY LTD | ES1013 | CURRENT
002435196 | HARNESS,SAFETY,INDUSTRIAL | Style C, Size Large, Full Body, Fall Arrest, Light Weight, for EWP or Working at Heights, ETS RSE01 | HEIGHDYN | HEIGHT DYNAMICS | 1161710 | PURCHASE AS REQUIRED
002435196 | HARNESS,SAFETY,INDUSTRIAL | Style C, Size Large, Full Body, Fall Arrest, Light Weight, for EWP or Working at Heights, ETS RSE01 | 3M | 3M AUSTRALIA PTY LTD | 1161710 | PURCHASE AS REQUIRED
002477149 | HARNESS,SAFETY,INDUSTRIAL | Style C, Size S, Full Body,Fall Arrest, Light Weight, for EWP or Working at Heights, ETS RSE01 | HEIGHDYN | HEIGHT DYNAMICS | 1161708 | PURCHASE AS REQUIRED
002477149 | HARNESS,SAFETY,INDUSTRIAL | Style C, Size S, Full Body,Fall Arrest, Light Weight, for EWP or Working at Heights, ETS RSE01 | 3M | 3M AUSTRALIA PTY LTD | 1161708 | PURCHASE AS REQUIRED
002477156 | HARNESS,SAFETY,INDUSTRIAL | Style C, Size XL, Full Body,Fall Arrest Light Weight, for EWP or Working at Heights, ETS RSE01 | HEIGHDYN | HEIGHT DYNAMICS | 1161711 | PURCHASE AS REQUIRED
002477156 | HARNESS,SAFETY,INDUSTRIAL | Style C, Size XL, Full Body,Fall Arrest Light Weight, for EWP or Working at Heights, ETS RSE01 | 3M | 3M AUSTRALIA PTY LTD | 1161711 | PURCHASE AS REQUIRED
002477198 | GAUGE | Trunnion Gauge for 19.05mm Acme Threads | ACCULEC | ACCULEC PTY LTD - E18524 | T401-2265 | CURRENT
002477206 | ROLLER ASSEMBLY,TRUNNION | Bronze-Alloy & Ball-Thrust Bearing Construction, For use on Adjustable Strain Poles | ACCULEC | ACCULEC PTY LTD - E18524 | E401-2068P | CURRENT
002459246 | ANTISEIZE COMPOUND | Nickel Anti-Seize Spray, Lubricating Compound, High Temp Resistance up to 1400 Deg C, Smooth Silver Grey Film | BLKWOOD | J BLACKWOOD & SON LTD | 04657068 | CURRENT
002459246 | ANTISEIZE COMPOUND | Nickel Anti-Seize Spray, Lubricating Compound, High Temp Resistance up to 1400 Deg C, Smooth Silver Grey Film | ROCOL | ROCOL LIMITED | RY480455 | CURRENT
002459246 | ANTISEIZE COMPOUND | Nickel Anti-Seize Spray, Lubricating Compound, High Temp Resistance up to 1400 Deg C, Smooth Silver Grey Film | MMELEC | MM ELECTRICAL MERCHANDISING | CRC3197 | CURRENT
002477214 | TRANSFORMER,POWER | Groundmount, 110/11kV, 36/60MVA, 3 Ph, HV Oil, 180 LV Plug, Mineral Oil Insul, ODAF, YNd11 c/w Vacuum OLTC 27 Tap Posn, F/S Radiator, DRMCC, Reduced Sound Level | WILSON | WILSON TRANSFORMER CO. PTY LTD | Q29188E_02A | CURRENT
002428977 | HAND GUARD,HOT STICK | Non-Conductive, "Delrin", 1-1/4" Dia, (32mm) 2 Piece, suits Standard & Shotgun Operating Sticks, Orange Colour | ACCULEC | ACCULEC PTY LTD - E18524 | A30002 | CURRENT
002428977 | HAND GUARD,HOT STICK | Non-Conductive, "Delrin", 1-1/4" Dia, (32mm) 2 Piece, suits Standard & Shotgun Operating Sticks, Orange Colour | HASTINGS | HASTING DEERING PTY LTD | A30002 | CURRENT
002428993 | HAND GUARD,HOT STICK | Natural Nylon, 1-1/4" Dia, (32mm) 2 Piece, White Colour | CHANCE | CHANCE (MANUFACTURER) | C403-0799 | CURRENT
002428993 | HAND GUARD,HOT STICK | Natural Nylon, 1-1/4" Dia, (32mm) 2 Piece, White Colour | TEN | THE ENERGY NETWORK | C403-0799 | CURRENT
002477263 | PROTECTOR,DOCUMENT | Permit Wallet, A4, Yellow, Weatherproof Document Wallet | TUFFTOOL | TUFF TOOL BAGS | A4 DOCUMENT HOLDER - YELLOW | CURRENT
002477321 | ALARM,SMOKE,AUTOMATIC | Photoelectric Sensor, Mains Powered, 240V AC c/w Backup Battery & Inbuilt Siren | CLIPSAL | GERARD INDUSTRIES QLD DIVSN P/L | 755RLPSMA4 | CURRENT
002477347 | BASE,RELAY | Smoke Alarm Mounting Base, Integrated Relay, suit Automatic Smoke Alam | CLIPSAL | GERARD INDUSTRIES QLD DIVSN P/L | 755RB | CURRENT
002477289 | GLOVES,PROTECTIVE | G-Flex Dynamax C5 AirTouch Fingerless Gloves, Size 7, Polyurethane Cut Resistant Gloves, Fingerless Thumb, Fore & Index. Restricted Issue refer | ELLIOTT | ELLIOTTS AUSTRALIA PTY LTD | ELG345B7 | PURCHASE AS REQUIRED
002477297 | GLOVES,PROTECTIVE | G-Flex Dynamax C5 AirTouch Fingerless Gloves, Size 8, Polyurethane Cut Resistant Gloves, Fingerless Thumb, Fore & Index. Restricted Issue refer | ELLIOTT | ELLIOTTS AUSTRALIA PTY LTD | ELG345B8 | PURCHASE AS REQUIRED
002477305 | GLOVES,PROTECTIVE | G-Flex Dynamax C5 AirTouch Fingerless Gloves, Size 9, Polyurethane Cut Resistant Gloves, Fingerless Thumb, Fore & Index. Restricted Issue refer | ELLIOTT | ELLIOTTS AUSTRALIA PTY LTD | ELG345B9 | PURCHASE AS REQUIRED
002477313 | GLOVES,PROTECTIVE | G-Flex Dynamax C5 AirTouch Fingerless Gloves, Size 10, Polyurethane Cut Resistant Gloves, Fingerless Thumb, Fore & Index. Restricted Issue refer | ELLIOTT | ELLIOTTS AUSTRALIA PTY LTD | ELG345B10 | PURCHASE AS REQUIRED
002477354 | GLOVES,PROTECTIVE | G-Flex Dynamax C5 AirTouch Fingerless Gloves, Size 11, Polyurethane Cut Resistant Gloves, Fingerless Thumb, Fore & Index. Restricted Issue refer | ELLIOTT | ELLIOTTS AUSTRALIA PTY LTD | ELG345011FL | PURCHASE AS REQUIRED
002477354 | GLOVES,PROTECTIVE | G-Flex Dynamax C5 AirTouch Fingerless Gloves, Size 11, Polyurethane Cut Resistant Gloves, Fingerless Thumb, Fore & Index. Restricted Issue refer | ELLIOTT | ELLIOTTS AUSTRALIA PTY LTD | ELG345B11 | PURCHASE AS REQUIRED
002454189 | DYNAMOMETER,ELECTRONIC | Tension Load Cell, 1000kg Capacity, 90 x 220mm, LCD Screen, IP65 | SPECFORC | SPECIALISED FORCE | LLX1-1 | PURCHASE AS REQUIRED
002454189 | DYNAMOMETER,ELECTRONIC | Tension Load Cell, 1000kg Capacity, 90 x 220mm, LCD Screen, IP65 | SPECFORC | SPECIALISED FORCE | INDUSTRIAL-1 | PURCHASE AS REQUIRED
002477362 | MODULE | MD303 RTU CPU, 4 x SFP Ethernet, 8 x RS232/RS485 Cu Serial Ports, GPS Fitted (non-removable) | CGI | CGI TECHNOLOGIES & SOLUTIONS P/L | MD303CPU-CR | CURRENT
002477370 | MODULE | MD303 RTU CPU, 4 x SFP Ethernet, 8 x RS232/RS485 Fibre Optic Serial Ports Ports, GPS Fitted (non-removable) | CGI | CGI TECHNOLOGIES & SOLUTIONS P/L | MD303CPU-FR | PURCHASE AS REQUIRED
002477388 | RACK,ELEC EQUIP | MD303 RTU Mounting Kit | CGI | CGI TECHNOLOGIES & SOLUTIONS P/L | MD303-MK | PURCHASE AS REQUIRED
002477396 | MODULE | MD303 RTU GPS Module | CGI | CGI TECHNOLOGIES & SOLUTIONS P/L | MD303CPU-GPS | PURCHASE AS REQUIRED
002477404 | MEMORY,PORTABLE | MD303 Flash Storage, 8GB-512GB | CGI | CGI TECHNOLOGIES & SOLUTIONS P/L | CFAST 3ME3 8GB | PURCHASE AS REQUIRED
002477412 | MODULE | MD303, SFP, 850mm, 2km, 1000Base-SX | CGI | CGI TECHNOLOGIES & SOLUTIONS P/L | SFP-SX | PURCHASE AS REQUIRED
002477420 | MODULE | MD303, SFP Transceiver, Cu 10/100/100Base-T | CGI | CGI TECHNOLOGIES & SOLUTIONS P/L | SFP-CE | PURCHASE AS REQUIRED
002477438 | MODULE | MD303, SFP, 1310mm, 2km, 100Base-FX | CGI | CGI TECHNOLOGIES & SOLUTIONS P/L | SFP-FE | CURRENT
002477446 | POWER SUPPLY | MD303 E50 Module, 50W, 20-160V DC Input, Wide Range Voltage Supply | CGI | CGI TECHNOLOGIES & SOLUTIONS P/L | E50 | PURCHASE AS REQUIRED
002477453 | MODULE | MD300io-r Chassis, Sub-Rack, 19", c/w CM301 and E50 fitted, No I/O Cards Fitted | CGI | CGI TECHNOLOGIES & SOLUTIONS P/L | MD300IO-R | CURRENT
002477461 | MODULE | MD300io-r CPU Processor Module, Copper Ethernet 4 x Serial 0 RIO | CGI | CGI TECHNOLOGIES & SOLUTIONS P/L | PM302-CE4S | PURCHASE AS REQUIRED
002477479 | MODULE | MD300io-r Communications Modual | CGI | CGI TECHNOLOGIES & SOLUTIONS P/L | CM301 | PURCHASE AS REQUIRED
002477487 | MODULE | MD300io Digital Input Module, 16 Channels, Min 36.4V Activation | CGI | CGI TECHNOLOGIES & SOLUTIONS P/L | DIM302-36.4 | CURRENT
002477495 | MODULE | MD300io Digital Input Module, 16 Channels, Min 9.0V Activation | CGI | CGI TECHNOLOGIES & SOLUTIONS P/L | DIM302-9.0 | PURCHASE AS REQUIRED
002477503 | MODULE | MD300io Digital Input Module, 16 Channels, Min 3.4V Activation | CGI | CGI TECHNOLOGIES & SOLUTIONS P/L | DIM302-3.4 | PURCHASE AS REQUIRED
002477511 | MODULE | MD300io Digital /Pulsed Output Module, 8 Channels | CGI | CGI TECHNOLOGIES & SOLUTIONS P/L | DOM302 | CURRENT
002477529 | MODULE | MD300io Analogue Input Module, 8 Channels | CGI | CGI TECHNOLOGIES & SOLUTIONS P/L | AIM302 | CURRENT
002477537 | MODULE | MD300io Analogue Output Module, 4 Channels | CGI | CGI TECHNOLOGIES & SOLUTIONS P/L | AOM302 | PURCHASE AS REQUIRED
002477545 | MODULE | MD300 Termination Module, Digital Input | CGI | CGI TECHNOLOGIES & SOLUTIONS P/L | TM301-DI | CURRENT
002477552 | MODULE | MD300 Termination Module, Digital Output | CGI | CGI TECHNOLOGIES & SOLUTIONS P/L | TM301-DO | CURRENT
002477560 | MODULE | MD300 Termination Module, Analogue Input | CGI | CGI TECHNOLOGIES & SOLUTIONS P/L | TM301-AI | CURRENT
002477578 | LEAD,ELECTRICAL | Input/Output Cable, Flat Ribbon, 2m Lg | CGI | CGI TECHNOLOGIES & SOLUTIONS P/L | IORBCD-2M | CURRENT
002477586 | LEAD,ELECTRICAL | Input/Output Cable, Twisted Pairs, 2m Lg | CGI | CGI TECHNOLOGIES & SOLUTIONS P/L | IORBCA-2M | CURRENT
000104450 | LOCKING ASSEMBLY | Locking Dog | ACCULEC | ACCULEC PTY LTD - E18524 | C3030069HD | PURCHASE AS REQUIRED
000104450 | LOCKING ASSEMBLY | Locking Dog | AMPLITUD | AMPLITUDE PTY LTD - 396777 | SAE10425 | PURCHASE AS REQUIRED
000104450 | LOCKING ASSEMBLY | Locking Dog | BRITECH | BRI-TECH PTY LTD | C3030069HD | PURCHASE AS REQUIRED
002477594 | RELAY,PROTECTION | FW R502, Line Diff 3 Ended, 14/25 IO Logic, 24/48VDC Pwr, 48VDC Ctrl, 1A Ph & 1A N, 110VAC Input, 4U Rack, 850nm, DNP over RS485 or 100BASEFX Ethernet | SEL | SCHWEITZER ENGINEERING LABORATORIES INC. | 0311L7JCC221225XX | CURRENT
002477602 | RELAY,PROTECTION | FW R502, Line Diff 3 Ended, 14/25 IO Logic, 24/48VDC Pwr, 110VDC Ctrl, 1A Ph & 1A N, 110VAC Input, 4U Rack, 850nm, DNP over RS485 or 100BASEFX Ethernet | SEL | SCHWEITZER ENGINEERING LABORATORIES INC. | 0311L7JCC221325XX | CURRENT
002477610 | RELAY,PROTECTION | FW R502, Line Diff 3 Ended, 14/25 IO Logic, 48/125VDC Pwr, 48VDC Ctrl,1A Ph & 1A N, 110VAC Input, 4U Rack, 850nm, DNP over RS485 or 100BASEFX Ethernet | SEL | SCHWEITZER ENGINEERING LABORATORIES INC. | 0311L7JCC321225XX | CURRENT
002477628 | RELAY,PROTECTION | FW R502, Line Diff 3 Ended, 14/25 IO Logic, 24/48VDC Pwr, 48VDC Ctrl, 5A Ph & 5A N, 110VAC Input, 4U Rack, 850nm, DNP over RS485 or 100BASEFX Ethernet | SEL | SCHWEITZER ENGINEERING LABORATORIES INC. | 0311L7JCC225225XX | CURRENT
002477636 | RELAY,PROTECTION | FW R502, Line Diff 3 Ended, 14/25 IO Logic, 24/48VDC Pwr, 110VDC Ctrl, 5A Ph & 5A N, 110VAC Input, 4U Rack, 850nm, DNP over RS485 or 100BASEFX Ethernet | SEL | SCHWEITZER ENGINEERING LABORATORIES INC. | 0311L7JCC225325XX | CURRENT
002477644 | RELAY,PROTECTION | FW R502, Line Diff 3 Ended, 14/25 IO Logic, 48/125VDC Pwr, 48VDC Ctrl, 5A Ph & 5A N, 110VAC Input, 4U Rack, 850nm, DNP over RS485 or 100BASEFX Ethernet | SEL | SCHWEITZER ENGINEERING LABORATORIES INC. | 0311L7JCC325225XX | CURRENT
002477651 | RELAY,PROTECTION | FW R502, Line Diff 3 Ended, 14/25 IO Logic, 48/125VDC Pwr, 48VDC Ctrl, 1A Ph & 1A N, 110VAC Input, 4U Rack, 1300nm, DNP over RS485 or 100BASEFX Ethernet | SEL | SCHWEITZER ENGINEERING LABORATORIES INC. | 0311L7JDD321225XX | CURRENT
002477669 | RELAY,PROTECTION | FW R502, Line Diff 3 Ended, 14/25 IO Logic, 24/48VDC Pwr, 48VDC Ctrl, 1A Ph & 1A N, 110VAC Input, 4U Rack, 1300nm, DNP over RS485 or 100BASEFX Ethernet | SEL | SCHWEITZER ENGINEERING LABORATORIES INC. | 0311L7JDD221225XX | CURRENT
002477677 | RELAY,PROTECTION | FW R502, Line Diff 3 Ended, 14/25 IO Logic, 24/48VDC Pwr, 110VDC Ctrl, 1A Ph & 1A N, 110VAC Input, 4U Rack, 1300nm, DNP over RS485 or 100BASEFX Ethernet | SEL | SCHWEITZER ENGINEERING LABORATORIES INC. | 0311L7JDD221325XX | CURRENT
002477685 | RELAY,PROTECTION | FW R502, Line Diff 3 Ended, 14/25 IO Logic, 24/48VDC Pwr, 48VDC Ctrl, 5A Ph & 5A N, 110VAC Input, 4U Rack, 1300nm, DNP over RS485 or 100BASEFX Ethernet | SEL | SCHWEITZER ENGINEERING LABORATORIES INC. | 0311L7JDD225225XX | CURRENT
002477693 | RELAY,PROTECTION | FW R502, Line Diff 3 Ended, 14/25 IO Logic, 24/48VDC Pwr, 110VDC Ctrl, 5A Ph & 5A N, 110VAC Input, 4U Rack, 1300nm, DNP over RS485 or 100BASEFX Ethernet | SEL | SCHWEITZER ENGINEERING LABORATORIES INC. | 0311L7JDD225325XX | CURRENT
002477701 | RELAY,PROTECTION | FW R502, Line Diff 3 Ended, 14/25 IO Logic, 48/125VDC Pwr, 48VDC Ctrl, 5A Ph & 5A N, 110VAC Input, 4U Rack, 1300nm, DNP over RS485 or 100BASEFX Ethernet | SEL | SCHWEITZER ENGINEERING LABORATORIES INC. | 0311L7JDD325225XX | CURRENT
002477719 | RELAY,PROTECTION | FW R502, Line Diff 3 Ended, 14/25 IO Logic, 48/125VDC Pwr, 110VDC Ctrl, 5A Ph & 5A N, 110VAC Input, 4U Rack, 1300nm, DNP over RS485 or 100BASEFX Ethernet | SEL | SCHWEITZER ENGINEERING LABORATORIES INC. | 0311L7JDD325325XX | CURRENT
002477727 | RELAY,PROTECTION | FW R502, Line Diff 3 Ended, 14/25 IO Logic, 24/48VDC Pwr, 48VDC Ctrl, 1A Ph & 1A N, 110VAC Input, 4U Vert, 1300nm, DNP over RS485 or 100BASEFX Ethernet | SEL | SCHWEITZER ENGINEERING LABORATORIES INC. | 0311L7LDD221225XX | CURRENT
002477735 | RELAY,PROTECTION | FW R502, Line Diff 3 Ended, 14/25 IO Logic, 24/48VDC Pwr, 110VDC Ctrl, 1A Ph & 1A N, 110VAC Input, 4U Vert, 1300nm, DNP over RS485 or 100BASEFX Ethernet | SEL | SCHWEITZER ENGINEERING LABORATORIES INC. | 0311L7LDD221325XX | CURRENT
002477743 | RELAY,PROTECTION | FW R502, Line Diff 3 Ended, 14/25 IO Logic, 24/48VDC Pwr, 48VDC Ctrl, 5A Ph & 5A N, 110VAC Input, 4U Vert, 1300nm, DNP over RS485 or 100BASEFX Ethernet | SEL | SCHWEITZER ENGINEERING LABORATORIES INC. | 0311L7LDD225225XX | CURRENT
002477750 | RELAY,PROTECTION | FW R502, Line Diff 3 Ended, 14/25 IO Logic, 24/48VDC Pwr, 110VDC Ctrl, 5A Ph & 5A N, 110VAC Input, 4U Vert, 1300nm, DNP over RS485 or 100BASEFX Ethernet | SEL | SCHWEITZER ENGINEERING LABORATORIES INC. | 0311L7LDD225325XX | CURRENT
002477768 | RELAY,PROTECTION | FW R502, Line Diff 3 Ended, 14/25 IO Logic, 24/48VDC Pwr, 48VDC Ctrl, 1A Ph & 1A N, 110VAC Input, 4U Vert, 850nm, DNP over RS485 or 100BASEFX Ethernet | SEL | SCHWEITZER ENGINEERING LABORATORIES INC. | 0311L7LCC221225XX | CURRENT
002477776 | RELAY,PROTECTION | FW R502, Line Diff 3 Ended, 14/25 IO Logic, 24/48VDC Pwr, 110VDC Ctrl, 1A Ph & 1A N, 110VAC Input, 4U Vert, 850nm, DNP over RS485 or 100BASEFX Ethernet | SEL | SCHWEITZER ENGINEERING LABORATORIES INC. | 0311L7LCC221325XX | CURRENT
002477784 | RELAY,PROTECTION | FW R502, Line Diff 3 Ended, 14/25 IO Logic, 24/48VDC Pwr, 48VDC Ctrl, 5A Ph & 5A N, 110VAC Input, 4U Vert, 850nm, DNP over RS485 or 100BASEFX Ethernet | SEL | SCHWEITZER ENGINEERING LABORATORIES INC. | 0311L7LCC225225XX | CURRENT
002477792 | RELAY,PROTECTION | FW R502, Line Diff 3 Ended, 14/25 IO Logic, 24/48VDC Pwr, 110VDC Ctrl, 5A Ph & 5A N, 110VAC Input, 4U Vert, 850nm, DNP over RS485 or 100BASEFX Ethernet | SEL | SCHWEITZER ENGINEERING LABORATORIES INC. | 0311L7LCC225325XX | CURRENT
002477826 | BEND,ELECTRICAL CONDUIT | 50mm, 90 Deg, 600mm Rad, UPVC, HD, Socket to Socket, Orange, AS/NZS2053 | MMELEC | MM ELECTRICAL MERCHANDISING | CLI247L50EO | CURRENT
002477826 | BEND,ELECTRICAL CONDUIT | 50mm, 90 Deg, 600mm Rad, UPVC, HD, Socket to Socket, Orange, AS/NZS2053 | TRI UGRD | TRI UNDERGROUND AUSTRALIA PTY LTD | HDE5090600FFS | CURRENT
002477834 | COUPLING,ELECTRICAL CONDUIT | Adaptor, 50mm, HD, UPVC, Orange, Suits 50mm Flexible Orange Conduit | MMELEC | MM ELECTRICAL MERCHANDISING | CNXCONXC50HD | CURRENT
002477834 | COUPLING,ELECTRICAL CONDUIT | Adaptor, 50mm, HD, UPVC, Orange, Suits 50mm Flexible Orange Conduit | REXEL | REXEL PTY LTD | CLI242/50EO | CURRENT
002477842 | LINK,CHAIN,CONNECTING | Quick Link Maillon, Oval, 8mm, Steel, 35 kN | HEIGHDYN | HEIGHT DYNAMICS | QUICK LINK 8MM | CURRENT
002477859 | SILICA GEL | Reusable Moisture Absorber, c/w Built In Indicator That Turns From Blue to Pink, 200g | DESICCO | DESICCO P/L MOISTURE CONTROL PRODUCTS | SG200 | CURRENT
002477859 | SILICA GEL | Reusable Moisture Absorber, c/w Built In Indicator That Turns From Blue to Pink, 200g | DESICCO | DESICCO P/L MOISTURE CONTROL PRODUCTS | 487782 | CURRENT
002477867 | BRACKET,INSULATOR | Trunnion Adaptor, suits Stringing Roller to Clamp Top Type Horizontal & Vertical Insulators | PENTA | PENTA AUST (TMAC THEW & MCCANN/HYLEC) | PA22276 | CURRENT
002477867 | BRACKET,INSULATOR | Trunnion Adaptor, suits Stringing Roller to Clamp Top Type Horizontal & Vertical Insulators | HYLEC | HYLEC PTY LTD | 5908 | CURRENT
002477875 | TAPE,BARRICADE | Retracting Belt Barrier, 10m Roll, Black/Yellow | AMPLITUD | AMPLITUDE PTY LTD - 396777 | PILOT-BY | CURRENT
002477883 | SUPPORT,BARRICADE | Magnetic Wall Receiver, to be used with Retracting Belt Barrier | AMPLITUD | AMPLITUDE PTY LTD - 396777 | NMWR-HD | CURRENT
002477891 | LIGHT,WARNING | Emergency Rescue, 16 LED, Yellow, Magnetic, c/w 9 Flash Patterns | AMPLITUD | AMPLITUDE PTY LTD - 396777 | Y-LEDML-16/9 | CURRENT
002477925 | TRANSFORMER,DISTRIBUTION | Padmount, 11kV, 315 kVA, 4-Way (Sq), ONAN, DYN11, 3CR12 Cubicle, c/w ABB Safelink 2 CFCC & LV Switchboard w/ Jean Muller Switchgear, LV Monitoring, LV CTs | WILSON | WILSON TRANSFORMER CO. PTY LTD | 880-A311-11-AK | CURRENT
002477933 | TRANSFORMER,DISTRIBUTION | Padmount, 11kV, 500 kVA, 4-Way (Sq), ONAN, DYN11, 3CR12 Cubicle, c/w ABB Safelink 2 CFCC & LV Switchboard w/ Jean Muller Switchgear, LV Monitoring, LV CTs | WILSON | WILSON TRANSFORMER CO. PTY LTD | 880-A312-11-AK | CURRENT
002477941 | TRANSFORMER,DISTRIBUTION | Padmount, 11kV, 750 kVA, 4-Way (Sq), ONAN, DYN11, 3CR12 Cubicle, c/w ABB Safelink 2 CFCC & LV Switchboard w/ Jean Muller Switchgear, LV Monitoring, LV CTs | WILSON | WILSON TRANSFORMER CO. PTY LTD | 880-A313-11-AK | CURRENT
002477958 | TRANSFORMER,DISTRIBUTION | Padmount, 11kV, 1000 kVA, 4-Way (Sq), ONAN, DYN11, 3CR12 Cubicle, c/w ABB Safelink 2 CFCC & LV Switchboard w/ Jean Muller Switchgear, LV Monitoring, LV CTs | WILSON | WILSON TRANSFORMER CO. PTY LTD | 880-A314-11-AK | CURRENT
002478006 | CONTROL BOX | NOJA Control Cubicle, RC10, suits OSM310 | NOJAPWR | NOJA POWER | RC-10ES | CURRENT
002478014 | ADAPTOR | SF6 Filling & Draining Adaptor, for Schneider RL & N Series Recloser/LBS | SCHNEDER | SCHNEIDER PTY LTD | 999700065 | CURRENT
002478030 | HANDLE | Replacement Downrod Handle, suit PLP ABS | PLP AUST | PREFORMED LINE PRODUCTS (AUST) | A-A7294.01 | CURRENT
002466746 | BIT,AUGER | Impact, 18mm Dia, 600mm OAL, Steel, Ring Twist Pattern, 11mm Hex Shank, Quick Release | SPECFORC | SPECIALISED FORCE | STMSF818600 | CURRENT
002466753 | BIT,AUGER | Impact, 16mm Dia, 457mm OAL, Steel, Ring Twist Pattern, 11mm Hex Shank, Quick Release | SPECFORC | SPECIALISED FORCE | STMSF816457 | CURRENT
002466761 | BIT,AUGER | Impact, 12mm Dia, 457mm OAL, Steel, Ring Twist Pattern, 11mm Hex Shank, Quick Release | C&LTOOL | CALTCO T/A C&L TOOL CENTRE | ALPWAH120457 | CURRENT
002438935 | CLAMP | Lock Jaw, Ladder Grip, Designed to Secure Ladder to Gutter | CHARLTON | CHARLTON INNOVATION PTY LTD | LOCKJAW | CURRENT
002478048 | WHEEL,ABRASIVE | General Purpose Metal Grinding Wheel, Mild Steel, Max RPM 12250 | C&LTOOL | CALTCO T/A C&L TOOL CENTRE | FLE6012768 | CURRENT
002458701 | POLE,TELESCOPIC | Telescopic Downrod, 6m Lg, Extend to max 11.6m Lg, suit PLP ABS | PLP AUST | PREFORMED LINE PRODUCTS (AUST) | A-A10251 | CURRENT
005003044 | CIRCUIT BREAKER | 145kV, 3150A, 40kA/3sec, 110V DC Control 110V DC Motor, L4 Pollution, ETS 2009/0092/T Item 3, Alstom GL312 F1/4031 | ALSTOM | ALSTOM GRID AUSTRALIA LIMITED | CB145-OD-LT-L4-110VDCC-110VDCM | CURRENT
002466233 | CABLE,POWER,ELECTRICAL | Control, 0.6/1kV, 6C x 1.5mm2 (7/0.5) Cu/X-HF-90 Insulated/HFS-90-TP Bedded/ DBT/HFS-90-TP Sheath, 500m Wood Drum, JTS 04-05-02 | MIDLANDS | MIDLAND METALS | MMO-6X1.5 CU XHF HFS DBT HFS | CURRENT
002466241 | CABLE,POWER,ELECTRICAL | Control, 0.6/1kV, 10C x 1.5mm2 (7/0.5) Cu/X-HF-90 Insulated/HFS-90-TP Bedded/ DBT/HFS-90-TP Sheath, 500m Wood Drum, JTS 04-05-02 | MIDLANDS | MIDLAND METALS | MMO-10X1.5 CU XHF HFS DBT HFS | CURRENT
002466258 | CABLE,POWER,ELECTRICAL | Control, 0.6/1kV, 20C x 1.5mm2 (7/0.5) Cu/X-HF-90 Insulated/HFS-90-TP Bedded/ DBT/HFS-90-TP Sheath, 500m Wood Drum, JTS 04-05-02 | MIDLANDS | MIDLAND METALS | MMO-20X1.5 CU XHF HFS DBT HFS | CURRENT
002466266 | CABLE,POWER,ELECTRICAL | Control, 0.6/1kV, 4C x 2.5mm2 (7/0.67) Cu/X-HF-90 Insulated/HFS-90-TP Bedded/ DBT/HFS-90-TP Sheath, 250m Wood Drum, JTS 04-05-02 | MIDLANDS | MIDLAND METALS | MMO-4X2.5 CU XHF HFS DBT HFS | CURRENT
002466274 | CABLE,POWER,ELECTRICAL | Control, 0.6/1kV, 8C x 2.5mm2 (7/0.67) Cu/X-HF-90 Insulated/HFS-90-TP Bedded/ DBT/HFS-90-TP Sheath, 250m Wood Drum, JTS 04-05-02 | MIDLANDS | MIDLAND METALS | MMO-8X2.5 CU XHF HFS DBT HFS | CURRENT
002466282 | CABLE,POWER,ELECTRICAL | Control, 0.6/1kV, 10C x 2.5mm2 (7/0.67) Cu/X-HF-90 Insulated/HFS-90-TP Bedded/ DBT/HFS-90-TP Sheath, 500m Wood Drum, JTS 04-05-02 | MIDLANDS | MIDLAND METALS | MMO-10X2.5 CU XHF HFS DBT HFS | CURRENT
002466290 | CABLE,POWER,ELECTRICAL | Control, 0.6/1kV, 4C x 4mm2 (7/0.85) Cu/X-HF-90 Insulated/HFS-90-TP Bedded/ DBT/HFS-90-TP Sheath, 500m Wood Drum, JTS 04-05-02 | MIDLANDS | MIDLAND METALS | MMO-4X4 CU XHF HFS DBT HFS | CURRENT
002466308 | CABLE,POWER,ELECTRICAL | Control, 0.6/1kV, 8C x 4mm2 (7/0.85) Cu/X-HF-90 Insulated/HFS-90-TP Bedded/ DBT/HFS-90-TP Sheath, 500m Wood Drum, JTS 04-05-02 | MIDLANDS | MIDLAND METALS | MMO-8X4 CU XHF HFS DBT HFS | CURRENT
002466316 | CABLE,POWER,ELECTRICAL | Control, 0.6/1kV, 10C x 4mm2 (7/0.85) Cu/X-HF-90 Insulated/HFS-90-TP Bedded/ DBT/HFS-90-TP Sheath, 250m Wood Drum, JTS 04-05-02 | MIDLANDS | MIDLAND METALS | MMO-10X4 CU XHF HFS DBT HFS | CURRENT
002478063 | CLAMP,ELEC PWR CABLE,SUPPORT | Vulcan+ Type, S/Steel Gde 316L, LSFZH Polymrc Liner & Base Pad, 105 x 133 x 54mm, Trefoil Cable Range 40-46mm, Single Cable 63-84mm Dia, Fixing Bolt | IPD | IPD GROUP LIMITED | EPVRT-06 | CURRENT
002478063 | CLAMP,ELEC PWR CABLE,SUPPORT | Vulcan+ Type, S/Steel Gde 316L, LSFZH Polymrc Liner & Base Pad, 105 x 133 x 54mm, Trefoil Cable Range 40-46mm, Single Cable 63-84mm Dia, Fixing Bolt | CMI ELEC | CMI ELECTRICAL PRODUCTS GEEBUNG | EPVRT-06 | CURRENT
002439313 | MULTIMETER | Test Standard, Digital, Voltage, Resistance, Frequency, Current, Min of Cat III 600V, ETS RSE04 | RTE | RAPID-TECH EQUIPMENT PTY LTD | 289/FVF | CURRENT
002439313 | MULTIMETER | Test Standard, Digital, Voltage, Resistance, Frequency, Current, Min of Cat III 600V, ETS RSE04 | FLUKE | FLUKE CORPORATION | 289/FVF | CURRENT
002457778 | METER | Phase Rotation, Non-contact, Insulated Crocodile Clips, Min of Cat III 600V, ETS RSE04 | PACTEST | PACIFIC TEST EQUIPMENT P/L | 2132.33 | CURRENT
002457778 | METER | Phase Rotation, Non-contact, Insulated Crocodile Clips, Min of Cat III 600V, ETS RSE04 | AEMC | AEMC | MODEL 6610A | CURRENT
002439909 | FIELD PACK | Backpack, Tower Rescue Bag, Yellow | HEIGHDYN | HEIGHT DYNAMICS | VBI EN RESC BAG | CURRENT
002452639 | RESCUE KIT | for Tower c/w Fieldpack Backpack, Controlled Descent Device, Haul Trak System, Karabiner Triple Action, Rescue Cutter, Blue Kernmantle Rope, Flat | HEIGHDYN | HEIGHT DYNAMICS | HD TRK CS BAG | CURRENT
000104806 | SOCKET,SOCKET WRENCH | Socket Bolt, for Cordless Drill to drive in U/Ground Pillar D Bolts | LEGEND | LEGEND POWER SYSTEMS | D-SOCKET | CURRENT
000104806 | SOCKET,SOCKET WRENCH | Socket Bolt, for Cordless Drill to drive in U/Ground Pillar D Bolts | CABAC | CABAC (MANUFACTURER) | D-SOCKET | CURRENT
002429074 | SPREADER,LINE HOSE | Eel Spreader, for cleaning inside of line hose | TEN | THE ENERGY NETWORK | PTI-EEL | CURRENT
002461218 | STRIPPER,CABLE,HAND | Cable Sheath, Insulation & Peelable Semi-con, 16 to 58mm Dia | PENTA | PENTA AUST (TMAC THEW & MCCANN/HYLEC) | PA21214 | CURRENT
002461218 | STRIPPER,CABLE,HAND | Cable Sheath, Insulation & Peelable Semi-con, 16 to 58mm Dia | HYLEC | HYLEC PTY LTD | MF3-60 | CURRENT
002466993 | SHEATH,LINEMAN'S KNIFE | Webbing, Custom Sheath Pouch, suit Raychem Cable Jointer Lineman's Knife | BALMORAL | BALMORAL ENGINEERING | 26045 | CURRENT
002462117 | GLOVES | Inner for HV Insulating Gloves, Size XXL Nylon Shell with PU Coating | BEAVER | BEAVER BRANDS (MANUFACTURER) | NIMLTLITEBL02XL | CURRENT
002462117 | GLOVES | Inner for HV Insulating Gloves, Size XXL Nylon Shell with PU Coating | ATOMSUPP | ATOM SUPPLY | 79903025 | CURRENT
002451094 | BATTERY,NONRECHARGEABLE | AA, Heavy Duty, Lithium | ATOMSUPP | ATOM SUPPLY | E300018000 | CURRENT
002451094 | BATTERY,NONRECHARGEABLE | AA, Heavy Duty, Lithium | MMELEC | MM ELECTRICAL MERCHANDISING | EVRL91BP2T | CURRENT
002451094 | BATTERY,NONRECHARGEABLE | AA, Heavy Duty, Lithium | ATOMSUPP | ATOM SUPPLY | 95550161 | CURRENT
002451094 | BATTERY,NONRECHARGEABLE | AA, Heavy Duty, Lithium | ATOMSUPP | ATOM SUPPLY | 3433006 | CURRENT
002429652 | LIGHT,HOT LINE STICK | Litlink, Universal Switching Head with Built in LED Light | TEN | THE ENERGY NETWORK | LITLINK | PHASING
002418762 | GLOVES,PROTECTIVE | Mechanical Protection, Size 8, Rating 5 for Cut Protection, Knitted Material c/w Protective Coating on Palms & Fingers | PENTA | PENTA AUST (TMAC THEW & MCCANN/HYLEC) | PA21273 | CURRENT
002418762 | GLOVES,PROTECTIVE | Mechanical Protection, Size 8, Rating 5 for Cut Protection, Knitted Material c/w Protective Coating on Palms & Fingers | HYLEC | HYLEC PTY LTD | 80813-8 | CURRENT
002418762 | GLOVES,PROTECTIVE | Mechanical Protection, Size 8, Rating 5 for Cut Protection, Knitted Material c/w Protective Coating on Palms & Fingers | BALMORAL | BALMORAL ENGINEERING | PFLEX-8 | CURRENT
002418770 | GLOVES,PROTECTIVE | Mechanical Protection, Size 9, Rating 5 for Cut Protection, Knitted Material c/w Protective Coating on Palms & Fingers | PENTA | PENTA AUST (TMAC THEW & MCCANN/HYLEC) | PA21274 | CURRENT
002418770 | GLOVES,PROTECTIVE | Mechanical Protection, Size 9, Rating 5 for Cut Protection, Knitted Material c/w Protective Coating on Palms & Fingers | BALMORAL | BALMORAL ENGINEERING | PFLEX-9 | CURRENT
002418770 | GLOVES,PROTECTIVE | Mechanical Protection, Size 9, Rating 5 for Cut Protection, Knitted Material c/w Protective Coating on Palms & Fingers | HYLEC | HYLEC PTY LTD | 80813-9 | CURRENT
002418788 | GLOVES,PROTECTIVE | Mechanical Protection, Size 10, Rating 5 for Cut Protection, Knitted Material c/w Protective Coating on Palms & Fingers | PENTA | PENTA AUST (TMAC THEW & MCCANN/HYLEC) | PA21275 | CURRENT
002418788 | GLOVES,PROTECTIVE | Mechanical Protection, Size 10, Rating 5 for Cut Protection, Knitted Material c/w Protective Coating on Palms & Fingers | BALMORAL | BALMORAL ENGINEERING | PFLEX-10 | CURRENT
002418788 | GLOVES,PROTECTIVE | Mechanical Protection, Size 10, Rating 5 for Cut Protection, Knitted Material c/w Protective Coating on Palms & Fingers | HYLEC | HYLEC PTY LTD | 80813-10 | CURRENT
002418796 | GLOVES,PROTECTIVE | Mechanical Protection, Size 11, Rating 5 for Cut Protection, Knitted Material c/w Protective Coating on Palms & Fingers | PENTA | PENTA AUST (TMAC THEW & MCCANN/HYLEC) | PA21276 | CURRENT
002418796 | GLOVES,PROTECTIVE | Mechanical Protection, Size 11, Rating 5 for Cut Protection, Knitted Material c/w Protective Coating on Palms & Fingers | BALMORAL | BALMORAL ENGINEERING | PFLEX-11 | CURRENT
002418796 | GLOVES,PROTECTIVE | Mechanical Protection, Size 11, Rating 5 for Cut Protection, Knitted Material c/w Protective Coating on Palms & Fingers | HYLEC | HYLEC PTY LTD | 80813-11 | CURRENT
002478071 | PRINTING MACHINE,LABEL | Brady M610, Handheld, Li-ION Rechargeable Battery, 240V AC, c/w Hard Case | BRADY | BRADY AUSTRALIA | 880974 | PURCHASE AS REQUIRED
002478089 | PRINTING MACHINE,LABEL | BMP71, Portable, MAX Label Width 50.8mm, LI-ION Rechargeable, 240V AC, 200MB, USB, c/w Hard Case | BRADY | BRADY AUSTRALIA | 115158 | CURRENT
002478097 | LABEL | PTL-19-423, 25.4 x 25.4mm, Glossy Polyester | BRADY | BRADY AUSTRALIA | 18372 | CURRENT
002478105 | LABEL | PTDS-15-390, 15 x 4mm, Durasleeve Marker | BRADY | BRADY AUSTRALIA | 18684 | CURRENT
002478113 | DRILL SET, TWIST | Milwaukee, 29 Piece Kit, 2mm to 13mm, 1/4" Quick Connect, Ti, 135 Deg Split Point Tip | MILWAUKE | MILWAUKEE POWER TOOLS | 48894862 | CURRENT
002478113 | DRILL SET, TWIST | Milwaukee, 29 Piece Kit, 2mm to 13mm, 1/4" Quick Connect, Ti, 135 Deg Split Point Tip | C&LTOOL | CALTCO T/A C&L TOOL CENTRE | MILWA48894862 | CURRENT
002478121 | BLADE,RECIPROCATING SAW | Jigsaw, 77mm, High Carbon Steel, 16TPI, Suitable for Wood & PVC Applications, (P5) | MAKITA | MAKITA INDUSTRIAL POWER TOOLS | A-80400 | CURRENT
002478121 | BLADE,RECIPROCATING SAW | Jigsaw, 77mm, High Carbon Steel, 16TPI, Suitable for Wood & PVC Applications, (P5) | C&LTOOL | CALTCO T/A C&L TOOL CENTRE | MAKAT101AO/B-29 | CURRENT
002478139 | BIT,AUGER | Wood, 8mm Dia, 170mm OAL, Alloy Steel, 1/4" Hex Quick Connect | C&LTOOL | CALTCO T/A C&L TOOL CENTRE | SUTD5100800 | CURRENT
002478147 | BIT,AUGER | Wood, 10mm Dia, 190mm OAL, Alloy Steel, 1/4" Hex Quick Connect | C&LTOOL | CALTCO T/A C&L TOOL CENTRE | SUTD5101000 | CURRENT
002478154 | BIT,AUGER | Wood, 12mm Dia, 190mm OAL, Alloy Steel, 1/4" Hex Quick Connect | C&LTOOL | CALTCO T/A C&L TOOL CENTRE | SUTD5101200 | CURRENT
002478162 | BIT,SCREWDRIVER | Phillips, #2, 50mm, 1/4" Quick Connect, (P5) | MILWAUKE | MILWAUKEE POWER TOOLS | 48324602 | CURRENT
002478162 | BIT,SCREWDRIVER | Phillips, #2, 50mm, 1/4" Quick Connect, (P5) | C&LTOOL | CALTCO T/A C&L TOOL CENTRE | MILWA48324602 | CURRENT
002478170 | BIT,SCREWDRIVER | Phillips, #2, 89mm, 1/4" Quick Connect, (P5) | MILWAUKE | MILWAUKEE POWER TOOLS | 48324564 | CURRENT
002478170 | BIT,SCREWDRIVER | Phillips, #2, 89mm, 1/4" Quick Connect, (P5) | C&LTOOL | CALTCO T/A C&L TOOL CENTRE | MILWA48324564 | CURRENT
002478188 | HOLDER,SCREWDRIVER BIT,POWER TOOL | Locking, 75mm, 1/4" Hex Quick Connect | MILWAUKE | MILWAUKEE POWER TOOLS | 48324531 | CURRENT
002478188 | HOLDER,SCREWDRIVER BIT,POWER TOOL | Locking, 75mm, 1/4" Hex Quick Connect | C&LTOOL | CALTCO T/A C&L TOOL CENTRE | MILWA48324531 | CURRENT
002478196 | PULLER,FUSE | Handle, 144 x 108 x 60mm, Suits NH HRC Fuses, Sizes 00 to 3 | RSCOMP | RADIOSPARES COMPONENT PTY LTD | P215592 | CURRENT
002478196 | PULLER,FUSE | Handle, 144 x 108 x 60mm, Suits NH HRC Fuses, Sizes 00 to 3 | FERRAZ | FERRAZ SHAWMUT (MANUFACTURER) | P215592E | CURRENT
002478238 | CONNECTOR,ELECTRICAL | Cable Connector, Two Screw, Clear Insulated, 80A, suits up to 2 x 35mm2 Cable | CLIPSAL | GERARD INDUSTRIES QLD DIVSN P/L | CLI563K35 | CURRENT
002478238 | CONNECTOR,ELECTRICAL | Cable Connector, Two Screw, Clear Insulated, 80A, suits up to 2 x 35mm2 Cable | CLIPSAL | GERARD INDUSTRIES QLD DIVSN P/L | 563K35 | CURRENT
002478253 | WRENCH/DRILL,IMPACT,BATTERY | Milwaukee, M12 Fuel, 1/2" Stubby, Friction Ring, 12V, Powerstate Brushless Motor, 4-Mode Drive Control, Skin Only | MILWAUKE | MILWAUKEE POWER TOOLS | M12FIW2F120 | CURRENT
002478261 | NUT,PLAIN,HEXAGON | M20, S/Steel Gde 304, Aust Std, (scm) | HOBSON | HOBSON ENGINEERING CO PTY LTD 393904 | NH04PCM20 | CURRENT
002478279 | NUT,PLAIN,HEXAGON | M24, S/Steel Gde 304, Aust Std, (scm) | HOBSON | HOBSON ENGINEERING CO PTY LTD 393904 | NH04PCM24 | CURRENT
002478287 | CONVERTER,FREQUENCY,STATIC | 90kVA, 400V, 50Hz, 3 Ph Transmitter, Output Freq 167-1042Hz, 2 Signal Outputs to 2 Coupling Cells, Rigid or Loose Coupled EESS-10730-01-0E | MVTECH | MV TECHNOLOGY SOLUTIONS P/L | 240.106.115199 | CURRENT
002478295 | CONVERTER,FREQUENCY,STATIC | 120kVA, 400V, 50Hz, 3 Ph Transmitter, Output Freq 167-1042Hz; 2 Signal Outputs to 2 coupling Cells, Rigid or Loose Coupled EESS-10730-01-0E | MVTECH | MV TECHNOLOGY SOLUTIONS P/L | 250.106.115199 | CURRENT
002478303 | CONVERTER,FREQUENCY,STATIC | 200kVA, 400V, 50Hz, 3 Ph Transmitter, Output Freq 167-1042Hz, 2 Signal Outputs to 2 Coupling Cells, Rigid or Loose Coupled EESS-10730-01-0E | MVTECH | MV TECHNOLOGY SOLUTIONS P/L | 260.106.115199 | CURRENT
002478311 | CONVERTER,FREQUENCY,STATIC | 400kVA, 400V, 50Hz, 3 Ph Transmitter, Output Freq 167-1042Hz, 1 Signal Outputs to 1 Coupling Cells, Rigid or Loose Coupled EESS-10730-01-0E, if 3nd Output | MVTECH | MV TECHNOLOGY SOLUTIONS P/L | 280.106.115103 | CURRENT
002478329 | CELL,COUPLING | AFLC, 40kVA, 11kV, 3 Ph, Coupling Cell, Tuning Coils, Coupling Capacitors, Isolation Transformer and Surge Arresters (Where Reqd), EESS-10730-01-0E | MVTECH | MV TECHNOLOGY SOLUTIONS P/L | 300.101.115155 | CURRENT
002478337 | CELL,COUPLING | AFLC, 80kVA, 11kV, 3 Ph, Coupling Cell, Tuning Coils, Coupling Capacitors, Isolation Transformer and Surge Arresters (Where Reqd), EESS-10730-01-0E | MVTECH | MV TECHNOLOGY SOLUTIONS P/L | 300.101.115165 | CURRENT
002478386 | CAPACITOR,FIXED | 7.5kV, 260kVAr, 50Hz, 2 Bushing (2-S1), Capacitor Can, Internal Fuse, suit Energex ABB 1.2MVAr ABBACUS Capacitor Bank Stages | ABB | ABB FAN PTY LTD | HVA20025.10-X | CURRENT
002478394 | FUSE,CARTRIDGE | 12kV, 125A, HRC Type, 442mm Lg, for Protecting 1.2MVAr Capacitor Bank Stages, Set of 3 | ABB | ABB FAN PTY LTD | 1YMB711235M4612 | CURRENT
002478402 | SWITCH,PUSH | CH-A-EQ Switchgear Control Pendant, Trip Close Push Button c/w 10m Lead, use with ST-A-EQ Panel Mount Socket | PHOENIX | PHOENIX CONTACT PTY LTD | 1252018 | CURRENT
002478410 | SOCKET | ST-A-EQ Panel Mount Socket, use with CH-A-EQ Switchgear Control Pendant | PHOENIX | PHOENIX CONTACT PTY LTD | 1252016 | CURRENT
002478428 | BATTERY,STORAGE | 48V, 150Ah, Dual String, 16 x UXH75-6 VRLA, c/w Enclosed Rack, 00000015 Item 3H+E | CENTURYY | CENTURY YUASA | 341239 | CURRENT
002478501 | WIRE,ELECTRICAL | HD Flexible, 0.6/1kV, 1C x 2.5mm2 (50/0.25), PVC, Green/Yellow, 100m Plastic Spool | ELECTRA | ELECTRA CABLES (AUST) P/L (MANUFACTURER) | F1025VT | CURRENT
002478501 | WIRE,ELECTRICAL | HD Flexible, 0.6/1kV, 1C x 2.5mm2 (50/0.25), PVC, Green/Yellow, 100m Plastic Spool | HAYMANS | HAYMANS ELECTRICAL | ELCF1025-VTG-Y | CURRENT
002478535 | TERMINATION KIT,ELECTRICAL CABLE | 33kV, 120-185mm2, Single Core, Cu XLPE/ CWS/LAT/MDPE/ Cable, c/w Mechanical Lugs, O/D Termination to AS/NZS 4805.2, Pack of 1 | RAYCHEM | RAYCHEM (AUSTRALIA) PTY LTD | EPKT-EX534 | CURRENT
002478543 | TAP CHANGER,TRANSFORMER | On-load, Vacuum, +/-8 Steps, Rated 40kV 250A, for Delta Winding | WILSON | WILSON TRANSFORMER CO. PTY LTD | 851-1624P01 | PURCHASE AS REQUIRED
002478550 | SLEEVES,ELECTRICAL WORKERS | Live Line, Class 2, Rubber, Curved, Sleeve Length Extra Small (XS), 21", Red/Yellow, Complies with ASTM D1051 | BALMORAL | BALMORAL ENGINEERING | RIS2RYECXS-YT | CURRENT
002478550 | SLEEVES,ELECTRICAL WORKERS | Live Line, Class 2, Rubber, Curved, Sleeve Length Extra Small (XS), 21", Red/Yellow, Complies with ASTM D1051 | YOTSUGI | YOTSUGI CO. LTD | RIS2RYECXS-YT | CURRENT
002478576 | SLEEVES,ELECTRICAL WORKERS | Live Line, Class 4, Rubber, Curved, Sleeve Length Extra Small (XS), 21", Red/Yellow, Complies with ASTM D1051 | BALMORAL | BALMORAL ENGINEERING | RIS4RYECXS-YT | CURRENT
002478576 | SLEEVES,ELECTRICAL WORKERS | Live Line, Class 4, Rubber, Curved, Sleeve Length Extra Small (XS), 21", Red/Yellow, Complies with ASTM D1051 | YOTSUGI | YOTSUGI CO. LTD | RIS4RYECXS-YT | CURRENT
000919562 | INVERTER,SINE WAVE | REFURBISHED, PROSINE 1800W, 12V DC/240V AC, Heavy Duty Marine Rating, 7.8A Continuous AC Output Current Rating, 20A Peak AC Output Current & 2900W Max | ADVTRID | ADVANCE TRIDENT LIMITED | REFURBISHED EN806-187-CMS | CURRENT
000919563 | INVERTER,SINE WAVE | REFURBISHED, PROSINE 1800W, 24V DC/240V AC, Heavy Duty Marine Rating, 7.8A Continuous AC Output Current Rating, 20A Peak AC Output Current & 2900W Max | ADVTRID | ADVANCE TRIDENT LIMITED | REFURBISHED EN806-188-CMS | CURRENT
000920107 | INVERTER,POWER | REFURBISHED, ePOWER Inverter, 12V 400W 230VAC, to suit RCD/GPO, c/w Mounting Plate SPECIFICATION: | ADVTRID | ADVANCE TRIDENT LIMITED | REFURBISHED RCD-GPO-EP400W | CURRENT
002478667 | MODULE | Fusesaver WiFi Comms Module, c/w Trip & Close Actuators, Short-Range Wireless Transceiver, LED Fault Indicator, Rechargeable Battery, EQTS 06-07-04 | SIEMENS | SIEMENS LTD | 3AX1350-1E | CURRENT
002478675 | MODULE | AFLC 3Ph Power Module, Suits Enermet/ L&G SFU-K 203, w/o Mounting Frame & LCD Display | LANDIS | LANDIS GYR (AUST) PTY LTD | 170.199.00203 | CURRENT
002478683 | CONVERTER,FREQUENCY,STATIC | AFLC CPU Board, suits Enermet/L&G SFU-K 102, 203 503 | LANDIS | LANDIS GYR (AUST) PTY LTD | 170.196.00000 | CURRENT
002478691 | CONVERTER,FREQUENCY,STATIC | AFLC CPU Board, Suits Enermet/L&G SFU-K 303, 403 | LANDIS | LANDIS GYR (AUST) PTY LTD | 170.196.00001 | CURRENT
002478741 | TERMINATION KIT,ELECTRICAL CABLE | LV, 4C Al to OH Bundle Box + Neutral, c/w Mechanical Lugs, Breakout Boot, Heatshrinks, & Instructions | LEGEND | LEGEND POWER SYSTEMS | UGOH001-95-240EQ | CURRENT
002462513 | BANDSAW,PORTABLE | Deepcut, 1140mm Blade, 127 x 127mm Cut Capacity, 18V, Brushless Motor, Low Speed, suit all cable types & most steel section, Skin Only | MILWAUKE | MILWAUKEE POWER TOOLS | M15FBS125DO0 | CURRENT
002462513 | BANDSAW,PORTABLE | Deepcut, 1140mm Blade, 127 x 127mm Cut Capacity, 18V, Brushless Motor, Low Speed, suit all cable types & most steel section, Skin Only | MILWAUKE | MILWAUKEE POWER TOOLS | M18CBS125S-0 | CURRENT
002417772 | PROBE-LEAD ASSEMBLY,TEST | Trailing Earth Lead, Soil Probe, Storage Spool, Reel Spike c/w 15m of Lead, 4mm Banana Plug, min Cat III 600V Rated to IEC 61010, suit Voltage Meter Input | PACTEST | PACIFIC TEST EQUIPMENT P/L | PTE-015 | CURRENT
002417772 | PROBE-LEAD ASSEMBLY,TEST | Trailing Earth Lead, Soil Probe, Storage Spool, Reel Spike c/w 15m of Lead, 4mm Banana Plug, min Cat III 600V Rated to IEC 61010, suit Voltage Meter Input | AMPLITUD | AMPLITUDE PTY LTD - 396777 | ETL15SS | CURRENT
002428845 | HAND STICK,INSULATED | Gripall, Shotgun, Overall 1900 - 2000mm Lg, Stick 32mm Dia | CHANCE | CHANCE (MANUFACTURER) | C403-0292 | CURRENT
002435238 | LEAD,ELECTRICAL | Kyoritsu RCD/Loop Impedance Replacement Lead | KYORITSU | KYORITSU | 7123 | CURRENT
002478857 | RADIO SET | Handheld Portable, Tait TP9310, Orange 380-470MHz, c/w 2400mAh Li-ion Battery, Belt Clip & Whip Antenna, Programmed from Energex Frequencies | COMWIDE | COMWIDE | TP9310-HKE1-0CE3-001-10 | CURRENT
002478873 | CHARGER,BATTERY | Single Desktop, suits Tait Radio TP9 Series, c/w 240V AC Plug Pack | COMWIDE | COMWIDE | T03-00012-ABAA | CURRENT
002478865 | SPEAKER-MICROPHONE | 2W Speaker, IP67, suits Tait TP9 Series Radio, Rugged Construction, c/w HD Cable | COMWIDE | COMWIDE | T03-00045-NDAA | CURRENT
002478881 | CANTEEN,WATER | 1.5L Drink Bottle, S/Steel, Lockable Drink Lid c/w Zip Pouch & Carry Strap | ATOMSUPP | ATOM SUPPLY | 479515 | CURRENT
002478881 | CANTEEN,WATER | 1.5L Drink Bottle, S/Steel, Lockable Drink Lid c/w Zip Pouch & Carry Strap | THERMOS | THERMOS PTY LTD | FHT1500BK4AUS | CURRENT
002478899 | BLADE,RECIPROCATING SAW | Bi-Metal, Long Life, 59mm, 14 TPI, for Laminate, (P5) | MAKITA | MAKITA INDUSTRIAL POWER TOOLS | T101BIF | CURRENT
002478899 | BLADE,RECIPROCATING SAW | Bi-Metal, Long Life, 59mm, 14 TPI, for Laminate, (P5) | C&LTOOL | CALTCO T/A C&L TOOL CENTRE | MAKAT101BIF | CURRENT
002478907 | BIT,SCREWDRIVER | Flat Driver, 4 x 50mm, 1/4" Hex | C&LTOOL | CALTCO T/A C&L TOOL CENTRE | GFB020B | CURRENT
002478915 | BIT,SCREWDRIVER | Flat Driver, 6 x 100mm | C&LTOOL | CALTCO T/A C&L TOOL CENTRE | SL6 | CURRENT
002478923 | DISINFECTANT,GENERAL PURPOSE. | SaniSurface, Disinfectant Surface Spray, 750ml Trigger Spray Bottle | GECKO | GECKO CLEANTECH | 875-0007 | CURRENT
002478931 | ADAPTOR | Antenna Adaptor, SMA Female to FME Female | INTERCEL | INTERCEL PTY LTD | CONFMEFSMAF | CURRENT
002478949 | ADAPTOR | Antenna Adaptor, FME Male to SMA Male | INTERCEL | INTERCEL PTY LTD | CONSMAFME | CURRENT
002478956 | LAMP,LED | 21W, Tubular, E27 Cap, 4000K | CLS | CONNECTED LIGHT SOLUTIONS | S93150913 | CURRENT
002478964 | LAMP,LED | 21W, Tubular, E27 Cap, 3000K | CLS | CONNECTED LIGHT SOLUTIONS | S93150912 | CURRENT
000104406 | WASHER,SPRING TENSION | M8, S/Steel Gde 316 (P100) | TBP | THE BOLT PLACE | 104406 | CURRENT
000104786 | SCREW,COACH | M10 x 50mm, S/Steel Gde 316 (P100) | HOBSON | HOBSON ENGINEERING CO PTY LTD 393904 | BH16PLM100050 | CURRENT
000104787 | SCREW,COACH | M12 x 100mm, S/Steel Gde 316 (P100) | HOBSON | HOBSON ENGINEERING CO PTY LTD 393904 | BH16PLM120100 | CURRENT
000104787 | SCREW,COACH | M12 x 100mm, S/Steel Gde 316 (P100) | SEWELFRG | GREG SEWELL FORGINGS PTY LTD | 104787 | CURRENT
000104787 | SCREW,COACH | M12 x 100mm, S/Steel Gde 316 (P100) | STATEWD | STATEWIDE FSTNERS & ENG SPLS PL | CSM612100 | CURRENT
000104788 | SCREW,COACH | M16 x 130mm, S/Steel Gde 316 (P100) | HOBSON | HOBSON ENGINEERING CO PTY LTD 393904 | BH16PLM160130 | CURRENT
000104792 | SHACKLE | Bow, S/Steel Gde 316, 70kN, 16mm Bolt & Nut c/w Humpback Split Pin, Dwg 01-07-01 (P30) | SEWELFRG | GREG SEWELL FORGINGS PTY LTD | 4636 | CURRENT
000104796 | BRACE,CROSSARM | Type 650T, S/Steel Gde 316, Deburr All Edges, Dwg 01-11-02 Issue C (P10) | SEWELFRG | GREG SEWELL FORGINGS PTY LTD | M02602 | CURRENT
000104797 | BRACE,CROSSARM | Type 1000T, S/Steel Gde 316, Deburr All Edges, Dwg 01-11-02 Issue C (P10) | SEWELFRG | GREG SEWELL FORGINGS PTY LTD | 4717 | CURRENT
000104801 | NAIL PLATE | Shunt, 89 x 159mm c/w 27mm Hole, S/Steel Gde 316, Dwg 01-15-01 | SEWELFRG | GREG SEWELL FORGINGS PTY LTD | M06505 | CURRENT
001727672 | BOLT,MACHINE | M12 x 55mm, Hex, S/Steel Gde 316 c/w Hex Nut S/Steel Gde 304, Aust Std (P25) | HOBSON | HOBSON ENGINEERING CO PTY LTD 393904 | BH16PCM120055 + NH04PCM12 | CURRENT
001727687 | BOLT,MACHINE | M12 x 90mm, Hex, S/Steel Gde 316 c/w Hex Nut S/Steel Gde 304, Aust Std (P25) | TBP | THE BOLT PLACE | 1727687 | CURRENT
001727698 | BOLT,MACHINE | M10 x 50mm, Hex, S/Steel Gde 316 c/w Hex Nut S/Steel Gde 304, Aust Std (P100) | TBP | THE BOLT PLACE | 1727698 | CURRENT
001762580 | SETSCREW | M6 x 12mm, Hex, S/Steel Gde 316 c/w Hex Nut S/Steel Gde 304, Aust Std (P100) | HOBSON | HOBSON ENGINEERING CO PTY LTD 393904 | BS16PCM060012 + NH04PCM06 | CURRENT
001762602 | SETSCREW | M8 x 40mm, Hex, S/Steel Gde 316 c/w Hex Nut S/Steel Gde 304, Aust Std (P100) | TBP | THE BOLT PLACE | 1762602 | CURRENT
001762612 | SETSCREW | M10 x 40mm, Hex, S/Steel Gde 316 c/w Hex Nut S/Steel Gde 304, Aust Std (P100) | HOBSON | HOBSON ENGINEERING CO PTY LTD 393904 | XEKBS16XCM100040 | CURRENT
001762617 | SETSCREW | M10 x 60mm, Hex, S/Steel Gde 316 c/w Hex Nut S/Steel Gde 304, Aust Std (P100) | HOBSON | HOBSON ENGINEERING CO PTY LTD 393904 | XEKBS16XCM100060 | CURRENT
001762670 | SETSCREW | M14 x 70mm, Hex, S/Steel Gde 316 c/w Hex Nut S/Steel Gde 304, Aust Std (P100) | HOBSON | HOBSON ENGINEERING CO PTY LTD 393904 | BS16PCM140070 + NH04PCM14 | CURRENT
001778018 | WASHER,SPRING TENSION | Belleville, M10, S/Steel Gde 301 (P100) | TBP | THE BOLT PLACE | 1778018 | CURRENT
001778026 | WASHER,SPRING TENSION | Belleville, M12, 38mm OD, S/Steel Gde 316 (P100) | HOBSON | HOBSON ENGINEERING CO PTY LTD 393904 | XEWR16BM12038 | CURRENT
001778034 | WASHER,SPRING TENSION | Belleville, M16, S/Steel Gde 316 (P100) | TBP | THE BOLT PLACE | 1778034 | CURRENT
001779110 | WASHER,FLAT | Round, M8, 17 x 1.2mm, S/Steel Gde 316 (P100) | TBP | THE BOLT PLACE | 1779110 | CURRENT
002400001 | BOLT,MACHINE | M10 x 70mm, Hex, S/Steel Gde 316 c/w Hex Nut S/Steel Gde 304, Aust Std (P100) | TBP | THE BOLT PLACE | 2400001 | CURRENT
002400084 | SETSCREW | 3/8 x 3/4", Hex, S/Steel Gde 316, Aust Std (P100) | TBP | THE BOLT PLACE | 2400084 | CURRENT
002400087 | BOLT,MACHINE | M12 x 70mm, Hex, S/Steel Gde 316 c/w Hex Nut S/Steel Gde 304, Aust Std (P25) | TBP | THE BOLT PLACE | 2400087 | CURRENT
002400089 | BOLT,MACHINE | M10 x 60mm, Hex, S/Steel Gde 316 c/w Hex Nut S/Steel Gde 304, Aust Std (P50) | TBP | THE BOLT PLACE | 2400089 | CURRENT
002400139 | BOLT,MACHINE | M5 x 30mm, Hex, S/Steel Gde 316 c/w Hex Nut S/Steel Gde 304, Aust Std (P100) | HOBSON | HOBSON ENGINEERING CO PTY LTD 393904 | BS16PCM050030 + NH04PCM05 | CURRENT
002400140 | BOLT,MACHINE | M8 x 25mm, Hex, S/Steel Gde 316 c/w Hex Nut S/Steel Gde 304, Aust Std (P100) | HOBSON | HOBSON ENGINEERING CO PTY LTD 393904 | XEKBS16XCM080025 | CURRENT
002400141 | BOLT,MACHINE | M10 x 25mm, Hex, S/Steel Gde 316 c/w Hex Nut S/Steel Gde 304, Aust Std (P100) | HOBSON | HOBSON ENGINEERING CO PTY LTD 393904 | XEKBS16XCM100025 | CURRENT
002402958 | SETSCREW | M12 x 70mm, Hex, S/Steel Gde 316 c/w Hex Nut S/Steel Gde 304, Aust Std (P25) | TBP | THE BOLT PLACE | 2402958 | CURRENT
002406978 | WASHER,FLAT | Round, 6.35 x 15.88mm (1/4 x 5/8") S/Steel Gde 316 (P100) | TBP | THE BOLT PLACE | 2406978 | CURRENT
002407095 | PIN,INSULATOR | M24 C/200/11 x 165mm, Rolled Thread S/Steel Gde 316, Dwg 01-06-03 (P5) | SEWELFRG | GREG SEWELL FORGINGS PTY LTD | 5395 | CURRENT
002407096 | PIN,INSULATOR | M20 A/130/7 x 165mm, Rolled Thread S/Steel Gde 316, Dwg 01-06-02 | SEWELFRG | GREG SEWELL FORGINGS PTY LTD | M05883 | CURRENT
002425759 | SETSCREW | M16 x 70mm, Hex, S/Steel Gde 316 c/w Hex Nut S/Steel Gde 304, Aust Std | HOBSON | HOBSON ENGINEERING CO PTY LTD 393904 | BS16PCM160070 + NH04PCM16 | CURRENT
002439206 | WASHER,FLAT | Round, M20, S/Steel Gde 316 (P100) | HOBSON | HOBSON ENGINEERING CO PTY LTD 393904 | WR16PM20 | CURRENT
002454205 | BRACKET,MOUNTING | Mid Pole Mount, S/Steel, for Gas Insulated Enclosed Air Break | AKPOWER | AK POWER SOLUTIONS PTY LTD | GVS80938 | CURRENT
002454213 | BRACKET,MOUNTING | Top Pole Mount, S/Steel, for Gas Insulated Enclosed Air Break | AKPOWER | AK POWER SOLUTIONS PTY LTD | GSV80937 | CURRENT
002479012 | TEST SET,BATTERY | 6 to 60V DC, 3 mOhms to 3 Ohms, Backlit LCD Screen, 199 x 132 x 60.6mm, Pin Type Lead, Built-In Memory, USB Interface c/w Carry Case | HIOKI | HIOKI EE CORPORATION (MANUFACTURER) | BT3554-51 | CURRENT
002479020 | TOWELETTE,CLEANING | 99.9% Isopropyl Alcohol Wipes | MGCHEM | MG CHEMICALS (AUST) P/L (MANUFACTURER) | 824-WX25 | PURCHASE AS REQUIRED
002479020 | TOWELETTE,CLEANING | 99.9% Isopropyl Alcohol Wipes | ATOMSUPP | ATOM SUPPLY | 534725 | PURCHASE AS REQUIRED
002465722 | BAG,KIT | Rugged Carry Bag for SF6 Kit, PVC, Heavy-weight Vision Zips, Wide Flat Stitched Handles, Labelled with SF6 Response Kit | ALLENS | ALLENS INDUSTRIAL PRODUCTS PTY LTD | ES-SF6BAG | PURCHASE AS REQUIRED
002465730 | TOWEL,PAPER | Disposable Decontamination Towel, 1220 x 700 mm (P60) | ALLENS | ALLENS INDUSTRIAL PRODUCTS PTY LTD | AIPDETOWEL | PURCHASE AS REQUIRED
002465748 | STAND,SIGN | A-Frame Safety Sign, Printed with SF6 CLEAN UP IN PROGRESS, Red Text on White B/Ground | ALLENS | ALLENS INDUSTRIAL PRODUCTS PTY LTD | PSCSTM6030P | PURCHASE AS REQUIRED
002465755 | TAPE,BARRICADE | SF6 Hazard Barrier Tape, 100m Lg, 75mm W, Printed with SF6 HAZARD, Red Text on White B/Ground | ALLENS | ALLENS INDUSTRIAL PRODUCTS PTY LTD | CP2770 | PURCHASE AS REQUIRED
002465771 | COVERALLS,SAFETY,INDUSTRIAL | Disposable, Hooded Coverall, XL, Fire Retardant PPL SMS Non-woven Fabric, White c/w Orange Seams, Elasticated Face, Wrists, Waist & Ankles | ALLENS | ALLENS INDUSTRIAL PRODUCTS PTY LTD | 878028 | PURCHASE AS REQUIRED
002465805 | RESPIRATOR,AIR FILTERING | RFF4000, Full Face Respirator Mask Kit, M-L c/w Pro2000 Filter CF 32 A2B2E2K2-P3 & 3M Storage Bag | ALLENS | ALLENS INDUSTRIAL PRODUCTS PTY LTD | RFF4000SF6KIT | PURCHASE AS REQUIRED
002465813 | BAG,WASTE BIN | Contaminated Waste Disposal Bag, 450 x 720mm | ALLENS | ALLENS INDUSTRIAL PRODUCTS PTY LTD | ES-WB | PURCHASE AS REQUIRED
002465839 | SPRAYER,HAND,GENERAL PURPOSE | 5L Pressure Sprayer | ALLENS | ALLENS INDUSTRIAL PRODUCTS PTY LTD | 1907844605 | PURCHASE AS REQUIRED
002465847 | SODIUM CARBONATE | Washing Soda | ALLENS | ALLENS INDUSTRIAL PRODUCTS PTY LTD | MISC WASHING SODA | PURCHASE AS REQUIRED
002465870 | WASTE DISPOSAL,HAZMAT | SF6 Vacuum Cleaner, H Class, Numatic, HEPA Filter, 9L Capacity, Printed with SF6 Use Only c/w Hose, Dusting Brush, Short Metal & Crevice Nozzles | ALLENS | ALLENS INDUSTRIAL PRODUCTS PTY LTD | HZQ200 | PURCHASE AS REQUIRED
002465888 | CLEANING KIT | SF6 Response Clean-Up Kit c/w Carry Bag, 1 x Duct Tape, 12 x Disposable Towels, A-Frame Safety Sign, SF6 Hazard Barrier Tape, Blue Vinyl Gloves, 2 x Pr Maxichem | ALLENS | ALLENS INDUSTRIAL PRODUCTS PTY LTD | SF6 RESPONSE KIT | CURRENT
002465789 | FOOTWEAR COVERS | Disposable, Heavy Duty Overboots, SMS Fabric c/w PVC Sole, White, Elastic Top, Plastic Ties for Ankle, Waterproof | ALLENS | ALLENS INDUSTRIAL PRODUCTS PTY LTD | MG20-414WH42-46 | PURCHASE AS REQUIRED
002479061 | HAMMER,WINDOW BREAKER | Rescue and Escape Tool, 76 x 32 x 17mm, ABS Plastic and Stainless Steel, c/w Seatbelt Cutter | KEYLINE | KEY-LINE DISTRIBUTORS PTY LTD | 210009 | CURRENT
002479061 | HAMMER,WINDOW BREAKER | Rescue and Escape Tool, 76 x 32 x 17mm, ABS Plastic and Stainless Steel, c/w Seatbelt Cutter | ATOMSUPP | ATOM SUPPLY | 408270 | CURRENT
002479061 | HAMMER,WINDOW BREAKER | Rescue and Escape Tool, 76 x 32 x 17mm, ABS Plastic and Stainless Steel, c/w Seatbelt Cutter | C&LTOOL | CALTCO T/A C&L TOOL CENTRE | RESQME | CURRENT
002479079 | BATTERY,STORAGE | 48V, 150Ah, Dual String, 2 x 8 UXH75-6 VRLA, Subs Battery Bank, Item 3H | CENTURYY | CENTURY YUASA | 3I-341240 | CURRENT
002479087 | BATTERY,STORAGE | 48V, 150Ah, Dual String, 2 x 8 UXH75-6 VRLA, Subs Battery Bank, c/w Rack, Item 3H+R | CENTURYY | CENTURY YUASA | 3I+R-341241 | CURRENT
002479095 | ANALYSER,POWER QUALITY | Kit, CAT IV-600V, 1A-500/3000A, PQ45 Power Quality Data Recorder with 4G Upgrade c/w Antenna 4G 1m Cable, Rubber Holster & Strap, 4 x 500/3000A High | CHKPOWER | CHK POWER QUALITY PL | 1APQ45-S/UP-4G C/W ANT | CURRENT
002479103 | BATTERY,STORAGE | 12V, 2.0Ah, M12 Red Li-Ion, Compact, for Milwaukee Tools | C&LTOOL | CALTCO T/A C&L TOOL CENTRE | MILWAM12B2 | CURRENT
002479103 | BATTERY,STORAGE | 12V, 2.0Ah, M12 Red Li-Ion, Compact, for Milwaukee Tools | MILWAUKE | MILWAUKEE POWER TOOLS | M12B2 | CURRENT
002479137 | GUARD | Line Trimmer Guard, HDPE, Retrofit for Hylec Fibreglass Cabinet, Extension or Base, use Loctite 4471 glue or equiv | HYLEC | HYLEC PTY LTD | HYWHIPGUARD7 | CURRENT
000105038 | FUSE LINK | Barrier, LV Meter Isolating Link, suit Alstom Series 7 | IPD | IPD GROUP LIMITED | 8DB0056001 | CURRENT
002479145 | GLOVES | Flying, Nomex, FR, Touch Screen Compatible, Size 8 | FHA | FLIGHT HELMETS AUSTRALIA | AV244-2 SIZE 8 | PURCHASE AS REQUIRED
002479152 | GLOVES | Flying, Nomex, FR, Touch Screen Compatible, Size 9 | FHA | FLIGHT HELMETS AUSTRALIA | AV244-2 SIZE 9 | PURCHASE AS REQUIRED
002479160 | GLOVES | Flying, Nomex, FR, Touch Screen Compatible, Size 10 | FHA | FLIGHT HELMETS AUSTRALIA | AV244-2 SIZE 10 | PURCHASE AS REQUIRED
002479178 | GLOVES | Flying, Nomex, FR, Touch Screen Compatible, Size 11 | FHA | FLIGHT HELMETS AUSTRALIA | AV244-2 SIZE 11 | PURCHASE AS REQUIRED
002479186 | GLOVES | Flying, Nomex, FR, Touch Screen Compatible, Size 12 | FHA | FLIGHT HELMETS AUSTRALIA | AV244-2 SIZE 12 | PURCHASE AS REQUIRED
002479194 | CAP,UTILITY | Flight Helmet Skull Cap, Cotton, Size S | FHA | FLIGHT HELMETS AUSTRALIA | 95302 | PURCHASE AS REQUIRED
002479202 | CAP,UTILITY | Flight Helmet Skull Cap, Cotton, Size M | FHA | FLIGHT HELMETS AUSTRALIA | 95303 | PURCHASE AS REQUIRED
002479210 | CAP,UTILITY | Flight Helmet Skull Cap, Cotton, Size L | FHA | FLIGHT HELMETS AUSTRALIA | 95304 | PURCHASE AS REQUIRED
002479228 | CAP,UTILITY | Flight Helmet Skull Cap, Cotton, Size XL | FHA | FLIGHT HELMETS AUSTRALIA | 95305 | PURCHASE AS REQUIRED
002406020 | SEALING COMPOUND | Sikaflex 11FC, Black Adhesive to attach Site Id Digits, 300g Cartridge (scm) SPECIFICATION: MANUFACTURERS DATA: | BLKWOOD | J BLACKWOOD & SON LTD | 00351271 | CURRENT
002461127 | TAPE,PRESSURE SENSITIVE ADHESIVE | 3M VHB Double Sided, 12mm W x 32.9m Lg, 1.1mm Thk, Acrylic Adhesive, Grey, for attaching meter backing boards to asbestos meter panels only | GILBLODG | GILBERT LODGE AUSTRALIA | 3MVHBRP+110GF-12 | CURRENT
002461127 | TAPE,PRESSURE SENSITIVE ADHESIVE | 3M VHB Double Sided, 12mm W x 32.9m Lg, 1.1mm Thk, Acrylic Adhesive, Grey, for attaching meter backing boards to asbestos meter panels only | 3M | 3M AUSTRALIA PTY LTD | RP45F | CURRENT
002452829 | GRIP,ANCHOR ROD | Pulling Eye, 13 - 32mm Rods, Cast Iron, 2721kg WLL | SPECFORC | SPECIALISED FORCE | BPE-1 | CURRENT
002401349 | ANCHOR,GUY | Single Helix, 150mm Dia, Square One, High Strength 10000ft lb | TEN | THE ENERGY NETWORK | TD225-64M24 | CURRENT
002479285 | MARKER,LOCATION | Pillar Warning Pole, 1.32m Lg, 32mm Dia, PVC, Hi-Vis, Temporarily replaces Pillar D-Bolt, Rotates Freely with Pin Removed, for visual warning of overgrown Pillar | PWRTECH | POWERTECH RESOURCES | URDFP132 | CURRENT
002479301 | STRAP | Shackle Strap, 235 x 40 x 3mm, S/Steel Gde 316, for LV Shackle Contruction, Bag of 50 | SEWELFRG | GREG SEWELL FORGINGS PTY LTD | M06006 | CURRENT
002479319 | PROTECTOR,HEARING | EAR PLUG;REUSABLE,CORDED,32DB,PU,GRY,CL PROTECTOR,HEARING Ear Plugs, Reusable, C orded, 32 dB Min Rating, Class 5 (P120) | ATOMSUPP | ATOM SUPPLY | 30000521 | CURRENT
002479319 | PROTECTOR,HEARING | EAR PLUG;REUSABLE,CORDED,32DB,PU,GRY,CL PROTECTOR,HEARING Ear Plugs, Reusable, C orded, 32 dB Min Rating, Class 5 (P120) | 3M | 3M AUSTRALIA PTY LTD | P1301 | CURRENT
002479327 | PROTECTOR,HEARING | Ear Plugs, Disposable, Uncorded, 29 dB Min Rating, Class 5 (P200) | ATOMSUPP | ATOM SUPPLY | 30000613 | CURRENT
002479327 | PROTECTOR,HEARING | Ear Plugs, Disposable, Uncorded, 29 dB Min Rating, Class 5 (P200) | MOLDEX | MOLDEX-METRIC | 6604 | CURRENT
002479335 | PROTECTOR,HEARING | Ear Plugs, Reusable, Corded, 27 dB Min Rating, Class 5, c/w Storage Case (P50) | MOLDEX | MOLDEX-METRIC | 6435 | CURRENT
002479335 | PROTECTOR,HEARING | Ear Plugs, Reusable, Corded, 27 dB Min Rating, Class 5, c/w Storage Case (P50) | ATOMSUPP | ATOM SUPPLY | 483936 | CURRENT
002479343 | TEST SET,METER | Portable Test System, 3 Ph, Class 0.2, 10V to 300V, 1mA to 16A, 15VA per Phase, 273 x 247 x 178mm, 300V Cat III, for all meter types in EQL | EMH | ENERGIE-MESSTECHNIK GMBH (MANUFACTURER) | CHECKSYSTEM 2.3 | CURRENT
002479350 | TEST SET,METER | Portable Test System, 1 Ph, Class 0.2, 10V to 300V, 1mA to 120A, 60VA, 273 x 247 x 178mm, 300V Cat III, for 1Ph meter types in EQL | EMH | ENERGIE-MESSTECHNIK GMBH (MANUFACTURER) | CHECKSYSTEM 2.1 | CURRENT
002479376 | SWITCHBOARD,POWER | AC Distribution Board, 100A Auto Trans Switch, 100A Main Switch, 36 Pole Chassis, Outdoor, S/Steel, 1728 x 600 x 240mm | NHP | NHP ELECTRICAL ENGINEERING | EQL2479376 | PURCHASE AS REQUIRED
002479384 | SWITCHBOARD,POWER | AC Distribution Board, 250A Main Switch, 12 + 42 Hybrid Chassis, Indoor, 1512 x 600 x 240mm | NHP | NHP ELECTRICAL ENGINEERING | EQL2479384 | PURCHASE AS REQUIRED
002479392 | SWITCHBOARD,POWER | AC Distribution Board,Switchyard, 160A Main Switch, 30A Outlet,10A Outlet, 24 Pole Chassis, Light Switch, Outdoor, S/Steel, 1296 x 600 x 240mm | NHP | NHP ELECTRICAL ENGINEERING | EQL2479392 | CURRENT
002479400 | SWITCHBOARD,POWER | AC Distribution Board, 160A Main Switch, 36 Pole Chassis, Indoor, 1296 x 600 x 240mm | NHP | NHP ELECTRICAL ENGINEERING | EQL2479400 | PURCHASE AS REQUIRED
002479418 | SWITCHBOARD,POWER | AC Distribution Board, 250A Main Switch, 24 Ess + 24 Non-Ess Chassis, Indoor, 1728 x 600 x 240mm | NHP | NHP ELECTRICAL ENGINEERING | EQL2479418 | CURRENT
002479426 | SWITCHBOARD,POWER | AC Distribution Board, 100A Main Switch, 1Ph, 3 x 10A ELCB & 4 x 20A ELCB, Indoor, Steel Enclosure, 245 x 268 x 92mm | NHP | NHP ELECTRICAL ENGINEERING | EQL2479426 | CURRENT
002479434 | SWITCHBOARD,POWER | AC Distribution Board, 1 X 100A Main Switch, 21 Pole Load Centre, 2 x 3 Ph, 32A CB, 2 x 20A CB, 1 x 10A CB, 2 x 20A ELCB, 2 x 10A ELCB & Timer, Indoor | NHP | NHP ELECTRICAL ENGINEERING | EQL2479434 | PURCHASE AS REQUIRED
002479442 | SWITCHBOARD,POWER | Auto Transfer Switch, 400V AC, 400A AC1, 110kW AC3, c/w Main Switch, Outdoor, S/Steel, 800 x 1200 x 400mm | NHP | NHP ELECTRICAL ENGINEERING | EQL2479442 | PURCHASE AS REQUIRED
002479459 | SWITCHBOARD,POWER | AC Distribution Board, 400V AC, Local Transformer, 2 x 400A CB, 1 x 160A CB, 1 x 100A CB, 1 x 60A CB, Outdoor, S/Steel, 1200 x 800 x 400mm | NHP | NHP ELECTRICAL ENGINEERING | EQL2479459 | CURRENT
002479467 | SWITCHBOARD,POWER | AC Main Board, 400V AC, Local Transformer, 1 x 400A CB, 2 x 160A CB, 1 x 100A CB, 1 x 60A CB, Outdoor, S/Steel, 1992 x 630 x 254mm | NHP | NHP ELECTRICAL ENGINEERING | EQL2479467 | CURRENT
002479475 | SWITCHBOARD,POWER | AC Main Board, 400V AC, Local Transformer, 1 x 400A CB, 1 x 250A CB, 1 x 160A CB with Generator Connection, Outdoor, S/Steel, 1992 x 600 x 254mm | NHP | NHP ELECTRICAL ENGINEERING | EQL2479475 | PURCHASE AS REQUIRED
002479483 | SWITCHBOARD,POWER | Transfer Switch, 400V AC, 125A, Generator Connection Point, Outdoor, S/Steel, 1296 x 600 x 240mm | NHP | NHP ELECTRICAL ENGINEERING | EQL2479483 | CURRENT
002479491 | SWITCHBOARD,POWER | AC Distribution Board, 400V AC, Local Transformer, 1 x 160A CB, Outdoor, S/Steel, 864 x 600 x 240mm | NHP | NHP ELECTRICAL ENGINEERING | EQL2479491 | PURCHASE AS REQUIRED
ACT1550 | MODEM,COMMUNICATIONS | EDMI ELM400 CAT-M Modems c/w Telstra SIM Card | EDMI | EDMI PTY LTD | ELM400 | CURRENT
ACT1550 | MODEM,COMMUNICATIONS | EDMI ELM400 CAT-M Modems c/w Telstra SIM Card | ACSTREAM | ACTIVE STREAM METER PROVIDER | 222810 | CURRENT
ACT1650 | ANTENNA | EDMI-4G-SMA, Paddle Pop | EDMI | EDMI PTY LTD | ANT400 - SMA | CURRENT
ACT1650 | ANTENNA | EDMI-4G-SMA, Paddle Pop | ACSTREAM | ACTIVE STREAM METER PROVIDER | 222508 | CURRENT
002479509 | CONNECTOR ASSEMBLY,ELECTRICAL. | Bus Support, Slip/Rigid Fit, Al, 50mm Pipe to 3" Bolt Circle, Horizontal | DMCPWR | DMC POWER (MANUFACTURER) | PLKM2230D050E1 | CURRENT
002479509 | CONNECTOR ASSEMBLY,ELECTRICAL. | Bus Support, Slip/Rigid Fit, Al, 50mm Pipe to 3" Bolt Circle, Horizontal | ADAPT | ADAPT AUSTRALIA PTY LTD | PLKM2230D050E1 | CURRENT
002479517 | CONNECTOR ASSEMBLY,ELECTRICAL. | 4-Hole Pad Tee, Al, 50mm Main Run Pipe to 50mm Center Palm Pad c/w 4 x 14mm Holes | DMCPWR | DMC POWER (MANUFACTURER) | PLKM1100D050E1 | CURRENT
002479517 | CONNECTOR ASSEMBLY,ELECTRICAL. | 4-Hole Pad Tee, Al, 50mm Main Run Pipe to 50mm Center Palm Pad c/w 4 x 14mm Holes | ADAPT | ADAPT AUSTRALIA PTY LTD | PLKM1100D050E1 | CURRENT
002479525 | CONNECTOR ASSEMBLY,ELECTRICAL. | Tee, Al, 90 Deg, 50mm Main Run Pipe to 50mm Pipe Tap | DMCPWR | DMC POWER (MANUFACTURER) | PLKM1500D050050E1 | CURRENT
002479525 | CONNECTOR ASSEMBLY,ELECTRICAL. | Tee, Al, 90 Deg, 50mm Main Run Pipe to 50mm Pipe Tap | ADAPT | ADAPT AUSTRALIA PTY LTD | PLKM1500D050050E1 | CURRENT
002479533 | CONNECTOR ASSEMBLY,ELECTRICAL. | Bus to Pad Expansion Terminal, w/Guide, Al, 50mm Pipe to Center Formed 4-Hole # 5 Pad | DMCPWR | DMC POWER (MANUFACTURER) | PLKM2600D050P5 | CURRENT
002479533 | CONNECTOR ASSEMBLY,ELECTRICAL. | Bus to Pad Expansion Terminal, w/Guide, Al, 50mm Pipe to Center Formed 4-Hole # 5 Pad | ADAPT | ADAPT AUSTRALIA PTY LTD | PLKM2600D050P5 | CURRENT
002479541 | CONNECTOR ASSEMBLY,ELECTRICAL. | Bus to Pad Expansion Terminal, w/Guide, Al, 50mm Pipe to Center Formed 4-Hole # 5 Pad c/w Earth Stirrup | DMCPWR | DMC POWER (MANUFACTURER) | PLKM2692D050P5 | CURRENT
002479541 | CONNECTOR ASSEMBLY,ELECTRICAL. | Bus to Pad Expansion Terminal, w/Guide, Al, 50mm Pipe to Center Formed 4-Hole # 5 Pad c/w Earth Stirrup | ADAPT | ADAPT AUSTRALIA PTY LTD | PLKM2692D050P5 | CURRENT
002479558 | CONNECTOR ASSEMBLY,ELECTRICAL. | Elbow Coupler, Al, 90 Deg, 50mm Pipe | DMCPWR | DMC POWER (MANUFACTURER) | PLKM1400D050E4 | CURRENT
002479558 | CONNECTOR ASSEMBLY,ELECTRICAL. | Elbow Coupler, Al, 90 Deg, 50mm Pipe | ADAPT | ADAPT AUSTRALIA PTY LTD | PLKM1400D050E4 | CURRENT
002479566 | CYLINDER,LOCK | Master S3 Series, Half Fixed Cam Cyl, w/o Keys, Keyed to Master M0444/S3, Solid Brass/Zinc Diecast, Chrome Plate, suit Dorma Panic Exit Device, for C&I | CARBINE | CARBINE CYLINDERS (MANUFACTURER) | CPF-6HSCLS | CURRENT
002479566 | CYLINDER,LOCK | Master S3 Series, Half Fixed Cam Cyl, w/o Keys, Keyed to Master M0444/S3, Solid Brass/Zinc Diecast, Chrome Plate, suit Dorma Panic Exit Device, for C&I | LOCKWOOD | LOCKWOOD/ASSA ABOLY AUSTRALIA PTY LTD | LW9555-502CP | CURRENT
002479574 | COVERALLS,SAFETY,INDUSTRIAL | Disposable, Hooded, 3XL, Tyvek, Type 5 & 6, White | BLKWOOD | J BLACKWOOD & SON LTD | 5143254 | CURRENT
001766591 | ANCHOR,GUY | Double Helix, 300mm Dia, 35mm2 Hub Thread, Mid Strength 6000ft lb (P5) | TEN | THE ENERGY NETWORK | D11426-M24 | CURRENT
002423465 | BRACKET,MOUNTING | Cast Steel Stay, Dwg 944567-01 | THEWMCAN | TMAC THEW & MCCANN GROUP | SB-GS3 | CURRENT
002411551 | FRAME,HAND HACKSAW | Insulated 1000V, for use in Insulated Tool Kit : | TEN | THE ENERGY NETWORK | D72 | CURRENT
002411569 | PLIERS | 205mm, Insulated 1000V, for use in Insulated Tool Kit | TEN | THE ENERGY NETWORK | D1-200I | CURRENT
002411577 | PLIERS | 205mm, Long Nose, for use in Insulated Tool Kit | TEN | THE ENERGY NETWORK | D22D-200I | CURRENT
002411585 | PLIERS,DIAGONAL CUTTING | 185mm, Side Cutters, for use in Insulated Tool Kit | TEN | THE ENERGY NETWORK | D3-180I | CURRENT
002411593 | PLIERS,SLIP JOINT | 310mm, Multigrip, for use in Insulated Tool Kit | TEN | THE ENERGY NETWORK | D301-310 | CURRENT
002416584 | CUTTER,CABLE,HAND OPERATED | 222mm, for use in Insulated Tool Kit | TEN | THE ENERGY NETWORK | D18-220 | CURRENT
002416592 | SCREWDRIVER,CROSS TIP | 4 x 75, Insulated 1000V, for Insulated | TEN | THE ENERGY NETWORK | CRU-4X75 | CURRENT
002416600 | SCREWDRIVER,CROSS TIP | 5 x 100, Insulated 1000V, for Insulated Tool Kit (Phillips Head) | TEN | THE ENERGY NETWORK | CRU-5X100 | CURRENT
002416618 | SCREWDRIVER,CROSS TIP | 6 x 125, Insulated 1000V, for Insulated Tool Kit (Phillips Head) | TEN | THE ENERGY NETWORK | CRU-6X125 | CURRENT
002416626 | SCREWDRIVER,CROSS TIP | 8 x 150, Insulated 1000V (Phillips Head) | TEN | THE ENERGY NETWORK | CRU-8X150 | CURRENT
002436111 | SCREWDRIVER,FLAT TIP | 2.5 x 50mm, Insulated 1000V, for Insulated Tool Kit | TEN | THE ENERGY NETWORK | TB-2.5X50B | CURRENT
002416634 | SCREWDRIVER,FLAT TIP | 4 x 100, Insulated 1000V, for Insulated Tool Kit | TEN | THE ENERGY NETWORK | TB-4X100B | CURRENT
002416642 | SCREWDRIVER,FLAT TIP | 5.5 x 150, Insulated 1000V, for Insulated Tool Kit | TEN | THE ENERGY NETWORK | TB-5.5X150 | CURRENT
002416659 | SCREWDRIVER,FLAT TIP | 6.5 x 150, Insulated 1000V, for Insulated Tool Kit | TEN | THE ENERGY NETWORK | TB-6.5X150 | CURRENT
002416675 | SCREWDRIVER,FLAT TIP | 10 x 150, Insulated 1000V, for Insulated Tool Kit | TEN | THE ENERGY NETWORK | TB-10X150 | CURRENT
002416717 | WRENCH, BOX | Single Spanner, 10mm, Offset, 1000V Insulated, for Tool Kit | TEN | THE ENERGY NETWORK | D13-10 | CURRENT
002416725 | WRENCH, BOX | Single Spanner, 11mm, Offset, 1000V Insulated, for Tool Kit | TEN | THE ENERGY NETWORK | D13-11 | CURRENT
002416733 | WRENCH, BOX | Single Spanner, 12mm, Offset, 1000V Insulated, for Tool Kit | TEN | THE ENERGY NETWORK | D13-12 | CURRENT
002416741 | WRENCH, BOX | Single Spanner, 13mm, Offset, 1000V Insulated, for Tool Kit | TEN | THE ENERGY NETWORK | D13-13 | CURRENT
002416758 | WRENCH, BOX | Single Spanner, 14mm, Offset, 1000V Insulated, for Tool Kit | TEN | THE ENERGY NETWORK | D13-14 | CURRENT
002416766 | WRENCH, BOX | Single Spanner, 15mm, Offset, 1000V Insulated, for Tool Kit | TEN | THE ENERGY NETWORK | D13-15 | CURRENT
002416774 | WRENCH, BOX | Single Spanner, 16mm, Offset, 1000V Insulated, for Tool Kit | TEN | THE ENERGY NETWORK | D13-16 | CURRENT
002416782 | WRENCH, BOX | Single Spanner, 17mm, Offset, 1000V Insulated, for Tool Kit | TEN | THE ENERGY NETWORK | D13-17 | CURRENT
002416790 | WRENCH, BOX | Single Spanner, 18mm, Offset, 1000V Insulated, for Tool Kit | TEN | THE ENERGY NETWORK | D13-18 | CURRENT
002416808 | WRENCH, BOX | Single Spanner, 19mm, Offset, 1000V Insulated, for Tool Kit | TEN | THE ENERGY NETWORK | D13-19 | CURRENT
002416816 | WRENCH, OPEN END | Single Spanner, 10mm, Insulated 1000V | TEN | THE ENERGY NETWORK | D14-10 | CURRENT
002416824 | WRENCH, OPEN END | Single Spanner, 11mm, Insulated 1000V, for use in Insulated Tool Kit | TEN | THE ENERGY NETWORK | D14-11 | CURRENT
002416832 | WRENCH, OPEN END | Single Spanner, 12mm, Insulated 1000V, for use in Insulated Tool Kit | TEN | THE ENERGY NETWORK | D14-12 | CURRENT
002416840 | WRENCH, OPEN END | Single Spanner, 13mm, Insulated 1000V, for use in Insulated Tool Kit | TEN | THE ENERGY NETWORK | D14-13 | CURRENT
002416857 | WRENCH, OPEN END | Single Spanner, 14mm, Insulated 1000V, for use in Insulated Tool Kit | TEN | THE ENERGY NETWORK | D14-14 | CURRENT
002416865 | WRENCH, OPEN END | Single Spanner, 15mm, Insulated 1000V, for use in Insulated Tool Kit | TEN | THE ENERGY NETWORK | D14-15 | CURRENT
002416873 | WRENCH, OPEN END | Single Spanner, 16mm, Insulated 1000V, for use in Insulated Tool Kit | TEN | THE ENERGY NETWORK | D14-16 | CURRENT
002416881 | WRENCH, OPEN END | Single Spanner, 17mm, Insulated 1000V, for use in Insulated Tool Kit | TEN | THE ENERGY NETWORK | D14-17 | CURRENT
002416899 | WRENCH, OPEN END | Single Spanner, 18mm, Insulated 1000V, for use in Insulated Tool Kit | TEN | THE ENERGY NETWORK | D14-18 | CURRENT
002416907 | WRENCH, OPEN END | Single Spanner, 19mm, Insulated 1000V, for use in Insulated Tool Kit | TEN | THE ENERGY NETWORK | D14-19 | CURRENT
002416956 | WRENCH, ADJUSTABLE | Spanner, 250mm, for use in Insulated Tool Kit | TEN | THE ENERGY NETWORK | D19-250 | CURRENT
002416964 | KEY,SOCKET HEAD SCREW | Curve 3mm for use in Insulated Tool Kit (Allen Key) | TEN | THE ENERGY NETWORK | D62-3 | CURRENT
002416972 | SOCKET,SOCKET WRENCH | Male, 4mm for use in Insulated Tool Kit | TEN | THE ENERGY NETWORK | M250-4 | CURRENT
002416980 | SOCKET,SOCKET WRENCH | Male, 5mm for use in Insulated Tool Kit | TEN | THE ENERGY NETWORK | M250-5 | CURRENT
002416998 | SOCKET,SOCKET WRENCH | Male, 6mm for use in Insulated Tool Kit | TEN | THE ENERGY NETWORK | M250-6 | CURRENT
002417004 | SOCKET,SOCKET WRENCH | Male, 7mm for use in Insulated Tool Kit | TEN | THE ENERGY NETWORK | M250-7 | CURRENT
002417012 | SOCKET,SOCKET WRENCH | Male, 8mm for use in Insulated Tool Kit | TEN | THE ENERGY NETWORK | M250-8 | CURRENT
002417020 | SOCKET,SOCKET WRENCH | Male, 9mm for use in Insulated Tool Kit | TEN | THE ENERGY NETWORK | M250-9 | CURRENT
002417038 | SOCKET,SOCKET WRENCH | Male, 10mm for use in Insulated Tool Kit | TEN | THE ENERGY NETWORK | M250-10 | CURRENT
002416683 | WRENCH,RATCHET | Reversible 1/2" Drive Insulated 1000V for use in Insulated Tool Kit | TEN | THE ENERGY NETWORK | C250VM | CURRENT
002416691 | EXTENSION,SOCKET WRENCH | 1/2" Drive, 125mm Lg Insulated 1000V for use in Insulated Tool Kit | TEN | THE ENERGY NETWORK | R250-125 | CURRENT
002416709 | EXTENSION,SOCKET WRENCH | 1/2" Drive, 250mm Lg Insulated 1000V for use in Insulated Tool Kit | TEN | THE ENERGY NETWORK | R250-250 | CURRENT
002416915 | SOCKET,SOCKET WRENCH | 1/2", 16mm for use in Insulated Tool Kit | TEN | THE ENERGY NETWORK | D250-12P-16 | CURRENT
002416923 | SOCKET,SOCKET WRENCH | 1/2", 17mm for use in Insulated Tool Kit | TEN | THE ENERGY NETWORK | D250-17-6P | CURRENT
002416931 | SOCKET,SOCKET WRENCH | 1/2", 18mm for use in Insulated Tool Kit | TEN | THE ENERGY NETWORK | D250-18-6P | CURRENT
002416949 | SOCKET,SOCKET WRENCH | 1/2", 19mm for use in Insulated Tool Kit | TEN | THE ENERGY NETWORK | D250-19-6P | CURRENT
002436095 | SOCKET,SOCKET WRENCH | Female, 13 x 56mm, 12 Point 1/2" Drive, Insulated 1000V, for Insulated Tool Kit | TEN | THE ENERGY NETWORK | D250-13-6P | CURRENT
002436103 | WRENCH, ADJUSTABLE | Shifter, 265mm Lg, 32mm Opening, Fully Insulated 1000V, for Insulated Tool Kit | TEN | THE ENERGY NETWORK | D19-250I | CURRENT
002479582 | FRAME,HAND HACKSAW | Junior Hacksaw, 1000V Insulated, 263mm Lg, Blade Length 130mm : | PENTA | PENTA AUST (TMAC THEW & MCCANN/HYLEC) | PA23144 | CURRENT
002479582 | FRAME,HAND HACKSAW | Junior Hacksaw, 1000V Insulated, 263mm Lg, Blade Length 130mm : | SIBILLE | SIBILLE FAMECA ELECTRIC (MANUFACTURER) | MS22J | CURRENT
002479590 | TAPE,MEASURING | 1000V Insulated, Blade Length 3m, Graduations 1mm, Plastic Frame | ITL | INSULATED TOOLS LTD (MANUFACTURER) | 0185/IT/3MT | CURRENT
002479608 | WRENCH, OPEN END | Single Spanner, 7/16" Whitworth, 1000V Insulated | ITL | INSULATED TOOLS LTD (MANUFACTURER) | 220 | CURRENT
002479616 | WRENCH, OPEN END | Single Spanner, 1/2" Whitworth, 1000V Insulated | ITL | INSULATED TOOLS LTD (MANUFACTURER) | 230 | CURRENT
002479665 | WRENCH,SOCKET | T Wrench, 1/2" Square Drive, 1000V Insulated, 310mm Lg | PENTA | PENTA AUST (TMAC THEW & MCCANN/HYLEC) | PA23209 | CURRENT
002479665 | WRENCH,SOCKET | T Wrench, 1/2" Square Drive, 1000V Insulated, 310mm Lg | SIBILLE | SIBILLE FAMECA ELECTRIC (MANUFACTURER) | MS72S 310 | CURRENT
002479673 | SOCKET,SOCKET WRENCH | 1/2" Drive, 12-Point, 15mm, 1000V Insulated | PENTA | PENTA AUST (TMAC THEW & MCCANN/HYLEC) | PA23193 | CURRENT
002479673 | SOCKET,SOCKET WRENCH | 1/2" Drive, 12-Point, 15mm, 1000V Insulated | SIBILLE | SIBILLE FAMECA ELECTRIC (MANUFACTURER) | MS66L 15 | CURRENT
002479681 | PLIERS | Slip-Joint Adjustable, 250mm Lg, 1000V Insulated | PENTA | PENTA AUST (TMAC THEW & MCCANN/HYLEC) | PA23230 | CURRENT
002479681 | PLIERS | Slip-Joint Adjustable, 250mm Lg, 1000V Insulated | SIBILLE | SIBILLE FAMECA ELECTRIC (MANUFACTURER) | MS8 250 | CURRENT
002479699 | KEY,SOCKET HEAD SCREW | Male, 5mm, 90 Degree, 1000V Insulated | PENTA | PENTA AUST (TMAC THEW & MCCANN/HYLEC) | PA23147 | CURRENT
002479699 | KEY,SOCKET HEAD SCREW | Male, 5mm, 90 Degree, 1000V Insulated | SIBILLE | SIBILLE FAMECA ELECTRIC (MANUFACTURER) | MS23 05 | CURRENT
002479707 | KEY,SOCKET HEAD SCREW | Male, 6mm, 90 Degree, 1000V Insulated | PENTA | PENTA AUST (TMAC THEW & MCCANN/HYLEC) | PA23148 | CURRENT
002479707 | KEY,SOCKET HEAD SCREW | Male, 6mm, 90 Degree, 1000V Insulated | SIBILLE | SIBILLE FAMECA ELECTRIC (MANUFACTURER) | MS23 06 | CURRENT
002479624 | EXTRACTOR TOOL | Link Extractor, Male , 1/4" Whitworth, 1000V Insulated | ITL | INSULATED TOOLS LTD (MANUFACTURER) | 02360 | CURRENT
002479632 | EXTRACTOR TOOL | Link Extractor, Male , 5/16" Whitworth, 1000V Insulated | ITL | INSULATED TOOLS LTD (MANUFACTURER) | 02370 | CURRENT
002479640 | EXTRACTOR TOOL | Link Extractor, Male , 3/8" Whitworth, 1000V Insulated | ITL | INSULATED TOOLS LTD (MANUFACTURER) | 02380 | CURRENT
002479657 | EXTRACTOR TOOL | Link Extractor, Female, 3/8" BSF, 1000V Insulated | ITL | INSULATED TOOLS LTD (MANUFACTURER) | 02490 | CURRENT
002479715 | PLUG,PROTECTIVE,DUST & MOISTURE | Keyhole Plug, Plastic, for EJCo Pit Cover Lift Point (MOQ 20) | EJAUST | EJ AUSTRALIA PTY LTD | PLASPLUGRECT | CURRENT
002479723 | FIXTURE,LIGHTING | 37W RoadFlair BRP392 (L37A) 4K c/w Upcast Adaptor, Major Road, EQTS 05-01-02 (scm) | PHILIPS | PHILIPS AUSTRALIA PTY LTD | 824110136141 | CURRENT
002479731 | FIXTURE,LIGHTING | 60W RoadFlair BRP392 (L60A) 4K c/w Upcast Adaptor, Major Road, EQTS 05-01-02 (scm) | PHILIPS | PHILIPS AUSTRALIA PTY LTD | 824110136161 | CURRENT
002479749 | FIXTURE,LIGHTING | 67W RoadFlair BRP392 (L67A) 4K c/w Upcast Adaptor, Major Road, EQTS 05-01-02 (scm) | PHILIPS | PHILIPS AUSTRALIA PTY LTD | 824110136151 | CURRENT
002479756 | FIXTURE,LIGHTING | 138W RoadFlair BRP393 (L138A) 4K c/w Upcast Adaptor, Major Road, EQTS 05-01-02 (scm) | PHILIPS | PHILIPS AUSTRALIA PTY LTD | 824110136171 | CURRENT
002479764 | FIXTURE,LIGHTING | 220W RoadFlair BRP394 (L220A) 4K c/w Upcast Adaptor, Major Road, EQTS 05-01-02 (scm) | PHILIPS | PHILIPS AUSTRALIA PTY LTD | 824110136181 | CURRENT
002479772 | FIXTURE,LIGHTING | 204W RoadFlair BRP394 (L204A) 4K c/w Upcast Adaptor, Major Road, EQTS 05-01-02 (scm) | PHILIPS | PHILIPS AUSTRALIA PTY LTD | 824110136191 | CURRENT
002479780 | FIXTURE,LIGHTING | 38W RoadFlair BRP392 (L37A) 3K c/w Upcast Adaptor, Major Road, EQTS 05-01-02 (scm) | PHILIPS | PHILIPS AUSTRALIA PTY LTD | 824110136201 | CURRENT
002479798 | FIXTURE,LIGHTING | 61W RoadFlair BRP392 (L60A) 3K c/w Upcast Adaptor, Major Road, EQTS 05-01-02 (scm) | PHILIPS | PHILIPS AUSTRALIA PTY LTD | 824110136221 | CURRENT
002479806 | FIXTURE,LIGHTING | 70W RoadFlair BRP392 (L67A) 3K c/w Upcast Adaptor, Major Road, EQTS 05-01-02 (scm) | PHILIPS | PHILIPS AUSTRALIA PTY LTD | 824110136211 | CURRENT
002479814 | FIXTURE,LIGHTING | 143W RoadFlair BRP393 (L138A) 3K c/w Upcast Adaptor, Major Road, EQTS 05-01-02 (scm) | PHILIPS | PHILIPS AUSTRALIA PTY LTD | 824110136231 | CURRENT
002479822 | FIXTURE,LIGHTING | 210W RoadFlair BRP393 (L204A) 3K c/w Upcast Adaptor, Major Road, EQTS 05-01-02 (scm) | PHILIPS | PHILIPS AUSTRALIA PTY LTD | 824110136251 | CURRENT
002479830 | FIXTURE,LIGHTING | 225W RoadFlair BRP394 (L220A) 3K c/w Upcast Adaptor, Major Road, EQTS 05-01-02 (scm) | PHILIPS | PHILIPS AUSTRALIA PTY LTD | 824110136241 | CURRENT
002479848 | FIXTURE,LIGHTING | 70W Tango G4 LED Flood, Watchman, 4K Symmetrical Wide Beam, c/w 1.5m Lead, EQTS 05-01-02 (scm) | PHILIPS | PHILIPS AUSTRALIA PTY LTD | 824110137931 | CURRENT
002479855 | FIXTURE,LIGHTING | 100W Tango G4 LED Flood, Watchman, 4K Symmetrical Wide Beam, c/w 1.5m Lead, EQTS 05-01-02 (scm) | PHILIPS | PHILIPS AUSTRALIA PTY LTD | 824110137941 | CURRENT
002479863 | FIXTURE,LIGHTING | 200W Tango G4 LED Flood, Watchman, 4K Symmetrical Wide Beam, c/w 1.5m Lead, EQTS 05-01-02 (scm) | PHILIPS | PHILIPS AUSTRALIA PTY LTD | 824110137951 | CURRENT
002479871 | FIXTURE,LIGHTING | 100W Tango G4 LED Flood, Pedestrian Crossing, 4K Asymmetrical Medium Beam, EQTS 05-01-02 (scm) | PHILIPS | PHILIPS AUSTRALIA PTY LTD | 824110137961 | CURRENT
002479889 | FIXTURE,LIGHTING | 200W Tango G4 LED Flood, Pedestrian Crossing, 4K Asymmetrical Medium Beam, EQTS 05-01-02 (scm) | PHILIPS | PHILIPS AUSTRALIA PTY LTD | 824110137971 | CURRENT
002479897 | FIXTURE,LIGHTING | 200W Tango G4 LED Flood, Pedestrian Crossing, 3K Asymmetrical Medium Beam, EQTS 05-01-02 (scm) | PHILIPS | PHILIPS AUSTRALIA PTY LTD | 824110137981 | CURRENT
ACT1750 | CABLE ASSY,RADIO FREQUENCY | Y-Cable, UL2464 8c/4c with JWT Connector, 1m | EDMI | EDMI PTY LTD | CAB2020W06A | CURRENT
ACT1750 | CABLE ASSY,RADIO FREQUENCY | Y-Cable, UL2464 8c/4c with JWT Connector, 1m | ACSTREAM | ACTIVE STREAM METER PROVIDER | 7000042 | CURRENT
002480028 | SWITCHBOARD,POWER | LV Indoor, 750(750)kVA, ACB Std, Sentron 3WL, ETU45B, AFPS VAMP 221, 1600A TX ACB 42kA/1Sec, 4 x 630A SF, Mob Gen Conn & 1600A ACB, Metal Encl, Dual Top/Bottom | WEBER | WEBER SOUTH PACIFIC PTY LTD | MF115123-EQ01 | PURCHASE AS REQUIRED
002480036 | SWITCHBOARD,POWER | LV Indoor, 750(750)kVA, ACB Upgde, Sentron 3WL, ETU76B c/w COM35 Module, AFPS VAMP 221, 1600A TX ACB 42kA/1Sec, 4 x 630A SF, Mob Gen Conn & 1600A ACB, | WEBER | WEBER SOUTH PACIFIC PTY LTD | MF115123-EQ02 | PURCHASE AS REQUIRED
002480044 | SWITCHBOARD,POWER | LV Indoor, 750(750)kVA, ACB Std, Sentron 3WL, ETU45B, AFPS VAMP 221, 1600A TX ACB 42kA/1Sec, 4 x 630A SF, Mob Gen Conn, 2 x SF Spare Slots, Metal Encl, Dual | WEBER | WEBER SOUTH PACIFIC PTY LTD | MF115123-EQ03 | PURCHASE AS REQUIRED
002480051 | SWITCHBOARD,POWER | LV Indoor, 750(750)kVA, ACB Upgde, Sentron 3WL, ETU76B c/w COM35 Module, AFPS VAMP 221, 1600A TX ACB 42kA/1Sec, 4 x 630A SF, Mob Gen Conn, 2 x SF Spare | WEBER | WEBER SOUTH PACIFIC PTY LTD | MF115123-EQ04 | PURCHASE AS REQUIRED
002480069 | SWITCHBOARD,POWER | LV Indoor, 750(500)kVA, ACB Std, Sentron 3WL, ETU45B, AFPS VAMP 221, 1600A TX ACB 42kA/1Sec, 4 x 630A SF, Mob Gen Conn, 2 x SF Spare Slots, Metal Encl, Dual | WEBER | WEBER SOUTH PACIFIC PTY LTD | MF115123-EQ05 | PURCHASE AS REQUIRED
002480077 | SWITCHBOARD,POWER | LV Indoor, 750(500)kVA, ACB Upgde, Sentron 3WL, ETU76B c/w COM35 Module, AFPS VAMP 221, 1600A TX ACB 42kA/1Sec, 4 x 630A SF, Mob Gen Conn, 2 x SF Spare | WEBER | WEBER SOUTH PACIFIC PTY LTD | MF115123-EQ06 | PURCHASE AS REQUIRED
002480085 | SWITCHBOARD,POWER | LV Indoor, 750(315)kVA, ACB Std, Sentron 3WL, ETU45B, AFPS VAMP 221, 1600A TX ACB 42kA/1Sec, 4 x 630A SF, Mob Gen Conn, 2 x SF Spare Slots, Metal Encl, Dual | WEBER | WEBER SOUTH PACIFIC PTY LTD | MF115123-EQ07 | PURCHASE AS REQUIRED
002480093 | SWITCHBOARD,POWER | LV Indoor, 750(315)kVA, ACB Upgde, Sentron 3WL, ETU76B c/w COM35 Module, AFPS VAMP 221, 1600A TX ACB 42kA/1Sec, 4 x 630A SF, Mob Gen Conn, 2 x SF Spare | WEBER | WEBER SOUTH PACIFIC PTY LTD | MF115123-EQ08 | PURCHASE AS REQUIRED
002480101 | SWITCHBOARD,POWER | LV Indoor, 1500(1500)kVA, ACB Std, Sentron 3WL, ETU45B, AFPS VAMP 221, 3200A TX ACB 65kA/1Sec, 4 x 630A SF, Mob Gen Conn & 3200A ACB, Metal Encl, | WEBER | WEBER SOUTH PACIFIC PTY LTD | MF135243-EQ01 | PURCHASE AS REQUIRED
002480119 | SWITCHBOARD,POWER | LV Indoor, 1500(1500)kVA, ACB Upgde, Sentron 3WL, ETU76B c/w COM35 Module, AFPS VAMP 221, 3200A TX ACB 65kA/1Sec, 4 x 630A SF, Mob Gen Conn & 3200A ACB, | WEBER | WEBER SOUTH PACIFIC PTY LTD | MF135243-EQ02 | PURCHASE AS REQUIRED
002480127 | SWITCHBOARD,POWER | LV Indoor, 1500(1000)kVA, ACB Std, Sentron 3WL, ETU45B, AFPS VAMP 221, 3200A TX ACB 65kA/1Sec, 4 x 630A SF, Mob Gen Conn & 3200A ACB, Metal Encl, | WEBER | WEBER SOUTH PACIFIC PTY LTD | MF135243-EQ03 | PURCHASE AS REQUIRED
002480135 | SWITCHBOARD,POWER | LV Indoor, 1500(1000)kVA, ACB Upgde, Sentron 3WL, ETU76B c/w COM35 Module, AFPS VAMP 221, 3200A TX ACB 65kA/1Sec, 4 x 630A SF, Mob Gen Conn & 3200A ACB, | WEBER | WEBER SOUTH PACIFIC PTY LTD | MF135243-EQ04 | PURCHASE AS REQUIRED
002480143 | SWITCHBOARD,POWER | LV Indoor, 1500(750)kVA, ACB Std, Sentron 3WL, ETU45B, AFPS VAMP 221, 3200A TX ACB 65kA/1Sec, 4 x 630A SF, Mob Gen Conn & 3200A ACB, Metal Encl, | WEBER | WEBER SOUTH PACIFIC PTY LTD | MF135243-EQ05 | PURCHASE AS REQUIRED
002480150 | SWITCHBOARD,POWER | LV Indoor, 1500(750)kVA, ACB Upgde, Sentron 3WL, ETU76B c/w COM35 Module, AFPS VAMP 221, 3200A TX ACB 65kA/1Sec, 4 x 630A SF, Mob Gen Conn & 3200A ACB, | WEBER | WEBER SOUTH PACIFIC PTY LTD | MF135243-EQ06 | PURCHASE AS REQUIRED
002480168 | SWITCHBOARD,POWER | LV Indoor, 1500(500)kVA, ACB Std, Sentron 3WL, ETU45B, AFPS VAMP 221, 3200A TX ACB 65kA/1Sec, 4 x 630A SF, Mob Gen Conn & 3200A ACB, Metal Encl, | WEBER | WEBER SOUTH PACIFIC PTY LTD | MF135243-EQ07 | PURCHASE AS REQUIRED
002480176 | SWITCHBOARD,POWER | LV Indoor, 1500(500)kVA, ACB Upgde, Sentron 3WL, ETU76B c/w COM35 Module, AFPS VAMP 221, 3200A TX ACB 65kA/1Sec, 4 x 630A SF, Mob Gen Conn & 3200A ACB, | WEBER | WEBER SOUTH PACIFIC PTY LTD | MF135243-EQ08 | PURCHASE AS REQUIRED
002480184 | SWITCHBOARD,POWER | LV Indoor, 1500(315)kVA, ACB Std, Sentron 3WL, ETU45B, AFPS VAMP 221, 3200A TX ACB 65kA/1Sec, 4 x 630A SF, Mob Gen Conn & 3200A ACB, Metal Encl, | WEBER | WEBER SOUTH PACIFIC PTY LTD | MF135243-EQ09 | PURCHASE AS REQUIRED
002480192 | SWITCHBOARD,POWER | LV Indoor, 1500(315)kVA, ACB Upgde, Sentron 3WL, ETU76B c/w COM35 Module, AFPS VAMP 221, 3200A TX ACB 65kA/1Sec, 4 x 630A SF, Mob Gen Conn & 3200A ACB, | WEBER | WEBER SOUTH PACIFIC PTY LTD | MF135243-EQ10 | PURCHASE AS REQUIRED
002480200 | SWITCHBOARD,POWER | LV Indoor, TX Isolator, 1500(1500)kVA, ACB Std, Sentron 3WL, ETU45B, AFPS VAMP 221, 3200A TX ACB 65kA/1Sec, Mob Gen Conn, Direct Busbar Connect, Metal Encl, | WEBER | WEBER SOUTH PACIFIC PTY LTD | MF001243-EQ01 | PURCHASE AS REQUIRED
002480218 | SWITCHBOARD,POWER | LV Indoor, TX Isolator, 1500(1500)kVA, ACB Upgde, Sentron 3WL, ETU76B c/w COM35 Module, AFPS VAMP 221, 3200A TX ACB 65kA/1Sec, Mob Gen Conn, Direct Busbar | WEBER | WEBER SOUTH PACIFIC PTY LTD | MF001243-EQ02 | PURCHASE AS REQUIRED
002480226 | SWITCHBOARD,POWER | LV Indoor, TX Isolator, 1500(1000)kVA, ACB Std, Sentron 3WL, ETU45B, AFPS VAMP 221, 3200A TX ACB 65kA/1Sec, Mob Gen Conn, Direct Busbar Connect, Metal Encl, | WEBER | WEBER SOUTH PACIFIC PTY LTD | MF001243-EQ03 | PURCHASE AS REQUIRED
002480234 | SWITCHBOARD,POWER | LV Indoor, TX Isolator, 1500(1000)kVA, ACB Upgde, Sentron 3WL, ETU76B c/w COM35 Module, AFPS VAMP 221, 3200A TX ACB 65kA/1Sec, Mob Gen Conn, Direct Busbar | WEBER | WEBER SOUTH PACIFIC PTY LTD | MF001243-EQ04 | PURCHASE AS REQUIRED
002480242 | SWITCHBOARD,POWER | LV Indoor, TX Isolator, 1500(750)kVA, ACB Std, Sentron 3WL, ETU45B, AFPS VAMP 221, 3200A TX ACB 65kA/1Sec, Mob Gen Conn, Direct Busbar Connect, Metal Encl, | WEBER | WEBER SOUTH PACIFIC PTY LTD | MF001243-EQ05 | PURCHASE AS REQUIRED
002480259 | SWITCHBOARD,POWER | LV Indoor, TX Isolator, 1500(750)kVA, ACB Upgde, Sentron 3WL, ETU76B c/w COM35 Module, AFPS VAMP 221, 3200A TX ACB 65kA/1Sec, Mob Gen Conn, Direct Busbar | WEBER | WEBER SOUTH PACIFIC PTY LTD | MF001243-EQ06 | PURCHASE AS REQUIRED
002480267 | SWITCHBOARD,POWER | LV Indoor, TX Isolator, 1500(500)kVA, ACB Std, Sentron 3WL, ETU45B, AFPS VAMP 221, 3200A TX ACB 65kA/1Sec, Mob Gen Conn, Direct Busbar Connect, Metal Encl, | WEBER | WEBER SOUTH PACIFIC PTY LTD | MF001243-EQ07 | PURCHASE AS REQUIRED
002480275 | SWITCHBOARD,POWER | LV Indoor, TX Isolator, 1500(500)kVA, ACB Upgde, Sentron 3WL, ETU76B c/w COM35 Module, AFPS VAMP 221, 3200A TX ACB 65kA/1Sec, Mob Gen Conn, Direct Busbar | WEBER | WEBER SOUTH PACIFIC PTY LTD | MF001243-EQ08 | PURCHASE AS REQUIRED
002480283 | SWITCHBOARD,POWER | LV Indoor, TX Isolator, 1500(315)kVA, ACB Std, Sentron 3WL, ETU45B, AFPS VAMP 221, 3200A TX ACB 65kA/1Sec, Mob Gen Conn, Direct Busbar Connect, Metal Encl, | WEBER | WEBER SOUTH PACIFIC PTY LTD | MF001243-EQ09 | PURCHASE AS REQUIRED
002480291 | SWITCHBOARD,POWER | LV Indoor, TX Isolator, 1500(315)kVA, ACB Upgde, Sentron 3WL, ETU76B c/w COM35 Module, AFPS VAMP 221, 3200A TX ACB 65kA/1Sec, Mob Gen Conn, Direct Busbar | WEBER | WEBER SOUTH PACIFIC PTY LTD | MF001243-EQ10 | PURCHASE AS REQUIRED
002480309 | ENCLOSURE | LV Outdoor Cubicle & Base, Weatherproof, 2105 x 1000 x 1920mm, Steel Base, Trench Cover, Bottom Entry/Exit, suit LV Board for 1000-1500kVA GT, Dwg ES002083-01 | WEBER | WEBER SOUTH PACIFIC PTY LTD | ES0258021001 | PURCHASE AS REQUIRED
002480317 | SWITCHBOARD,POWER | LV Outdoor, 1500(1500)kVA, ACB Std, Sentron 3WL, ETU45B, AFPS VAMP 221, 3200A TX ACB 65kA/1Sec, 4 x 630A SF (1 x Provisional SF Slot) Mob Gen Conn & | WEBER | WEBER SOUTH PACIFIC PTY LTD | VC540240-S301 | PURCHASE AS REQUIRED
002480325 | SWITCHBOARD,POWER | LV Outdoor, 1500(1500)kVA, ACB Upgde, Sentron 3WL, ETU76B c/w COM35 Module, AFPS VAMP 221, 3200A TX ACB 65kA/1Sec, 4 x 630A SF (1 x Provisional SF Slot) | WEBER | WEBER SOUTH PACIFIC PTY LTD | VC540240-S302 | PURCHASE AS REQUIRED
002480333 | SWITCHBOARD,POWER | LV Outdoor, 1500(1000)kVA, ACB Std, Sentron 3WL, ETU45B, AFPS VAMP 221, 3200A TX ACB 65kA/1Sec, 4 x 630A SF (1 x Provisional SF Slot) Mob Gen Conn & | WEBER | WEBER SOUTH PACIFIC PTY LTD | VC540240-S303 | PURCHASE AS REQUIRED
002480341 | SWITCHBOARD,POWER | LV Outdoor, 1500(1000)kVA, ACB Upgde, Sentron 3WL, ETU76B c/w COM35 Module, AFPS VAMP 221, 3200A TX ACB 65kA/1Sec, 4 x 630A SF (1 x Provisional SF Slot) | WEBER | WEBER SOUTH PACIFIC PTY LTD | VC540240-S304 | PURCHASE AS REQUIRED
002480358 | SWITCHBOARD,POWER | LV Outdoor, 1500(750)kVA, ACB Std, Sentron 3WL, ETU45B, AFPS VAMP 221, 3200A TX ACB 65kA/1Sec, 4 x 630A SF (1 x Provisional SF Slot) Mob Gen Conn & | WEBER | WEBER SOUTH PACIFIC PTY LTD | VC540240-S305 | PURCHASE AS REQUIRED
002480366 | SWITCHBOARD,POWER | LV Outdoor, 1500(750)kVA, ACB Upgde, Sentron 3WL, ETU76B c/w COM35 Module, AFPS VAMP 221, 3200A TX ACB 65kA/1Sec, 4 x 630A SF (1 x Provisional SF Slot) | WEBER | WEBER SOUTH PACIFIC PTY LTD | VC540240-S306 | PURCHASE AS REQUIRED
002480374 | SWITCHBOARD,POWER | LV Outdoor, 1500(500)kVA, ACB Std, Sentron 3WL, ETU45B, AFPS VAMP 221, 3200A TX ACB 65kA/1Sec, 4 x 630A SF (1 x Provisional SF Slot) Mob Gen Conn & | WEBER | WEBER SOUTH PACIFIC PTY LTD | VC540240-S307 | PURCHASE AS REQUIRED
002480382 | SWITCHBOARD,POWER | LV Outdoor, 1500(500)kVA, ACB Upgde, Sentron 3WL, ETU76B c/w COM35 Module, AFPS VAMP 221, 3200A TX ACB 65kA/1Sec, 4 x 630A SF (1 x Provisional SF Slot) | WEBER | WEBER SOUTH PACIFIC PTY LTD | VC540240-S308 | PURCHASE AS REQUIRED
002480390 | SWITCHBOARD,POWER | LV Outdoor, 1500(315)kVA, ACB Std, Sentron 3WL, ETU45B, AFPS VAMP 221, 3200A TX ACB 65kA/1Sec, 4 x 630A SF (1 x Provisional SF Slot) Mob Gen Conn & | WEBER | WEBER SOUTH PACIFIC PTY LTD | VC540240-S309 | PURCHASE AS REQUIRED
002480408 | SWITCHBOARD,POWER | LV Outdoor, 1500(315)kVA, ACB Upgde, Sentron 3WL, ETU76B c/w COM35 Module, AFPS VAMP 221, 3200A TX ACB 65kA/1Sec, 4 x 630A SF (1 x Provisional SF Slot) | WEBER | WEBER SOUTH PACIFIC PTY LTD | VC540240-S310 | PURCHASE AS REQUIRED
002480416 | SWITCHBOARD,POWER | LV Outdoor, 1500(1500)kVA, ACB Std, Sentron 3WL, ETU45B, AFPS VAMP 221, 3200A TX ACB 65kA/1Sec, 4 x 630A SF (1 x Provisional SF Slot) Mob Gen Conn & | WEBER | WEBER SOUTH PACIFIC PTY LTD | VC540240-S311 | PURCHASE AS REQUIRED
002480424 | SWITCHBOARD,POWER | LV Outdoor, 1500(1500)kVA, ACB Upgde, Sentron 3WL, ETU76B c/w COM35 Module, AFPS VAMP 221, 3200A TX ACB 65kA/1Sec, 4 x 630A SF (1 x Provisional SF Slot) | WEBER | WEBER SOUTH PACIFIC PTY LTD | VC540240-S312 | PURCHASE AS REQUIRED
002480432 | SWITCHBOARD,POWER | LV Outdoor, 1500(1000)kVA, ACB Std, Sentron 3WL, ETU45B, AFPS VAMP 221, 3200A TX ACB 65kA/1Sec, 4 x 630A SF (1 x Provisional SF Slot) Mob Gen Conn & | WEBER | WEBER SOUTH PACIFIC PTY LTD | VC540240-S313 | PURCHASE AS REQUIRED
002480440 | SWITCHBOARD,POWER | LV Outdoor, 1500(1000)kVA, ACB Upgde, Sentron 3WL, ETU76B c/w COM35 Module, AFPS VAMP 221, 3200A TX ACB 65kA/1Sec, 4 x 630A SF (1 x Provisional SF Slot) | WEBER | WEBER SOUTH PACIFIC PTY LTD | VC540240-S314 | PURCHASE AS REQUIRED
002480457 | SWITCHBOARD,POWER | LV Outdoor, 1500(750)kVA, ACB Std, Sentron 3WL, ETU45B, AFPS VAMP 221, 3200A TX ACB 65kA/1Sec, 4 x 630A SF (1 x Provisional SF Slot) Mob Gen Conn & | WEBER | WEBER SOUTH PACIFIC PTY LTD | VC540240-S315 | PURCHASE AS REQUIRED
002480465 | SWITCHBOARD,POWER | LV Outdoor, 1500(750)kVA, ACB Upgde, Sentron 3WL, ETU76B c/w COM35 Module, AFPS VAMP 221, 3200A TX ACB 65kA/1Sec, 4 x 630A SF (1 x Provisional SF Slot) | WEBER | WEBER SOUTH PACIFIC PTY LTD | VC540240-S316 | PURCHASE AS REQUIRED
002480473 | SWITCHBOARD,POWER | LV Outdoor, 1500(500)kVA, ACB Std, Sentron 3WL, ETU45B, AFPS VAMP 221, 3200A TX ACB 65kA/1Sec, 4 x 630A SF (1 x Provisional SF Slot) Mob Gen Conn & | WEBER | WEBER SOUTH PACIFIC PTY LTD | VC540240-S317 | PURCHASE AS REQUIRED
002480481 | SWITCHBOARD,POWER | LV Outdoor, 1500(500)kVA, ACB Upgde, Sentron 3WL, ETU76B c/w COM35 Module, AFPS VAMP 221, 3200A TX ACB 65kA/1Sec, 4 x 630A SF (1 x Provisional SF Slot) | WEBER | WEBER SOUTH PACIFIC PTY LTD | VC540240-S318 | PURCHASE AS REQUIRED
002480499 | SWITCHBOARD,POWER | LV Outdoor, 1500(315)kVA, ACB Std, Sentron 3WL, ETU45B, AFPS VAMP 221, 3200A TX ACB 65kA/1Sec, 4 x 630A SF (1 x Provisional SF Slot) Mob Gen Conn & | WEBER | WEBER SOUTH PACIFIC PTY LTD | VC540240-S319 | PURCHASE AS REQUIRED
002480507 | SWITCHBOARD,POWER | LV Outdoor, 1500(315)kVA, ACB Upgde, Sentron 3WL, ETU76B c/w COM35 Module, AFPS VAMP 221, 3200A TX ACB 65kA/1Sec, 5 x 630A SF (1 x Provisional SF Slot) | WEBER | WEBER SOUTH PACIFIC PTY LTD | VC540240-S320 | PURCHASE AS REQUIRED
002480515 | CIRCUIT BREAKER SUBASSEMBLY | 1500kV, Rating Plug 3200A, Sentron 3WL, spare part for Open CB | WEBER | WEBER SOUTH PACIFIC PTY LTD | SIE-RP3200 | PURCHASE AS REQUIRED
002480515 | CIRCUIT BREAKER SUBASSEMBLY | 1500kV, Rating Plug 3200A, Sentron 3WL, spare part for Open CB | SIEMENS | SIEMENS LTD | 3WL9111-0AA64-0AA0 | PURCHASE AS REQUIRED
002480523 | CIRCUIT BREAKER SUBASSEMBLY | 1000kV, Rating Plug 2000A, Sentron 3WL, spare part for Open CB | WEBER | WEBER SOUTH PACIFIC PTY LTD | SIE-RP2000 | PURCHASE AS REQUIRED
002480523 | CIRCUIT BREAKER SUBASSEMBLY | 1000kV, Rating Plug 2000A, Sentron 3WL, spare part for Open CB | SIEMENS | SIEMENS LTD | 3WL9111-0AA62-0AA0 | PURCHASE AS REQUIRED
002480531 | CIRCUIT BREAKER SUBASSEMBLY | 750kV, Rating Plug 1600A, Sentron 3WL, spare part for Open CB | WEBER | WEBER SOUTH PACIFIC PTY LTD | SIE-RP1600 | PURCHASE AS REQUIRED
002480531 | CIRCUIT BREAKER SUBASSEMBLY | 750kV, Rating Plug 1600A, Sentron 3WL, spare part for Open CB | SIEMENS | SIEMENS LTD | 3WL9111-0AA61-0AA0 | PURCHASE AS REQUIRED
002480549 | CIRCUIT BREAKER SUBASSEMBLY | 500kV, Rating Plug 1000A, Sentron 3WL, spare part for Open CB | WEBER | WEBER SOUTH PACIFIC PTY LTD | SIE-RP1000 | PURCHASE AS REQUIRED
002480549 | CIRCUIT BREAKER SUBASSEMBLY | 500kV, Rating Plug 1000A, Sentron 3WL, spare part for Open CB | SIEMENS | SIEMENS LTD | 3WL9111-0AA57-0AA0 | PURCHASE AS REQUIRED
002480556 | CIRCUIT BREAKER SUBASSEMBLY | 315kV, Rating Plug 630A, Sentron 3WL, spare part for Open CB | WEBER | WEBER SOUTH PACIFIC PTY LTD | SIE-RP630 | PURCHASE AS REQUIRED
002480556 | CIRCUIT BREAKER SUBASSEMBLY | 315kV, Rating Plug 630A, Sentron 3WL, spare part for Open CB | SIEMENS | SIEMENS LTD | 3WL9111-0AA55-0AA4 | PURCHASE AS REQUIRED
002480564 | CIRCUIT BREAKER | 1600A, 42kA/1 Sec, MCCB Upgde Retrofit Kit, Sentron 3VA2, ETU650 | WEBER | WEBER SOUTH PACIFIC PTY LTD | V-RF1600-EQ02 | PURCHASE AS REQUIRED
002480572 | CIRCUIT BREAKER | 1600A, 42kA/1 Sec, MCCB Std Retrofit Kit, Sentron 3VA2, ETU350 | WEBER | WEBER SOUTH PACIFIC PTY LTD | V-RF1600-EQ03 | PURCHASE AS REQUIRED
002480580 | COMMUNICATION SYSTEM | ACB Additional to Enable SCADA for DNP3, RTU SICAM A8000 Relay, Interface in DNP3 | WEBER | WEBER SOUTH PACIFIC PTY LTD | SIE-SICAMA8000 | PURCHASE AS REQUIRED
002480580 | COMMUNICATION SYSTEM | ACB Additional to Enable SCADA for DNP3, RTU SICAM A8000 Relay, Interface in DNP3 | SIEMENS | SIEMENS LTD | SICAMA8000 | PURCHASE AS REQUIRED
002480598 | COMMUNICATION SYSTEM | ACB Additional to Enable SCADA for IEC61850, RTU SICAM A8000 Relay, Interface in IEC61850 | WEBER | WEBER SOUTH PACIFIC PTY LTD | SIE-SICAMA8001 | PURCHASE AS REQUIRED
002480598 | COMMUNICATION SYSTEM | ACB Additional to Enable SCADA for IEC61850, RTU SICAM A8000 Relay, Interface in IEC61850 | SIEMENS | SIEMENS LTD | SICAMA8001 | PURCHASE AS REQUIRED
ACT1850 | SPACER | Antenna Standoff Spacer, suits EDMI Stick On Antenna | EDMI | EDMI PTY LTD | MDMANT23022B | CURRENT
ACT1850 | SPACER | Antenna Standoff Spacer, suits EDMI Stick On Antenna | ACSTREAM | ACTIVE STREAM METER PROVIDER | 7000770 | CURRENT
002480630 | LABEL | Sticker, Main Switch Warning, Self Adhesive, Super Vinyl V90, White & Purple background, Yurika Logo | ARTCRAFT | ARTCRAFT PTY LTD | C0010202 | CURRENT
002480648 | FUSE,CARTRIDGE | 60A, Ceramic Cartridge, for Plug In Base Electricity Meter, Eaton Bussmann Series, 30 x 57mm | COOPER | COOPER ELECTRICAL AUSTRALIA PTY LTD | 60LR85 | CURRENT
002480655 | SWITCHBOARD,POWER | Feeder Switchgear Unit, 24kV, 630A, 25kA, 1250A Bus Metal Encl Fixed Switchgear & Control Gear Assy, c/w 110V DC Aux Supply, Incl CTs for Feeder | TAMCO | TAMCO SWITCHGEAR (MANUFACTURER) | 22000 | CURRENT
002480655 | SWITCHBOARD,POWER | Feeder Switchgear Unit, 24kV, 630A, 25kA, 1250A Bus Metal Encl Fixed Switchgear & Control Gear Assy, c/w 110V DC Aux Supply, Incl CTs for Feeder | TAMCO | TAMCO SWITCHGEAR (MANUFACTURER) | T1-GV3N630FDR | CURRENT
002480663 | SWITCHBOARD,POWER | Bus Section Switchgear Unit, 24kV, 1250A 25kA, 1250A Bus Metal Encl Fixed Switchgear & Control Gear Assy c/w 110V DC Aux Supply, incl CTs for Dual | TAMCO | TAMCO SWITCHGEAR (MANUFACTURER) | 22001 | CURRENT
002480663 | SWITCHBOARD,POWER | Bus Section Switchgear Unit, 24kV, 1250A 25kA, 1250A Bus Metal Encl Fixed Switchgear & Control Gear Assy c/w 110V DC Aux Supply, incl CTs for Dual | TAMCO | TAMCO SWITCHGEAR (MANUFACTURER) | T2-GV3N1250BSBT | CURRENT
002480671 | SWITCHBOARD,POWER | Feeder/Bus Tie Switchgear Unit, 24kV, 1250A, 25kA, 1250A Bus Metal Encl Fixed Switchgear & Control Gear Assy, c/w 110V DC Aux Supply, Incl CTs for Bus Tie | TAMCO | TAMCO SWITCHGEAR (MANUFACTURER) | 22002 | CURRENT
002480671 | SWITCHBOARD,POWER | Feeder/Bus Tie Switchgear Unit, 24kV, 1250A, 25kA, 1250A Bus Metal Encl Fixed Switchgear & Control Gear Assy, c/w 110V DC Aux Supply, Incl CTs for Bus Tie | TAMCO | TAMCO SWITCHGEAR (MANUFACTURER) | T3-GV3N1250TIE | CURRENT
002480697 | SWITCHBOARD,POWER | Busbar Earth Switch, 24kV, 25kA suits Fault Make Duty on a 1250A Bus, Manual Operation Only, Contract 10544-Item 13, EESS-11558-01-0B | TAMCO | TAMCO SWITCHGEAR (MANUFACTURER) | 22004 | CURRENT
002480697 | SWITCHBOARD,POWER | Busbar Earth Switch, 24kV, 25kA suits Fault Make Duty on a 1250A Bus, Manual Operation Only, Contract 10544-Item 13, EESS-11558-01-0B | TAMCO | TAMCO SWITCHGEAR (MANUFACTURER) | T5-GV3N630ESW | CURRENT
002480705 | SWITCHBOARD,POWER | Feeder Switchgear Unit, 12kV, 800A, 25kA, 2000A Bus Metal Enclosed Fixed Switchgear & Control Gear Assy, c/w 110V DC Aux Supply, Incl CTs for Feeder | TAMCO | TAMCO SWITCHGEAR (MANUFACTURER) | 11004 | CURRENT
002480705 | SWITCHBOARD,POWER | Feeder Switchgear Unit, 12kV, 800A, 25kA, 2000A Bus Metal Enclosed Fixed Switchgear & Control Gear Assy, c/w 110V DC Aux Supply, Incl CTs for Feeder | TAMCO | TAMCO SWITCHGEAR (MANUFACTURER) | T1-VHIF630FDR450 | CURRENT
002480713 | SWITCHBOARD,POWER | Single Feeder Switchgear Unit (EGX Incomer), 12kV, 800A, 25kA, 2000A Bus Metal Encl Fixed Switchgear, 110V DC Aux Supply, Incl CTs for Feeder & Bus | TAMCO | TAMCO SWITCHGEAR (MANUFACTURER) | 11005 | CURRENT
002480713 | SWITCHBOARD,POWER | Single Feeder Switchgear Unit (EGX Incomer), 12kV, 800A, 25kA, 2000A Bus Metal Encl Fixed Switchgear, 110V DC Aux Supply, Incl CTs for Feeder & Bus | TAMCO | TAMCO SWITCHGEAR (MANUFACTURER) | T2-VHIF630INC450 | CURRENT
002480721 | SWITCHBOARD,POWER | Single Feeder Switchgear Unit (Customer Supply with Metering), 12kV, 800A, 25kA, 2000A Bus Metal Encl Fixed Switchgear, c/w 3 Ph Cable Side VT, 110V DC Aux | TAMCO | TAMCO SWITCHGEAR (MANUFACTURER) | 11006 | CURRENT
002480721 | SWITCHBOARD,POWER | Single Feeder Switchgear Unit (Customer Supply with Metering), 12kV, 800A, 25kA, 2000A Bus Metal Encl Fixed Switchgear, c/w 3 Ph Cable Side VT, 110V DC Aux | TAMCO | TAMCO SWITCHGEAR (MANUFACTURER) | T3-VHIF630INC700 | CURRENT
002480739 | SWITCHBOARD,POWER | Bus Section Switchgear Unit, 12kV, 2000A 25kA, 2000A Bus Metal Encl Fixed Switchgear & Control Gear Assy c/w 110V DC Aux Supply, incl CTs for Dual | TAMCO | TAMCO SWITCHGEAR (MANUFACTURER) | 11003 | CURRENT
002480739 | SWITCHBOARD,POWER | Bus Section Switchgear Unit, 12kV, 2000A 25kA, 2000A Bus Metal Encl Fixed Switchgear & Control Gear Assy c/w 110V DC Aux Supply, incl CTs for Dual | TAMCO | TAMCO SWITCHGEAR (MANUFACTURER) | T4-VHIF2000BSBT | CURRENT
002480747 | SWITCHBOARD,POWER | Feeder/Bus Tie Switchgear Unit, 12kV, 2000A, 25kA, 2000A Bus Metal Encl Fixed Switchgear & Control Gear Assy, c/w 110V DC Aux Supply, Incl CTs for Bus Tie | TAMCO | TAMCO SWITCHGEAR (MANUFACTURER) | 11002 | CURRENT
002480747 | SWITCHBOARD,POWER | Feeder/Bus Tie Switchgear Unit, 12kV, 2000A, 25kA, 2000A Bus Metal Encl Fixed Switchgear & Control Gear Assy, c/w 110V DC Aux Supply, Incl CTs for Bus Tie | TAMCO | TAMCO SWITCHGEAR (MANUFACTURER) | T5-VHIF2000TIE700 | CURRENT
002480770 | SWITCHBOARD,POWER | Busbar Earth Switch, 12kV, 25kA suits Fault Make Duty on a 2000A Bus, Manual Operation Only, Contract 10544-Item 8, EESS-11557-01-0B | TAMCO | TAMCO SWITCHGEAR (MANUFACTURER) | 11001 | CURRENT
002480770 | SWITCHBOARD,POWER | Busbar Earth Switch, 12kV, 25kA suits Fault Make Duty on a 2000A Bus, Manual Operation Only, Contract 10544-Item 8, EESS-11557-01-0B | TAMCO | TAMCO SWITCHGEAR (MANUFACTURER) | T8-VHIF630ESW450 | CURRENT
002480788 | MODULE | MD100m CPU Processor Module, 2 x SFP Ethernet, 4 x DI Channels, 5V DC Range, 2 x RS232/RS485 | CGI | CGI TECHNOLOGIES & SOLUTIONS P/L | MD100M-CPU-2 | CURRENT
002480796 | TERMINAL BLOCK | PT6-T, Disconnect CT Terminal, Orange, 1000V, 32A, 91 x 10 x 63mm, 35mm DIN Rail Mtg, Clip-on, 0.5-10mm Cond Size | PHOENIX | PHOENIX CONTACT PTY LTD | 1068179 | CURRENT
002480804 | TERMINAL BLOCK | PT6-T, Disconnect Trip Link, Red, 1000V, 32A, 91 x 10 x 63mm, 35mm DIN Rail Mtg, Clip-on, 0.5-10mm Cond Size | PHOENIX | PHOENIX CONTACT PTY LTD | 1322568 | CURRENT
002480812 | TERMINAL BLOCK | PT6-T, Disconnect VT Terminal, Brown, 1000V, 32A, 91 x 10 x 63mm, 35mm DIN Rail Mtg, Clip-on, 0.5-10mm Cond Size | PHOENIX | PHOENIX CONTACT PTY LTD | 1322569 | CURRENT
002480820 | TERMINAL BLOCK | PT6-T, Disconnect DC Terminal, 1000V, 32A, Grey, 91 x 10 x 63mm, 35mm DIN Rail Mtg, Clip-on, 0.5-10mm Cond Size | PHOENIX | PHOENIX CONTACT PTY LTD | 1326583 | CURRENT
002480838 | PLUG | Isolating Plug, Yellow, suit PT6-T Terminal Block | PHOENIX | PHOENIX CONTACT PTY LTD | 1322572 | CURRENT
002480846 | PLUG | Isolating Plug, Red, suit PT6-T Terminal Block | PHOENIX | PHOENIX CONTACT PTY LTD | 1322573 | CURRENT
002480853 | PLUG | Isolating Plug, White, suit PT6-T Terminal Block | PHOENIX | PHOENIX CONTACT PTY LTD | 1322576 | CURRENT
002480861 | END PLATE,TERMINAL BLOCK | Spacer Plate, suit PT6-T Terminal Block | PHOENIX | PHOENIX CONTACT PTY LTD | 1028592 | CURRENT
002480879 | JUMPER BAR,TERMINAL BLOCK | 2-Way Bridge, Red, suit PT6-T Terminal Block | PHOENIX | PHOENIX CONTACT PTY LTD | 3005947 | CURRENT
002480887 | JUMPER BAR,TERMINAL BLOCK | 5-Way Bridge, Red, suit PT6-T Terminal Block | PHOENIX | PHOENIX CONTACT PTY LTD | 3005948 | CURRENT
002480895 | TERMINAL BLOCK | PT 2.5-MT-Quattro, Knife Disconnect Test Terminal, Grey, 400V, 20A, 84 x 5mm, 35mm DIN Rail Mtg, Clip-on, 0.5-4mm Cond Size | PHOENIX | PHOENIX CONTACT PTY LTD | 3210172 | CURRENT
002480903 | SWITCHING LOCK | S-MT, White, suit PT 2.5-MT-Quattro Terminal Block | PHOENIX | PHOENIX CONTACT PTY LTD | 3247954 | CURRENT
002480911 | END PLATE,TERMINAL BLOCK | End Cover, D-ST 2.5-Quattro-MT, 29.1mm D, 2.2mm W, 84mm H, Grey, suit PT 2.5-MT-Quattro Terminal Block | PHOENIX | PHOENIX CONTACT PTY LTD | 3038590 | CURRENT
002480929 | INSULATOR,STANDOFF | Neutral Bus, Ertalon, 120mm Dia, M12 Bolt Hole, for Bundle Constructions | PENTA | PENTA AUST (TMAC THEW & MCCANN/HYLEC) | PA01656 | CURRENT
002480929 | INSULATOR,STANDOFF | Neutral Bus, Ertalon, 120mm Dia, M12 Bolt Hole, for Bundle Constructions | THEWMCAN | TMAC THEW & MCCANN GROUP | TM01656 | CURRENT
002480937 | BEND,ELECTRICAL CONDUIT | 125mm, 15 Deg, 600mm Rad, LD, Double Ended Socket | TRI UGRD | TRI UNDERGROUND AUSTRALIA PTY LTD | LDE12515600FFS | CURRENT
002480986 | PARTS KIT,HEARING | Earmuff Liners, Replacement Sweatpads | STIHL | STIHL GROUP | 7004-884-0401 | CURRENT
002480994 | BRACKET,FACESHIELD,HELMET | Helmet Visor Holder | STIHL | STIHL GROUP | 0000-889-9042 | CURRENT
002481000 | VISOR,FACESHIELD | Steel Mesh, Multi Fit | STIHL | STIHL GROUP | 7004-884-0201 | CURRENT
002481034 | MASK,SURGICAL | Disposable, Surgical Blue/White Mask, 3 Ply, Horizontal Flat Fold, Box 50 | AHC | ABSOLUTE HEALTH CO | ABSOLUTE 3PLY | CURRENT
002481034 | MASK,SURGICAL | Disposable, Surgical Blue/White Mask, 3 Ply, Horizontal Flat Fold, Box 50 | ATOMSUPP | ATOM SUPPLY | 455481 | CURRENT
002481059 | CHARGER,BATTERY | 240V AC Input, 48V DC, 20A Output, 1 Ph, 1400 x 700mm, Free Standing Cubicle c/w Aux Contacts for Alarms, for 48V, 80Ah Sealed Lead Acid Batteries | BRODRIBB | M BRODRIBB PTY LTD (MANUFACTURER) | D5703.1-048-0020-01 | CURRENT
002481067 | FIXTURE,LIGHTING | 113W RoadFlair BRP392 (L113A) 4K, c/w Upcast Adaptor, Major Road, EQTS05-01-02 (scm) | PHILIPS | PHILIPS AUSTRALIA PTY LTD | 824110134371 | CURRENT
002481075 | FIXTURE,LIGHTING | 113W RoadFlair BRP392 (L113A) 3K, c/w Upcast Adaptor, Major Road, EQTS05-01-02 (scm) | PHILIPS | PHILIPS AUSTRALIA PTY LTD | 824110110052 | CURRENT
002481109 | HANDLE, MANUAL CONTROL | Link Extraction or Installation, suits 3-Way Link Pillar | FULTON | FULTON INDUSTRIES PL | 01-FD33HAN | CURRENT
002481117 | LINK | Linking Knife, suits 3-Way Link Pillar | FULTON | FULTON INDUSTRIES PL | 01-FD33LKKNF | CURRENT
002481125 | MODEM,COMMUNICATIONS | SABRE Ranger 5000 Satellite w/out Mounting Bracket | ASTAUST | AST AUSTRALIA GLOBAL SATELLITE COMMS | SRG5-9TE00-01 | PURCHASE AS REQUIRED
002481133 | BRACKET,MOUNTING | Bracket Kit for SABRE Ranger 5000 | ASTAUST | AST AUSTRALIA GLOBAL SATELLITE COMMS | SRG5-OPM00-01 | PURCHASE AS REQUIRED
002481141 | PROTECTOR,HEARING | Earmuffs, 34dB Rating, Class 5 SCL80, Neckband Style, 3M Peltor Optime H540B, Black & Red | ATOMSUPP | ATOM SUPPLY | 40024993 | CURRENT
002481141 | PROTECTOR,HEARING | Earmuffs, 34dB Rating, Class 5 SCL80, Neckband Style, 3M Peltor Optime H540B, Black & Red | 3M | 3M AUSTRALIA PTY LTD | 70071730595 | CURRENT
002481158 | PROTECTOR,HEARING | X4A Earmuff, 31dB Rating, Class 5 SLC80, Headband Style, 3M Peltor | 3M | 3M AUSTRALIA PTY LTD | 70108840502 | CURRENT
002481158 | PROTECTOR,HEARING | X4A Earmuff, 31dB Rating, Class 5 SLC80, Headband Style, 3M Peltor | BLKWOOD | J BLACKWOOD & SON LTD | 02188078 | CURRENT
002481166 | PROTECTOR,HEARING | Earmuffs, 32dB Rating, Class 5 SCL80, Headband Style, 3M Peltor Optime H520A, Green | 3M | 3M AUSTRALIA PTY LTD | 70071730553 | CURRENT
002481166 | PROTECTOR,HEARING | Earmuffs, 32dB Rating, Class 5 SCL80, Headband Style, 3M Peltor Optime H520A, Green | ATOMSUPP | ATOM SUPPLY | 40024990 | CURRENT
002481174 | PROTECTOR,HEARING | Earmuffs, 28dB Rating, Class 5 SLC80, Foldable Style, 3M Peltor Optime H510F, Yellow | ATOMSUPP | ATOM SUPPLY | 40024986 | CURRENT
002481174 | PROTECTOR,HEARING | Earmuffs, 28dB Rating, Class 5 SLC80, Foldable Style, 3M Peltor Optime H510F, Yellow | 3M | 3M AUSTRALIA PTY LTD | 70071730504 | CURRENT
002481398 | JOINT,ELECTRICAL POWER CABLE | Screen Break, 76/132kV, 1C, 630mm2 Stranded Compacted Circ WB Al, XLPE/ WBT/CAS(25kA/1Sec)/LLDPE/Nyl/MDPE, Graphite Coating | BRUGG | BRUGG CABLES (MANUFACTURER) | S1962-4 | CURRENT
002481398 | JOINT,ELECTRICAL POWER CABLE | Screen Break, 76/132kV, 1C, 630mm2 Stranded Compacted Circ WB Al, XLPE/ WBT/CAS(25kA/1Sec)/LLDPE/Nyl/MDPE, Graphite Coating | CABLGRID | CABLE GRID AUSTRALIA PL | CG-2481398-S1962-4 | CURRENT
002481406 | JOINT,ELECTRICAL POWER CABLE | Screen Break, 76/132kV, 1C, 630mm2 Stranded Compacted Circ WB Al, XLPE/OF/ WBT/CAS(25kA/1Sec)/LLDPE/Nyl/MDPE, Graphite Coating | BRUGG | BRUGG CABLES (MANUFACTURER) | S1962-4 | CURRENT
002481406 | JOINT,ELECTRICAL POWER CABLE | Screen Break, 76/132kV, 1C, 630mm2 Stranded Compacted Circ WB Al, XLPE/OF/ WBT/CAS(25kA/1Sec)/LLDPE/Nyl/MDPE, Graphite Coating | CABLGRID | CABLE GRID AUSTRALIA PL | CG-2481406-S1962-4 | CURRENT
002481414 | JOINT,ELECTRICAL POWER CABLE | Screen Break, 76/132kV, 1C, 1200mm2 Stranded Segmental Milliken WB Al, XLPE/ OF/WBT/CAS(25kA/1Sec)/LLDPE/Nyl/MDPE, Graphite Coating | BRUGG | BRUGG CABLES (MANUFACTURER) | S1964-4 | CURRENT
002481414 | JOINT,ELECTRICAL POWER CABLE | Screen Break, 76/132kV, 1C, 1200mm2 Stranded Segmental Milliken WB Al, XLPE/ OF/WBT/CAS(25kA/1Sec)/LLDPE/Nyl/MDPE, Graphite Coating | CABLGRID | CABLE GRID AUSTRALIA PL | CG-2481414-S1964-4 | CURRENT
002481422 | JOINT,ELECTRICAL POWER CABLE | Screen Break, 76/132kV, 1C, 1200mm2 Stranded Segmental Milliken WB Cu, XLPE/ OF/WBT/CorrCu Sheath(40kA/0.5Sec)/MDPE, Graphite Coating | BRUGG | BRUGG CABLES (MANUFACTURER) | S1964-4 | CURRENT
002481422 | JOINT,ELECTRICAL POWER CABLE | Screen Break, 76/132kV, 1C, 1200mm2 Stranded Segmental Milliken WB Cu, XLPE/ OF/WBT/CorrCu Sheath(40kA/0.5Sec)/MDPE, Graphite Coating | CABLGRID | CABLE GRID AUSTRALIA PL | CG-2481422-S1964-4 | CURRENT
002481430 | JOINT,ELECTRICAL POWER CABLE | Screen Break, 76/132kV, 1C, 1600mm2 Stranded Segmental Milliken WB Cu, XLPE/ OF/WBT/CAS(40kA/0.5Sec)/MDPE, Graphite Coating | BRUGG | BRUGG CABLES (MANUFACTURER) | S1964-4 | CURRENT
002481430 | JOINT,ELECTRICAL POWER CABLE | Screen Break, 76/132kV, 1C, 1600mm2 Stranded Segmental Milliken WB Cu, XLPE/ OF/WBT/CAS(40kA/0.5Sec)/MDPE, Graphite Coating | CABLGRID | CABLE GRID AUSTRALIA PL | CG-2481430-S1964-4 | CURRENT
002481448 | TERMINATION KIT,ELECTRICAL CABLE | Outdoor, 76/132kV, 1C, 630mm2 Stranded Compacted Circ WB Al, XLPE/WBT/ CAS(25kA/1Sec)/LLDPE/Nyl/MDPE, Graphite Coating | BRUGG | BRUGG CABLES (MANUFACTURER) | S1924-4-630 | CURRENT
002481448 | TERMINATION KIT,ELECTRICAL CABLE | Outdoor, 76/132kV, 1C, 630mm2 Stranded Compacted Circ WB Al, XLPE/WBT/ CAS(25kA/1Sec)/LLDPE/Nyl/MDPE, Graphite Coating | CABLGRID | CABLE GRID AUSTRALIA PL | CG-2481448-S1924-4 | CURRENT
002481455 | TERMINATION KIT,ELECTRICAL CABLE | Outdoor, 76/132kV, 1C, 630mm2 Stranded Compacted Circ WB Al, XLPE/OF/WBT/ CAS(25kA/1Sec)/LLDPE/Nyl/MDPE, Graphite Coating | BRUGG | BRUGG CABLES (MANUFACTURER) | S1924-4-630-OF | CURRENT
002481455 | TERMINATION KIT,ELECTRICAL CABLE | Outdoor, 76/132kV, 1C, 630mm2 Stranded Compacted Circ WB Al, XLPE/OF/WBT/ CAS(25kA/1Sec)/LLDPE/Nyl/MDPE, Graphite Coating | CABLGRID | CABLE GRID AUSTRALIA PL | CG-2481455-S1924-4 | CURRENT
002481463 | TERMINATION KIT,ELECTRICAL CABLE | Outdoor, 76/132kV, 1C, 1200mm2 Stranded Segmental Milliken WB Al, XLPE/OF/WBT/ CAS(25kA/1Sec)/LLDPE/Nyl/MDPE, Graphite Coating | BRUGG | BRUGG CABLES (MANUFACTURER) | S1925-4-1200-OF-AL | CURRENT
002481463 | TERMINATION KIT,ELECTRICAL CABLE | Outdoor, 76/132kV, 1C, 1200mm2 Stranded Segmental Milliken WB Al, XLPE/OF/WBT/ CAS(25kA/1Sec)/LLDPE/Nyl/MDPE, Graphite Coating | CABLGRID | CABLE GRID AUSTRALIA PL | CG-2481463-S1925-4 | CURRENT
002481471 | TERMINATION KIT,ELECTRICAL CABLE | Outdoor, 76/132kV, 1C, 1200mm2 Stranded Segmental Milliken WB Cu, XLPE/OF/WBT/ CorrCu Sheath(40kA/0.5Sec)/MDPE, Graphite Coating | BRUGG | BRUGG CABLES (MANUFACTURER) | S1925-4-1200-OF-CU | CURRENT
002481471 | TERMINATION KIT,ELECTRICAL CABLE | Outdoor, 76/132kV, 1C, 1200mm2 Stranded Segmental Milliken WB Cu, XLPE/OF/WBT/ CorrCu Sheath(40kA/0.5Sec)/MDPE, Graphite Coating | CABLGRID | CABLE GRID AUSTRALIA PL | CG-2481471-S1925-4 | CURRENT
002481489 | TERMINATION KIT,ELECTRICAL CABLE | Outdoor, 76/132kV, 1C, 1600mm2 Stranded Segmental Milliken WB Cu, XLPE/OF/WBT/ CAS(40kA/0.5Sec)/MDPE, Graphite Coating | BRUGG | BRUGG CABLES (MANUFACTURER) | S1925-4-1600 | CURRENT
002481489 | TERMINATION KIT,ELECTRICAL CABLE | Outdoor, 76/132kV, 1C, 1600mm2 Stranded Segmental Milliken WB Cu, XLPE/OF/WBT/ CAS(40kA/0.5Sec)/MDPE, Graphite Coating | CABLGRID | CABLE GRID AUSTRALIA PL | CG-2481489-S1925-4 | CURRENT
002481497 | CONNECTOR,ELECTRICAL | Inner Cone Plug, suit Cable 76/132kV, 1C 630mm2 Stranded Compacted Circ WB Al, XLPE/WBT/CAS(25kA/1Sec)/LLDPE/Nyl/MDPE, Graphite Coating u/w Brugg Socket | BRUGG | BRUGG CABLES (MANUFACTURER) | S1960-4 (630AL1C) | CURRENT
002481497 | CONNECTOR,ELECTRICAL | Inner Cone Plug, suit Cable 76/132kV, 1C 630mm2 Stranded Compacted Circ WB Al, XLPE/WBT/CAS(25kA/1Sec)/LLDPE/Nyl/MDPE, Graphite Coating u/w Brugg Socket | CABLGRID | CABLE GRID AUSTRALIA PL | CG-2481497-S1960-4 | CURRENT
002481505 | CONNECTOR,ELECTRICAL | Inner Cone Plug, suit Cable 76/132kV, 1C 630mm2 Stranded Compacted Circ WB Al, XLPE/OF/WBT/CAS(25kA/1Sec)/LLDPE/Nyl/ MDPE, Graphite Coating u/w Brugg Socket | BRUGG | BRUGG CABLES (MANUFACTURER) | S1960-4 (630AL1COF) | CURRENT
002481505 | CONNECTOR,ELECTRICAL | Inner Cone Plug, suit Cable 76/132kV, 1C 630mm2 Stranded Compacted Circ WB Al, XLPE/OF/WBT/CAS(25kA/1Sec)/LLDPE/Nyl/ MDPE, Graphite Coating u/w Brugg Socket | CABLGRID | CABLE GRID AUSTRALIA PL | CG-2481505-S1960-4 | CURRENT
002481513 | CONNECTOR,ELECTRICAL | Inner Cone Plug, suit Cable 76/132kV, 1C 1200mm2 Stranded Segmental Milliken WB Al, XLPE/OF/WBT/CAS(25kA/1Sec)/LLDPE/ Nyl/MDPE, Graphite Coating u/w Brugg | BRUGG | BRUGG CABLES (MANUFACTURER) | S1960-4 (1200AL1C) | CURRENT
002481513 | CONNECTOR,ELECTRICAL | Inner Cone Plug, suit Cable 76/132kV, 1C 1200mm2 Stranded Segmental Milliken WB Al, XLPE/OF/WBT/CAS(25kA/1Sec)/LLDPE/ Nyl/MDPE, Graphite Coating u/w Brugg | CABLGRID | CABLE GRID AUSTRALIA PL | CG-2481513-S1960-4 | CURRENT
002481521 | CONNECTOR,ELECTRICAL | Inner Cone Plug, suit Cable 76/132kV, 1C 1200mm2 Stranded Segmental Milliken WB Cu, XLPE/OF/WBT/CorrCu Sheath (40kA/0.5Sec)/MDPE, Graphite Coating u/w | BRUGG | BRUGG CABLES (MANUFACTURER) | S1867-4 | CURRENT
002481521 | CONNECTOR,ELECTRICAL | Inner Cone Plug, suit Cable 76/132kV, 1C 1200mm2 Stranded Segmental Milliken WB Cu, XLPE/OF/WBT/CorrCu Sheath (40kA/0.5Sec)/MDPE, Graphite Coating u/w | CABLGRID | CABLE GRID AUSTRALIA PL | CG-2481521-S1867-4 | CURRENT
002481539 | CONNECTOR,ELECTRICAL | Inner Cone Plug, suit Cable 76/132kV, 1C 1600mm2 Stranded Segmental Milliken WB Cu, XLPE/OF/WBT/CAS(40kA/0.5Sec)/MDPE, Graphite Coating u/w Brugg Socket | BRUGG | BRUGG CABLES (MANUFACTURER) | S1961-4 (1600CU1C) | CURRENT
002481539 | CONNECTOR,ELECTRICAL | Inner Cone Plug, suit Cable 76/132kV, 1C 1600mm2 Stranded Segmental Milliken WB Cu, XLPE/OF/WBT/CAS(40kA/0.5Sec)/MDPE, Graphite Coating u/w Brugg Socket | CABLGRID | CABLE GRID AUSTRALIA PL | CG-2481539-S1961-4 | CURRENT
002481588 | MODULE | MD100m Digital Input Module, 16 Channels, 2 Sets of 8 x DI, 5V DC Range, each Set Isolated | CGI | CGI TECHNOLOGIES & SOLUTIONS P/L | MD100M-DI-2 | CURRENT
002481596 | MODULE | MD100m Mixed Digital I/O Module, 16 Channels, 8 x DI & 8 x DO, 5V DC Range, Individually Isolated | CGI | CGI TECHNOLOGIES & SOLUTIONS P/L | MD100M-DIO-2 | CURRENT
002481604 | MARKER,IDENTIFICATION | Pressure Sensitive Vinyl, 40 x 38mm, Legend "LP21 3K"" 20 x 6.5mm, Black Text on White B/Ground, Sht of 40 | ARTCRAFT | ARTCRAFT PTY LTD | C0010230 | CURRENT
002481612 | BRACKET,MOUNTING | Temporary Pole Light Kit, Ratchet Strap 2 x Battery Light Holder | PENTA | PENTA AUST (TMAC THEW & MCCANN/HYLEC) | PA01694 | CURRENT
002481638 | BRACKET,MOUNTING | RAM Mounts X-Grip IV Universal Cradle | NPI | NATIONAL PRODUCTS INC (MANUFACTURER) | RAM-HOLUN10BU | PURCHASE AS REQUIRED
002481646 | BRACKET,MOUNTING | RAM Mounts Threaded Hex Ball | NPI | NATIONAL PRODUCTS INC (MANUFACTURER) | RAM-B-337U | PURCHASE AS REQUIRED
002481653 | BRACKET,MOUNTING | RAM Mounts Tether Kit | NPI | NATIONAL PRODUCTS INC (MANUFACTURER) | RAM-HOLUN10-UP | PURCHASE AS REQUIRED
002481661 | BRACKET,MOUNTING | RAM Mounts Short Double Socket Arm | NPI | NATIONAL PRODUCTS INC (MANUFACTURER) | RAM-B-210U-A | PURCHASE AS REQUIRED
002481620 | HOLDER,TELEPHONE | EQ RAM Mounts Phone Kit, u/w Universal | AMPLITUD | AMPLITUDE PTY LTD - 396777 | EQRMPHKIT | CURRENT
002481695 | RELAY,PROTECTION | FW R502, Line Diff 3 Ended, 14/25 IO Logic, 48/125VDC Pwr, 110VDC Ctrl, 1A Ph & 1A N, 110VAC Input, 4U Rack, 1300nm, DNP over RS485 or 100BASEFX Ethernet | SEL | SCHWEITZER ENGINEERING LABORATORIES INC. | 0311L7JDD321325XX | CURRENT
002481703 | JUNCTION BOX. | Adaptable, 77 x 77 x 54mm, PVC, IP56 | CLIPSAL | GERARD INDUSTRIES QLD DIVSN P/L | 265/1-GY | CURRENT
002481703 | JUNCTION BOX. | Adaptable, 77 x 77 x 54mm, PVC, IP56 | CNWPL | CNW PL - SLACKS CREEK | CLI265/1GY | CURRENT
002400806 | JUNCTION BOX. | Adaptable, 108 x 108 x 76mm, Rigid PVC, c/w Sealing Gasket, IP56 | CNWPL | CNW PL - SLACKS CREEK | CLI265/3GY | CURRENT
002400806 | JUNCTION BOX. | Adaptable, 108 x 108 x 76mm, Rigid PVC, c/w Sealing Gasket, IP56 | CLIPSAL | GERARD INDUSTRIES QLD DIVSN P/L | 265/3-GY | CURRENT
002481711 | STRAP | Velcro, 500 x 50mm, Nylon, Black, u/w Insulated Covers | BALMORAL | BALMORAL ENGINEERING | 25005 | CURRENT
002481729 | WEDGE,GENERAL PURPOSE | Wooden Pole Wedges, Painted White, c/w Braided Rope Handle, Set of 4 | MISTER | R.N. & M.T. HOLDINGS PTY LTD | POLE WEDGES | CURRENT
002481737 | RIBBON,INKING | Halogen Free Printer Ribbon, u/w BMP61 M611 R6000 | BRADY | BRADY AUSTRALIA | 148128 | CURRENT
002481745 | SOCKET,SOCKET WRENCH | Insulated, 1/2", 7/16" Whitworth, 12 Point | ITL | INSULATED TOOLS LTD (MANUFACTURER) | 1270 | CURRENT
002481752 | SOCKET,SOCKET WRENCH | 1/2" Insulated, 1/2" Whitworth, 12 Point | ITL | INSULATED TOOLS LTD (MANUFACTURER) | 1280 | CURRENT
000104617 | STRIPPER,CABLE,HAND | Insulation & Outer Sheath, 1.5 - 5.5mm Thk, Cables 50mm2 - 240mm2 | PLP AUST | PREFORMED LINE PRODUCTS (AUST) | IBST5024 | CURRENT
000104617 | STRIPPER,CABLE,HAND | Insulation & Outer Sheath, 1.5 - 5.5mm Thk, Cables 50mm2 - 240mm2 | TEN | THE ENERGY NETWORK | IBST5024 | CURRENT
000003452 | METER,POWER QUALITY | c/w associated Software suitable for Monitoring Power Quality Metrics on HV Feeders via Connection to Substation CT's & VT's, ETS 2012/0252/T | CSEUNI | CSE UNISERVE PTY LTD | G4420 | CURRENT
002428969 | POLESTRAP KIT | 12 Non-conductive Heavy Duty Strap & Carry Bag | TEN | THE ENERGY NETWORK | TENM714 | CURRENT
002481778 | TOWELETTE,CLEANING | PPE & Lens Cleaning Wipes, Pre-Moistened Alcohol Free, Anti-Fog, Anti-Static, Use on Safety Eyeware, Goggles, Faceshield, Respirators, Mobile Phones, Tablets | ATOMSUPP | ATOM SUPPLY | 40015872 | CURRENT
002481778 | TOWELETTE,CLEANING | PPE & Lens Cleaning Wipes, Pre-Moistened Alcohol Free, Anti-Fog, Anti-Static, Use on Safety Eyeware, Goggles, Faceshield, Respirators, Mobile Phones, Tablets | FORCE360 | FORCE360 PTY LTD (MANUFACTURER) | EFPR950 | CURRENT
002481844 | CABLE,FIBRE OPTIC | Aerial, 72 Fibres SMOF, ADSS, Long Span (0-600m), 4000m Drum | AFLG | AFL GLOBAL | EMJ81ELS072BK | CURRENT
002481851 | CABLE,FIBRE OPTIC | Aerial, 72 Fibres SMOF, OPGW, 14.0mm Dia 15.8kA, 4000m Drum | SFPOC | SUZHOU FURUKAWA POWER OPTIC CABLE CO LTD | SFSJ-J-13395-72F | CURRENT
002481869 | CABLE,FIBRE OPTIC | U/Ground, 72 Fibres SMOF, c/w Termite Protection, 4000m Drum | PRYSMIAN | PRYSMIAN POWER CABLES & SYSTEMS AUST | 60103077 | CURRENT
002481877 | CABLE,FIBRE OPTIC | U/Ground, Ploughed, 72 Fibres SMOF, Tensile 6kN, Crush 3kN, c/w Termite Protection, 4000m Drum | PRYSMIAN | PRYSMIAN POWER CABLES & SYSTEMS AUST | 60103117 | CURRENT
002481885 | CABLE,FIBRE OPTIC | U/Ground, DTS, 4 Fibres SMOF, 4 Fibres MMOF, OM3, c/w Termite Protection, 4000m Drum | PRYSMIAN | PRYSMIAN POWER CABLES & SYSTEMS AUST | 60103118 | CURRENT
002481893 | CABLE,FIBRE OPTIC | U/Ground, 72 Fibres SMOF, c/w Termite & Rodent Protection, 4000m Drum | PRYSMIAN | PRYSMIAN POWER CABLES & SYSTEMS AUST | 60103119 | CURRENT
002481901 | CABLE,FIBRE OPTIC | U/Ground, Ploughed, 72 Fibres SMOF, Tensile 6kN, Crush 4kN, c/w Termite & Rodent Protection, 4000m Drum | PRYSMIAN | PRYSMIAN POWER CABLES & SYSTEMS AUST | 60103255 | CURRENT
002481919 | CABLE,FIBRE OPTIC | U/Ground, 24 Fibres MMOF, OM4, c/w Termite & Rodent Protection, 4000m Drum | PRYSMIAN | PRYSMIAN POWER CABLES & SYSTEMS AUST | 60102963 | CURRENT
002481927 | CABLE,FIBRE OPTIC | U/Ground, DTS, 4 Fibres SMOF, 4 Fibres MMOF, OM3, c/w Termite & Rodent Protection, 4000m Drum | PRYSMIAN | PRYSMIAN POWER CABLES & SYSTEMS AUST | 60103082 | CURRENT
002481950 | PROTECTOR,HEARING | Ear Plugs, Banded, 22dB Min Rating, Class 4, Pack of 5 | ATOMSUPP | ATOM SUPPLY | 445851 | CURRENT
002481950 | PROTECTOR,HEARING | Ear Plugs, Banded, 22dB Min Rating, Class 4, Pack of 5 | UVEX | UVEX SAFETY GROUP | 2125.372 | CURRENT
002481968 | BATTERY,STORAGE | 18V, 8.0Ah, M18 Red Li-Ion, for Milwaukee Tools | C&LTOOL | CALTCO T/A C&L TOOL CENTRE | MIWWAM18FB8 | CURRENT
002481968 | BATTERY,STORAGE | 18V, 8.0Ah, M18 Red Li-Ion, for Milwaukee Tools | MILWAUKE | MILWAUKEE POWER TOOLS | M18FB8 | CURRENT
002481976 | GUIDE BAR,CHAINSAW | 406mm, Dual-Stud Retention, Compatible with Milwaukee Chainsaw (M18FCHS) | C&LTOOL | CALTCO T/A C&L TOOL CENTRE | MILWA48093001 | CURRENT
002481976 | GUIDE BAR,CHAINSAW | 406mm, Dual-Stud Retention, Compatible with Milwaukee Chainsaw (M18FCHS) | MILWAUKE | MILWAUKEE POWER TOOLS | 48093001 | CURRENT
002481984 | COVER,DUST AND MOISTURE | Protective Boot, Rubber, u/w Milwaukee Compact Impact Wrench | MILWAUKE | MILWAUKEE POWER TOOLS | 49162864 | CURRENT
002481984 | COVER,DUST AND MOISTURE | Protective Boot, Rubber, u/w Milwaukee Compact Impact Wrench | C&LTOOL | CALTCO T/A C&L TOOL CENTRE | MILWA49162854 | CURRENT
002481992 | TRIMMER,LAMINATED PLASTIC,HAND | Milwaukee, 18V, M18 Fuel, 1/4" Chuck, 31000RPM | C&LTOOL | CALTCO T/A C&L TOOL CENTRE | MILWAM18FTR-0 | CURRENT
002481992 | TRIMMER,LAMINATED PLASTIC,HAND | Milwaukee, 18V, M18 Fuel, 1/4" Chuck, 31000RPM | MILWAUKE | MILWAUKEE POWER TOOLS | M18FTR-0 | CURRENT
002482008 | LANYARD,SAFETY,INDUSTRIAL | Tool Lanyard, Retractable, 25-122cm, 3.8kg Capacity | ATOMSUPP | ATOM SUPPLY | 470611 | CURRENT
002482008 | LANYARD,SAFETY,INDUSTRIAL | Tool Lanyard, Retractable, 25-122cm, 3.8kg Capacity | KLEIN | KLEIN TOOLS | SQUIDS 3011 | CURRENT
002482016 | BIT,ROUTER | Up Cut Spiral, 3/16 (4,78mm) | C&LTOOL | CALTCO T/A C&L TOOL CENTRE | CARBTSPR06S | CURRENT
002433241 | LADDER,STRAIGHT | Fibreglass Single Section 2.4m Lg, ETS RSE02 | LADAMAX | LADAMAX ALUMINIUM PRODUCTS PL | FSI082 | CURRENT
002400365 | SHADE BRIM,SAFETY HELMET | Straw Shade, to suit Safety Full Helmet | MTCASTLE | MOUNTCASTLE PTY LTD | E90000100 | CURRENT
002482057 | FIXTURE,LIGHTING | LED 40W Evolve Leopard (L40) 4K c/w Tilt Adaptor, Major Road, EQTS 05-01-02 | CLS | CONNECTED LIGHT SOLUTIONS | S16406R | CURRENT
002482099 | GUARD | Wildlife Guard, E27 Series, for Automatic Cicuit Recloser, Set of 6 | SCHNEIDR | SCHNEIDER PTY LTD (MANUFACTURER) | 995000150 | CURRENT
002482107 | PARTS KIT,HEARING | HYX4 Hygiene Kit, for 3M Earmuffs | 3M | 3M AUSTRALIA PTY LTD | HYX4 | CURRENT
002482115 | ELECTROLYTE | Freezer Hydration Sqweeze Pops, 5 Mixed Flavours, 90ml each, Pack of 10 | ATOMSUPP | ATOM SUPPLY | 60013541 | CURRENT
002482115 | ELECTROLYTE | Freezer Hydration Sqweeze Pops, 5 Mixed Flavours, 90ml each, Pack of 10 | SQWINCH | THE SQWINCHER CORP (MANUFACTURER) | SQ159200201 | CURRENT
002482131 | PUTTY | Bicaseal, Solid Setting Resin Putty, Two-part Mix, Red Resin Base & Off-White Activator, 2 Sticks Individually Wrapped | PRYSMIAN | PRYSMIAN POWER CABLES & SYSTEMS AUST | 102304 | CURRENT
001543192 | CABLE,POWER,ELECTRICAL | 0.6/1kV, 1C, 120mm2 (37/2.03) Cu/XLPE (X-90UV) Insul, Black, Metre Marked, 250m Wood Drum, JTS 03-01-08 (scm) | MIDLANDS | MIDLAND METALS | MMO-1X120 CU X BLK | CURRENT
001543192 | CABLE,POWER,ELECTRICAL | 0.6/1kV, 1C, 120mm2 (37/2.03) Cu/XLPE (X-90UV) Insul, Black, Metre Marked, 250m Wood Drum, JTS 03-01-08 (scm) | OLEX | OLEX AUSTRALIA PTY LTD | XDCP23SB001AACX | CURRENT
002482222 | TRANSFORMER,ISOLATION | AFLC, 66kV, 3 Ph, 269kVA, 224mH, 217hZ ONAN Isolation Transformer/Reactor, EESS-10730-01-0E | MVTECH | MV TECHNOLOGY SOLUTIONS P/L | RC-ITR.269.66.217 | CURRENT
002482214 | CAPACITOR ASSEMBLY | Bank, Outdoor, AFLC, 66kV, 3 Ph, 10.18Mvar, Coupling Capacitors, 8 Capacitors 4.8uF, 2 Steel Frameworks, 6 Insulators for Steel Frameworks, | MVTECH | MV TECHNOLOGY SOLUTIONS P/L | 304.101.115101 | CURRENT
002482289 | FIXTURE,LIGHTING | LED 24W StreetLED3 (L24A) 4K Aeroscreen c/w NEMA PE Cell, Tilt Adaptor, Minor Road, EQTS 05-01-02 (scm) | SYLVANIA | SYLVANIA SCHREDER | JLC99BD15L24 | CURRENT
002482297 | FIXTURE,LIGHTING | LED 24W StreetLED3 (L24A) 3K Aeroscreen c/w NEMA PE Cell, Tilt Adaptor, Minor Road, EQTS 05-01-02 (scm) | SYLVANIA | SYLVANIA SCHREDER | JLC30BD15L24 | CURRENT
002482305 | FIXTURE,LIGHTING | LED 14W Avenue Gen 2 (L14) 4K, Nostalgia Type 1, Green c/w NEMA PE Cell, Minor Road, Bracket to Dwg 05-01-01, EQTS 05-01-02 (scm) | SYLVANIA | SYLVANIA SCHREDER | S1S4BD11L14 | CURRENT
002482313 | FIXTURE,LIGHTING | LED 14W Avenue Gen 2 (L14) 4K, Nostalgia Type 1, Black c/w NEMA PE Cell, Minor Road, Bracket to Dwg 05-01-01, EQTS 05-01-02 (scm) | SYLVANIA | SYLVANIA SCHREDER | S1S4BD12L14 | CURRENT
002482321 | FIXTURE,LIGHTING | LED 14W Avenue Gen 2 (L14) 4K, Nostalgia Type 1, Blue/Grey c/w NEMA PE Cell, Minor Road, Bracket to Dwg 05-01-01, EQTS 05-01-02 (scm) | SYLVANIA | SYLVANIA SCHREDER | S1S4BD13L14 | CURRENT
002482339 | FIXTURE,LIGHTING | LED 18W Avenue Gen 2 (L18) 4K, Nostalgia Type 1, Green c/w NEMA PE Cell, Minor Road, Bracket to Dwg 05-01-01, EQTS 05-01-02 (scm) | SYLVANIA | SYLVANIA SCHREDER | S1S4BD11L18 | CURRENT
002482347 | FIXTURE,LIGHTING | LED 18W Avenue Gen 2 (L18) 4K, Nostalgia Type 1, Black c/w NEMA PE Cell, Minor Road, Bracket to Dwg 05-01-01, EQTS 05-01-02 (scm) | SYLVANIA | SYLVANIA SCHREDER | S1S4BD12L18 | CURRENT
002482354 | FIXTURE,LIGHTING | LED 18W Avenue Gen 2 (L18) 4K, Nostalgia Type 1, Blue/Grey c/w NEMA PE Cell, Minor Road, Bracket to Dwg 05-01-01, EQTS 05-01-02 (scm) | SYLVANIA | SYLVANIA SCHREDER | S1S4BD13L18 | CURRENT
002482362 | FIXTURE,LIGHTING | LED 14W Avenue Gen 2 (L14) 4K, Nostalgia Type 2, Green c/w NEMA PE Cell, Minor Road, Bracket to Dwg 05-01-07, EQTS 05-01-02 (scm) | SYLVANIA | SYLVANIA SCHREDER | S1S4BD21L14 | CURRENT
002482370 | FIXTURE,LIGHTING | LED 14W Avenue Gen 2 (L14) 4K, Nostalgia Type 2, Black c/w NEMA PE Cell, Minor Road, Bracket to Dwg 05-01-07, EQTS 05-01-02 (scm) | SYLVANIA | SYLVANIA SCHREDER | S1S4BD22L14 | CURRENT
002482388 | FIXTURE,LIGHTING | LED 14W Avenue Gen 2 (L14) 4K, Nostalgia Type 2, Blue/Grey c/w NEMA PE Cell, Minor Road, Bracket to Dwg 05-01-07, EQTS 05-01-02 (scm) | SYLVANIA | SYLVANIA SCHREDER | S1S4BD23L14 | CURRENT
002482396 | FIXTURE,LIGHTING | LED 18W Avenue Gen 2 (L18) 4K, Nostalgia Type 2, Green c/w NEMA PE Cell, Minor Road, Bracket to Dwg 05-01-07, EQTS 05-01-02 (scm) | SYLVANIA | SYLVANIA SCHREDER | S1S4BD21L18 | CURRENT
002482404 | FIXTURE,LIGHTING | LED 18W Avenue Gen 2 (L18) 4K, Nostalgia Type 2, Black c/w NEMA PE Cell, Minor Road, Bracket to Dwg 05-01-07, EQTS 05-01-02 (scm) | SYLVANIA | SYLVANIA SCHREDER | S1S4BD22L18 | CURRENT
002482412 | FIXTURE,LIGHTING | LED 18W Avenue Gen 2 (L18) 4K, Nostalgia Type 2, Blue/Grey c/w NEMA PE Cell, Minor Road, Bracket to Dwg 05-01-07, EQTS 05-01-02 (scm) | SYLVANIA | SYLVANIA SCHREDER | S1S4BD23L18 | CURRENT
002482420 | FIXTURE,LIGHTING | LED 14W Avenue Gen 2 (L14) 4K, Nostalgia Green c/w NEMA PE Cell, Minor Road, No Bracket, EQTS 05-01-02 (scm) | SYLVANIA | SYLVANIA SCHREDER | S1S4BD01L14 | CURRENT
002482438 | FIXTURE,LIGHTING | LED 14W Avenue Gen 2 (L14) 4K, Nostalgia Black c/w NEMA PE Cell, Minor Road, No Bracket, EQTS 05-01-02 (scm) | SYLVANIA | SYLVANIA SCHREDER | S1S4BD02L14 | CURRENT
002482446 | FIXTURE,LIGHTING | LED 14W Avenue Gen 2 (L14) 4K, Nostalgia Blue/Grey c/w NEMA PE Cell, Minor Road, No Bracket, EQTS 05-01-02 (scm) | SYLVANIA | SYLVANIA SCHREDER | S1S4BD03L14 | CURRENT
002482453 | FIXTURE,LIGHTING | LED 18W Avenue Gen 2 (L18) 4K, Nostalgia Green c/w NEMA PE Cell, Minor Road, No Bracket, EQTS 05-01-02 (scm) | SYLVANIA | SYLVANIA SCHREDER | S1S4BD01L18 | CURRENT
002482461 | FIXTURE,LIGHTING | LED 18W Avenue Gen 2 (L18) 4K, Nostalgia Black c/w NEMA PE Cell, Minor Road, No Bracket, EQTS 05-01-02 (scm) | SYLVANIA | SYLVANIA SCHREDER | S1S4BD02L18 | CURRENT
002482479 | FIXTURE,LIGHTING | LED 18W Avenue Gen 2 (L18) 4K, Nostalgia Blue/Grey c/w NEMA PE Cell, Minor Road, No Bracket, EQTS 05-01-02 (scm) | SYLVANIA | SYLVANIA SCHREDER | S1S4BD03L18 | CURRENT
002482487 | FIXTURE,LIGHTING | LED 17W Post Top B2001 Gen 2 (L17) 4K, Green c/w NEMA PE Cell, Minor Road, EQTS 05-01-02 (scm) | SYLVANIA | SYLVANIA SCHREDER | BX47BD01L17 | CURRENT
002482495 | FIXTURE,LIGHTING | LED 17W Post Top B2001 Gen 2 (L17) 4K, Black c/w NEMA PE Cell, Minor Road, EQTS 05-01-02 (scm) | SYLVANIA | SYLVANIA SCHREDER | BX47BD02L17 | CURRENT
002482503 | FIXTURE,LIGHTING | LED 28W Post Top B2001 Gen 2 (L28) 4K, Green c/w NEMA PE Cell, Minor Road, EQTS 05-01-02 (scm) | SYLVANIA | SYLVANIA SCHREDER | BX47BD01L28 | CURRENT
002482529 | WIRE,LOCKING,ANTIPILFER SEAL | Meter Sealing, Nylon, Crimped, 0.7mm Dia on 120m Reel, Green, suits Ferrule Type Maun Seals | HARCOR | HARCOR SECURITY SEALS | SU03308 | CURRENT
002482537 | CULVERT BOX | Concrete, 1.7 Tonne, 11kV 1.5MVA Substation Support, Super Heavy Duty | BUNDCNCT | BUNDABERG CONCRETE CASTERS | 939 | PURCHASE AS REQUIRED
002482545 | DISCONNECTOR,HIGH VOLTAGE | Outdoor Unit, 12kV, 1600A, 16kA/1Sec, Manual Operation, S10015453-01 | INSULECT | INSULECT AUSTRALIA PL | DSC13318 | CURRENT
002482552 | SWITCH,ISOLATING | 12kV, 16kA/1Sec, Left Hard Earth Switch, for Outdoor HV Disconnector, S10015453-01 | INSULECT | INSULECT AUSTRALIA PL | DSC13319 | CURRENT
002482560 | SWITCH,ISOLATING | 12kV, 16kA/1Sec, Right Hand Earth Switch, for Outdoor HV Disconnector, S10015453-01 | INSULECT | INSULECT AUSTRALIA PL | DSC13320 | CURRENT
002482578 | STEPLADDER | Fibreglass, 1.79m/3.13m Punchlock, V Rung, 150kg Load Rating, AS1892 | REXEL | REXEL PTY LTD | BAIFS13985 | CURRENT
002482578 | STEPLADDER | Fibreglass, 1.79m/3.13m Punchlock, V Rung, 150kg Load Rating, AS1892 | BAILEY | BAILEY ALUMINIUM PRODUCTS PTY LTD | FS13985 | CURRENT
002482586 | TAPE,PRESSURE SENSITIVE ADHESIVE | 3M VHB Double Sided, 18mm W x 33m Lg, 1.1mm Thk, Acrylic Adhesive, Grey, for attaching meter backing boards to asbestos meter panels | SIGNET | SIGNET PTY LTD | 55645 | CURRENT
002482594 | TRANSFORMER,CURRENT | Flex CTs, 3000A (100-3000A), High Sensitivity Flexible CT High Sensitivity, Dual range, can be set 500A or 3000A when used with the MiroPQA, | CHKPOWER | CHK POWER QUALITY PL | 1AF3000-6-H | PURCHASE AS REQUIRED
002482602 | TRANSFORMER,CURRENT | CT 10A, 15mm - PM45 / PQ45 | CHKPOWER | CHK POWER QUALITY PL | 1AC10 | PURCHASE AS REQUIRED
002482610 | TRANSFORMER,CURRENT | CT 100A, 15mm Iron (10-120A) - PM45/ PQ45 CATIV 600V | CHKPOWER | CHK POWER QUALITY PL | 1AC100S | PURCHASE AS REQUIRED
002482628 | INSULATION SLEEVING,ELECTRICAL | Heat shrink, Thick Walled, Clear 40mm - 12mm, 1200mm length Glue lined | ACCULEC | ACCULEC PTY LTD - E18524 | SDWT40_12DT | CURRENT
002427953 | HOT LINE STICK | Live Line, Insulated Stick, 720mm Lg, 76mm Dia, Construct as per Specs in Dwg 901962-01 | TEN | THE ENERGY NETWORK | ALIFT-JIB-EEC | PURCHASE AS REQUIRED
002427961 | LIFTER | Conductor Holder, Self Aligning | TEN | THE ENERGY NETWORK | 21642 | PURCHASE AS REQUIRED
002427979 | PIN, LOCK | Hastings Cat # 11973 | TEN | THE ENERGY NETWORK | 11973 | PURCHASE AS REQUIRED
002427987 | LOAD CELL | Transducer, Tech LBC Series 500, LoadCell Button c/w Hand Held Load Meter HH4-WT-5C Display & Plug, LoadCell to be supplied with NATA Certified Calibration | SPECFORC | SPECIALISED FORCE | LBC500-HHTWC-1 | PURCHASE AS REQUIRED
002482636 | SWITCHBOARD,POWER | Fdr Switchgear Unit, 36kV, 1250A, 31.5kA 2000A Bus Metal Encl Fixed Switchgear & Ctrl Gear Assy, 110V DC Aux Supply, 2 x CT Cores for Fdr & Bus Zone Protn, | SIEMENS | SIEMENS LTD | 8DA10-2482636 | CURRENT
002482644 | SWITCHBOARD,POWER | Fdr Switchgear Unit, 36kV, 1250A, 31.5kA 2000A Bus Metal Encl Fixed Switchgear & Ctrl Gear Assy, 110V DC Aux Supply, 2 x CT Cores for Fdr & Bus Zone Protn, | SIEMENS | SIEMENS LTD | 8DA10-2482644 | CURRENT
002482651 | SWITCHBOARD,POWER | Bus Section Switchgear Unit, 36kV, 2000A 31.5kA, 2000A Bus Metal Encl Fixed Switchgear & Ctrl Gear Assy, 110V DC Aux Supply, 2 x CT Cores for Bus Protn (one | SIEMENS | SIEMENS LTD | 8DA10-2482651 | CURRENT
002482669 | SWITCHBOARD,POWER | Fdr/Bus Tie Switchgear Unit, 36kV, 2000A 31.5kA, 2000A Bus Metal Encl Fixed Switchgear & Ctrl Gear Assy, 110V DC Aux Supply, 2 x CT Cores for Fdr & Bus Protn | SIEMENS | SIEMENS LTD | 8DA10-2482669 | CURRENT
002482677 | SWITCHBOARD,POWER | Txf Switchgear Unit, 36kV, 2000A, 31.5kA 2000A Bus Metal Encl Fixed Switchgear & Ctrl Gear Assy, 110V DC Aux Supply, 2 x CT Cores for Txf & Bus Protn, 3Ph VT | SIEMENS | SIEMENS LTD | 8DA10-2482677 | CURRENT
002482685 | SWITCHBOARD,POWER | Txf Switchgear Unit, 36kV, 1250A, 31.5kA 2000A Bus Metal Encl Fixed Switchgear & Ctrl Gear Assy, 110V DC Aux Supply, 2 x CT Cores for Txf & Bus Protn, No VT, | SIEMENS | SIEMENS LTD | 8DA10-2482685 | CURRENT
002482693 | SWITCHBOARD,POWER | Txf Switchgear Unit, 36kV, 1250A, 31.5kA 2000A Bus Metal Encl Fixed Switchgear & Ctrl Gear Assy, 110V DC Aux Supply, 2 x CT Cores for Txf & Bus Protn, 3Ph VT | SIEMENS | SIEMENS LTD | 8DA10-2482693 | CURRENT
002482701 | SWITCHBOARD,POWER | Bus Disconnector Unit, 36kV, 36kV, 2000A 31.5kA, 2000A Bus Metal Encl Fixed Switchgear & Ctrl Gear Assy, 110V DC Aux Supply, 2 x CT Cores for Bus Protn, | SIEMENS | SIEMENS LTD | 8DA10-2482701 | CURRENT
002482719 | SWITCHBOARD,POWER | Busbar Earth Switch, 36kV, 31.5kA, for Fault Make Duty on 2000A Bus, Manual Operation Only, Installed into Bus on Specified Bay, Contract 10544 Item 22, | SIEMENS | SIEMENS LTD | 8DA10-2482719 | CURRENT
002482727 | SWITCHBOARD,POWER | 3Ph VT (3 x 1Ph), 36kV, 31.5kA, for Cable Compartment of Fdr, Contract 10544 Item 23, EESS-11558-01-0B Item 14 | SIEMENS | SIEMENS LTD | 8DA10-2482727 | CURRENT
002482735 | SWITCHBOARD,POWER | Feeder/Bus Tie Switchgear Unit, 12kV, 2000A, 25kA, 2000A Bus Metal Encl Fixed Switchgear & Control Gear Assy c/w 110V DC Aux Supply, incl CTs for Bus Tie | TAMCO | TAMCO SWITCHGEAR (MANUFACTURER) | 11008 | CURRENT
002482735 | SWITCHBOARD,POWER | Feeder/Bus Tie Switchgear Unit, 12kV, 2000A, 25kA, 2000A Bus Metal Encl Fixed Switchgear & Control Gear Assy c/w 110V DC Aux Supply, incl CTs for Bus Tie | TAMCO | TAMCO SWITCHGEAR (MANUFACTURER) | T9-VHIF2000TIEMD100M | CURRENT
002482743 | SWITCHBOARD,POWER | Transformer Switchgear Unit, 12kV, 2000A 25kA, 2000A Bus Metal Encl Fixed Switchgear & Control Gear Assy c/w 110V DC Aux Supply, incl CTs for | TAMCO | TAMCO SWITCHGEAR (MANUFACTURER) | 11009 | CURRENT
002482743 | SWITCHBOARD,POWER | Transformer Switchgear Unit, 12kV, 2000A 25kA, 2000A Bus Metal Encl Fixed Switchgear & Control Gear Assy c/w 110V DC Aux Supply, incl CTs for | TAMCO | TAMCO SWITCHGEAR (MANUFACTURER) | T10-VHIF2000TRXNORELAY | CURRENT
002482750 | SWITCHBOARD,POWER | Transformer Switchgear Unit, 12kV, 1250A 25kA, 2000A Bus Metal Encl Fixed Switchgear & Control Gear Assy c/w 110V DC Aux Supply, incl CTs for | TAMCO | TAMCO SWITCHGEAR (MANUFACTURER) | 11010 | CURRENT
002482750 | SWITCHBOARD,POWER | Transformer Switchgear Unit, 12kV, 1250A 25kA, 2000A Bus Metal Encl Fixed Switchgear & Control Gear Assy c/w 110V DC Aux Supply, incl CTs for | TAMCO | TAMCO SWITCHGEAR (MANUFACTURER) | T11-VHIF1250TRXNORELAY | CURRENT
002482768 | SWITCHBOARD,POWER | Feeder/Bus Tie Switchgear Unit, 24kV, 1250A, 25kA, 1250A Bus Metal Encl Fixed Switchgear & Control Gear Assy c/w 110V DC Aux Supply, incl CTs for Bus Tie | TAMCO | TAMCO SWITCHGEAR (MANUFACTURER) | 22005 | CURRENT
002482768 | SWITCHBOARD,POWER | Feeder/Bus Tie Switchgear Unit, 24kV, 1250A, 25kA, 1250A Bus Metal Encl Fixed Switchgear & Control Gear Assy c/w 110V DC Aux Supply, incl CTs for Bus Tie | TAMCO | TAMCO SWITCHGEAR (MANUFACTURER) | T6-GV3N1250MD100M | CURRENT
002482776 | SWITCHBOARD,POWER | Transformer Switchgear Unit, 24kV, 1250A 25kA, 1250A Bus Metal Encl Fixed Switchgear & Control Gear Assy c/w 110V DC Aux Supply, incl CTs for | TAMCO | TAMCO SWITCHGEAR (MANUFACTURER) | 22006 | CURRENT
002482776 | SWITCHBOARD,POWER | Transformer Switchgear Unit, 24kV, 1250A 25kA, 1250A Bus Metal Encl Fixed Switchgear & Control Gear Assy c/w 110V DC Aux Supply, incl CTs for | TAMCO | TAMCO SWITCHGEAR (MANUFACTURER) | T4-GV3N1250TRXNORELAY | CURRENT
002482784 | CABLE,POWER,ELECTRICAL | Twin & Earth, 6mm2, 2.5mm Earth, Pln Annld Cu, Flat TPS, 3V-90 PVC Sheath, Red Black Green/Yellow Cores, White Sheath | HAYMANS | HAYMANS ELECTRICAL | CBL6TE | CURRENT
002482792 | CABLE,POWER,ELECTRICAL | Twin & Earth, 4mm2, 2.5mm Earth, Pln Annld Cu, Flat TPS, 3V-90 PVC Sheath, Red Black Green/Yellow Cores, White Sheath | HAYMANS | HAYMANS ELECTRICAL | CBL4TE | CURRENT
002482800 | CABLE,POWER,ELECTRICAL | CBL:PWR;TWIN & E,450 TO 750V,26A,2.5MM2 CABLE,POWER,ELECTRICAL Twin & Earth, 2.5 mm2, 2.5mm Earth, Pln Annld Cu, Flat TPS , 3V-90 PVC Sheath, Red Black Green/Yell | HAYMANS | HAYMANS ELECTRICAL | CBL2.5TE | CURRENT
002482818 | CABLE,POWER,ELECTRICAL | Twin & Earth, 1.5mm2, 1.5mm Earth, Pln Annld Cu, Flat TPS, 3V-90 PVC Sheath, Red Black Green/Yellow Cores, White Sheath | HAYMANS | HAYMANS ELECTRICAL | CBL1.5TE | CURRENT
002482826 | WIRE,ELECTRICAL | Flexible, 0.6/1kV, 6mm, TC, 40A, 84/0.3mm Strands, 5.6mm Dia, Conductor Resistance: 3.39 Ohm/km, Green/Yellow, Single Insulated, V-90HT PVC Insulation, | ELECTRA | ELECTRA CABLES (AUST) P/L (MANUFACTURER) | F1060-VTG/Y | CURRENT
002482826 | WIRE,ELECTRICAL | Flexible, 0.6/1kV, 6mm, TC, 40A, 84/0.3mm Strands, 5.6mm Dia, Conductor Resistance: 3.39 Ohm/km, Green/Yellow, Single Insulated, V-90HT PVC Insulation, | HAYMANS | HAYMANS ELECTRICAL | ELCF1060-VTG/Y | CURRENT
ACU1400 | METER,WATTHOUR | Mk7C Atlas 2, 1 Element, 240V, 10-100A, Class 1, Bottom Connected c/w Integrated ELM410 CATM1 Modem, Type 4 Small Stick on Antenna | ACUMEN | ACUMEN METERING PL | 7C13-A252-29-J211-7J02-1110 | CURRENT
ACU1500 | METER,WATTHOUR | Mk7A Atlas 2, 2 Element, 240V, 10-100A, Class 1, Bottom Connected c/w Integrated ELM410 CATM1 Modem, Type 4 Small Stick on Antenna | ACUMEN | ACUMEN METERING PL | 7A13-A344-29-J211-7D02-6110 | CURRENT
ACU1600 | METER,WATTHOUR | Mk10D Atlas 2, 3 Ph, 240V, 10-100A, Class 1, Bottom Connected c/w Integrated ELM410 CATM1 Modem, Type 4 Small Stick on Antenna | ACUMEN | ACUMEN METERING PL | 1D13-1B-112-27-J11-201021-400 | CURRENT
ACU1700 | ANTENNA | Antenna/Modem Kit, Large Rectangular Intelliconnex Pedestal Antenna, White | ACUMEN | ACUMEN METERING PL | ESRME1 | CURRENT
ACU1800 | BRACKET,MOUNTING | Left Bracket, for Intelliconex Pedestal Antenna | ACUMEN | ACUMEN METERING PL | 13E2-3ZN0401 | CURRENT
ACU1900 | BRACKET,MOUNTING | Right Bracket, for Intelliconex Pedestal Antenna | ACUMEN | ACUMEN METERING PL | 13E2-3ZN0301 | CURRENT
ACU2000 | GASKET | Square Rubber Pad, for base of Intelliconnex Antenna MANUFACTURERS DATA: DIMENSIONS: | ACUMEN | ACUMEN METERING PL | 13E2-3ZU0401 | CURRENT
ACU2100 | CABLE GLAND | Rubber Grommet, for Intelliconnex Antenna | ACUMEN | ACUMEN METERING PL | 13E2-3ZU0201 | CURRENT
002482859 | CHARGER,BATTERY | 125V, 25A, Substation Battery Charger, suits both single & dual string, Alpha Cordex, EESS-10735-01-0C, Contract 10591, Item 61 | ICS | ICS INDUSTRIES PTY LTD (ENERSYS) | PSM125B-3C0C-A | CURRENT
002482867 | CHARGER,BATTERY | 125V, 32A, Substation Battery Charger, suits both single & dual string, Alpha Cordex, EESS-10735-01-0C, Contract 10591, Item 62 | ICS | ICS INDUSTRIES PTY LTD (ENERSYS) | PSM125B-3C0C-B | CURRENT
002482875 | CHARGER,BATTERY | 125V, 40A, Substation Battery Charger, suits both single & dual string, Alpha Cordex, EESS-10735-01-0C, Contract 10591, Item 63 | ICS | ICS INDUSTRIES PTY LTD (ENERSYS) | PSM125B-3C0C-C | CURRENT
002482883 | CHARGER,BATTERY | 110V, 10A, Substation Battery Charger, suits both single & dual string, Alpha Cordex, EESS-10735-01-0C, Contract 10591, Item 64 | ICS | ICS INDUSTRIES PTY LTD (ENERSYS) | PSM110B-3C0C-A | CURRENT
002482891 | CHARGER,BATTERY | 110V, 16A, Substation Battery Charger, suits both single & dual string, Alpha Cordex, EESS-10735-01-0C, Contract 10591, Item 65 | ICS | ICS INDUSTRIES PTY LTD (ENERSYS) | PSM110B-3C0C-B | CURRENT
002482909 | CHARGER,BATTERY | 110V, 25A, Substation Battery Charger, suits both single & dual string, Alpha Cordex, EESS-10735-01-0C, Contract 10591, Item 66 | ICS | ICS INDUSTRIES PTY LTD (ENERSYS) | PSM110B-3C0C-C | CURRENT
002482917 | CHARGER,BATTERY | 110V, 32A, Substation Battery Charger, suits both single & dual string, Alpha Cordex, EESS-10735-01-0C, Contract 10591, Item 67 | ICS | ICS INDUSTRIES PTY LTD (ENERSYS) | PSM110B-3C0C-D | CURRENT
002482925 | CHARGER,BATTERY | 110V, 40A, Substation Battery Charger, suits both single & dual string, Alpha Cordex, EESS-10735-01-0C, Contract 10591, Item 68 | ICS | ICS INDUSTRIES PTY LTD (ENERSYS) | PSM110B-3C0C-D(40A) | CURRENT
002482933 | CHARGER,BATTERY | 110V, 63A, Substation Battery Charger, suits both single & dual string, Alpha Cordex, EESS-10735-01-0C, Contract 10591, Item 69 | ICS | ICS INDUSTRIES PTY LTD (ENERSYS) | PSM110E-3C0C-A | CURRENT
002482941 | CHARGER,BATTERY | 48V, 10A, Substation Battery Charger, suits both single & dual string, Alpha Cordex, EESS-10735-01-0C, Contract 10591, Item 70 | ICS | ICS INDUSTRIES PTY LTD (ENERSYS) | PSM048A-3C0C-A | CURRENT
002482958 | CHARGER,BATTERY | 48V, 16A, Substation Battery Charger, suits both single & dual string, Alpha Cordex, EESS-10735-01-0C, Contract 10591, Item 71 | ICS | ICS INDUSTRIES PTY LTD (ENERSYS) | PSM048A-3C0C-A(16A) | CURRENT
002482966 | CHARGER,BATTERY | 48V, 25A, Substation Battery Charger, suits both single & dual string, Alpha Cordex, EESS-10735-01-0C, Contract 10591, Item 72 | ICS | ICS INDUSTRIES PTY LTD (ENERSYS) | PSM048A-3C0C-B | CURRENT
002482974 | CHARGER,BATTERY | 48V, 32A, Substation Battery Charger, suits both single & dual string, Alpha Cordex, EESS-10735-01-0C, Contract 10591, Item 73 | ICS | ICS INDUSTRIES PTY LTD (ENERSYS) | PSM048A-3C0C-B(32A) | CURRENT
002482982 | CHARGER,BATTERY | 48V, 40A, Substation Battery Charger, suits both single & dual string, Alpha Cordex, EESS-10735-01-0C, Contract 10591, Item 74 | ICS | ICS INDUSTRIES PTY LTD (ENERSYS) | PSM048A-3C0C-B(40A) | CURRENT
002482990 | CHARGER,BATTERY | 48V, 80A, Substation Battery Charger, suits both single & dual string, Alpha Cordex, EESS-10735-01-0C, Contract 10591, Item 75 | ICS | ICS INDUSTRIES PTY LTD (ENERSYS) | PSM048A-3C0C-C | CURRENT
002483006 | CHARGER,BATTERY | 48V, 160A, Substation Battery Charger, suits both single & dual string, Alpha Cordex, EESS-10735-01-0C, Contract 10591, Item 76 | ICS | ICS INDUSTRIES PTY LTD (ENERSYS) | PSM048D-3C0C-A | CURRENT
002483048 | CHARGER,BATTERY | 24V, 40A, Substation Battery Charger, suits both single & dual string, Alpha Cordex, EESS-10735-01-0C, Contract 10591, Item 80 | ICS | ICS INDUSTRIES PTY LTD (ENERSYS) | PSM024H-3C0C-A | CURRENT
002483071 | MODULE | Relay Module, 4G Option A, for NOJA Reclosers RC20 Series | NOJAPWR | NOJA POWER | REL-20-4GA-S | PURCHASE AS REQUIRED
002483089 | MODULE | Switch Interface Module, for NOJA Reclosers RC20 Series | NOJAPWR | NOJA POWER | SIM-20-S | PURCHASE AS REQUIRED
002483097 | POWER SUPPLY | Power Supply Module, Single Supply, for NOJA Reclosers RC20 Series | NOJAPWR | NOJA POWER | PSM-20-S | PURCHASE AS REQUIRED
002483105 | POWER SUPPLY | Power Supply Control, 110VAC Input, for NOJA Reclosers RC20 Series | NOJAPWR | NOJA POWER | PSC-20-S | PURCHASE AS REQUIRED
R25011 | METER,WATTHOUR | REFURBISHED, Mk7C, 1 Element, 1Ph, 240V, 10-100A, Class 1, Bottom Connected, Load Profiling 1 c/w Comms Interface, Type 4 Small | EDMI | EDMI PTY LTD | 7C11-A152-29-F211-7F02-1010 | PURCHASE AS REQUIRED
R25016 | METER,WATTHOUR | REFURBISHED, Mk7A, 2 Element, 1Ph, 240V, 15-100A, Class 1, Bottom Connected, Load Profiling TOU Meter c/w Comms Interface | EDMI | EDMI PTY LTD | 7A11-A344-29-F211-7L02-6011 | PURCHASE AS REQUIRED
R25018 | METER,WATTHOUR | REFURBISHED, Mk10D, Polyphase, 3Ph, 240V 15-100A, Class 1, Bottom Connected, Load Profiling TOU Meter c/w Comms Interface | EDMI | EDMI PTY LTD | 1D11-1B-112-27-G11-201030-2N | PURCHASE AS REQUIRED
R25022 | METER,WATTHOUR | REFURBISHED, Mk7C Atlas 3, 1 Element, 240V, 10-100A, Class 1, Bottom Connected c/w Integrated ELM410 CATM1 Modem, Type 4 Small Stick on Antenna, Metering | EDMI | EDMI PTY LTD | 7C13-A252-29-J211-7J02-1110 | PURCHASE AS REQUIRED
R25023 | METER,WATTHOUR | REFURBISHED, Mk7A Atlas 3, 2 Element, 240V, 10-100A, Class 1, Bottom Connected c/w Integrated ELM410 CATM1 Modem, Type 4 Small Stick on Antenna, Metering | EDMI | EDMI PTY LTD | 7A13-A344-29-J211-7D02-6110 | PURCHASE AS REQUIRED
R25024 | METER,WATTHOUR | REFURBISHED, Mk10D Atlas 3, 3 Ph, 240V, 10-100A, Class 1, Bottom Connected c/w Integrated ELM410 CATM1 Modem, Type 4 Small Stick on Antenna, Metering | EDMI | EDMI PTY LTD | 1D13-1B-112-27-J11-201021-400 | PURCHASE AS REQUIRED
R25025 | METER,WATTHOUR | REFURBISHED, Mk7C Atlas 2, 1 Element, 240V, 10-100A, Class 1, Bottom Connected METER ONLY | EDMI | EDMI PTY LTD | 7C13-A252-29-J211-7J02-1110 | PURCHASE AS REQUIRED
R25026 | METER,WATTHOUR | REFURBISHED, Mk7A Atlas 2, 2 Element, 240V, 10-100A, Class 1, Bottom Connected METER ONLY | EDMI | EDMI PTY LTD | 7A13-A344-29-J211-7D02-6110 | PURCHASE AS REQUIRED
R25027 | METER,WATTHOUR | REFURBISHED, Mk10D Atlas 2, 3 Ph, 240V, 10-100A, Class 1, Bottom Connected, METER ONLY | EDMI | EDMI PTY LTD | 1D13-1B-112-27-J11-201021-400 | PURCHASE AS REQUIRED
002483121 | CABLE,POWER,ELECTRICAL | U/Ground, 76/132kV (145kV), 1C, 1200mm2, Milliken Stranded Compacted WB Cu/XLPE/ OF/WBT/CorrCu Sheath/MDPE c/w Graphite Coating, EQTS 14-01-10 | CABLGRID | CABLE GRID AUSTRALIA PL | EHV-ECB036 - ITEM31 | PENDING
002483139 | CABLE,POWER,ELECTRICAL | U/Ground, 76/132kV (145kV), 1C, 1600mm2, Milliken Stranded Compacted WB Cu/XLPE/ OF/WBT/CorrAl Sheath/MDPE c/w Graphite Coating, EQTS 14-01-10 | CABLGRID | CABLE GRID AUSTRALIA PL | EHV-ECB036 - ITEM33 | PENDING
002483154 | MANHOLE TOP ASSEMBLY | Footpath Access, Explosion Mitigation, 2 Part Cover, Class B, 750x1245mm Clear Opening, Unfilled Black Ductile Iron & Frame, 80kN Load Capacity, 50mm Timber | EJAUST | EJ AUSTRALIA PTY LTD | EMLB210E | CURRENT
002483162 | EARTHING,STIRRUP | Substation Earthing, suit 38.1mm OD Cu Pipe, Natural Finish | FULTON | FULTON INDUSTRIES PL | ESTC-38 | CURRENT
002483170 | EARTHING,STIRRUP | Substation Earthing, suit 50.8mm OD Cu Pipe, Natural Finish | FULTON | FULTON INDUSTRIES PL | ESTC-51 | CURRENT
002483188 | SUPPORT,ELEC EQUIP | Support Structure, Steel, for 12kV Outdoor Disconnector, S10015453-01 | INSULECT | INSULECT AUSTRALIA PL | DSC08501-03 | CURRENT
002483196 | FUSE,CARTRIDGE | 80A, 69kV, Boric Acid Filled, Standard Speed, suit SMD-50 Fuse Mounts | S&C ELEC | S&AMP;C ELECTRIC COMPANY | 476080 | CURRENT
002483204 | FUSE,CARTRIDGE | 65A, 69kV, Boric Acid Filled, Standard Speed, suit SMD-50 Fuse Mounts | S&C ELEC | S&AMP;C ELECTRIC COMPANY | 476065 | CURRENT
002483212 | FUSE,CARTRIDGE | 50A, 69kV, Boric Acid Filled, Standard Speed, suit SMD-50 Fuse Mounts | S&C ELEC | S&AMP;C ELECTRIC COMPANY | 476050 | CURRENT
002483220 | BATTERY,STORAGE | 2400mAh, Li-Ion, Tait TP8/TP9, c/w Belt Clip | COMWIDE | COMWIDE | T03-00011-CBAA | CURRENT
002483238 | SLING | Endless, 500mm, 1000Kg SWL, Violet | AMPLITUD | AMPLITUDE PTY LTD - 396777 | 900105 | CURRENT
002483246 | SLING | Endless, 3000mm, 4000Kg SWL, Grey | AMPLITUD | AMPLITUDE PTY LTD - 396777 | 900430 | CURRENT
002483253 | SLING | Endless, 6000mm, 4000Kg SWL, Grey | AMPLITUD | AMPLITUDE PTY LTD - 396777 | 900460 | CURRENT
002483295 | TEST KIT | Rapid Oral Fluid Self-Test Device, to detect COVID-19 in Saliva, TGA Approved | AHC | ABSOLUTE HEALTH CO | CO-07-20 | CURRENT
002483337 | MANHOLE TOP ASSEMBLY | Footpath Access, Explosion Mitigation, 2 Part Cover, Class B, 750 x 1245mm Clr Opening, S/Steel Mesh & Frame, 80kN Load Capacity, 50mm marked with ELECTRICITY | AQSGROUP | AQSEPTENCE GROUP PTY LTD | 10000299072 | CURRENT
002483378 | CONNECTOR,ELECTRICAL | Inner Cone Socket, 145kV, Brugg Size G2L, Cyl Fixing Ring c/w Contact Extension & Dust Cap u/w Brugg Plug TFD 1.170-11, IEC 62271-209 Fig 3 | BRUGG | BRUGG CABLES (MANUFACTURER) | S1938-4 | PENDING
002483386 | CONNECTOR,ELECTRICAL | Inner Cone Test Plate, 145kV, suit Brugg Socket Size G2L, c/w Manometer & Dilo Gas Fitting | BRUGG | BRUGG CABLES (MANUFACTURER) | S1879-4 | PENDING
002483394 | CONNECTOR,ELECTRICAL | Inner Cone Plug, suit Cablegrid 76/132kV 1C 400mm2 Stranded Compacted Circ WB Cu/ XLPE/WBT/CorrCu Sheath (40kA/0.5 Sec)/ MDPE c/w Graphite Coating, u/w Brugg G2L | BRUGG | BRUGG CABLES (MANUFACTURER) | S1960-4-400 | PENDING
002483402 | CONNECTOR,ELECTRICAL | Inner Cone Plug, suit Cablegrid 76/132kV 1C 800mm2 Stranded Segmental Milliken WB Cu/XLPE/WBT/CorrCu Sheath (40kA/0.5 Sec) /MDPE c/w Graphite Coating, u/w Brugg | BRUGG | BRUGG CABLES (MANUFACTURER) | S1960-4-800 | PENDING
002483410 | CONNECTOR,ELECTRICAL | Inner Cone Plug, suit Cablegrid 76/132kV 1C 1200mm2 Stranded Segmental Milliken WB Cu/XLPE/WBT/CAS (40kA/0.5 Sec)/MDPE c/w Graphite Coating, u/w Brugg G2L | BRUGG | BRUGG CABLES (MANUFACTURER) | S1960-4-1200 | PENDING
002483428 | CONNECTOR,ELECTRICAL | Inner Cone Plug, suit Cablegrid 76/132kV 1C 1600mm2 Stranded Segmental Milliken WB Cu/XLPE/WBT/CorrCu Sheath (40kA/0.5 Sec)/MDPE c/w Graphite | BRUGG | BRUGG CABLES (MANUFACTURER) | S1961-4 | PENDING
002483436 | PROTECTOR,HEARING | Ear Plugs, Banded, Moldex 6506 Jazz | 10253AN1 | BUNZL BRANDS AND OPERATIONS PL - 060329 | 6506 | CURRENT
002483469 | ATTACHMENT,FORKLIFT | Magnetic Fork Covers, suit Forklift Tyne Dimensions 120-130mm W & 1000-1190mm Lg, 9mm Thk Dags, Black Rubber Upper Layer, (supplied as a pair) | CASCADE | CASCADE (AUST) PTY LTD | 6538264 | PURCHASE AS REQUIRED
002472595 | RADIO SET | P25 Trunked Radio Kit, Tait TM9455 c/w HHCH, Nexion NX6300 & Associated Cables, GNSS Antenna & 5m Lead | MCQ | MOBILE COMMUNICATIONS QUEENSLAND | TM9455-B1A0-CCUE-6300-PKG | CURRENT
002483477 | LABEL | Durasleeve Wire Marking Insert, 15 x 4mm, Polypropylene, White, BPTDS 15-390 (P3000 Labels) | BRADY | BRADY AUSTRALIA | 19305 | CURRENT
002483485 | HOLDER,CARD-LABEL | Wire Marking Carriers, Size 4-10mm, PVC, Clear, DMC-4/10-15 (P500) | BRADY | BRADY AUSTRALIA | 13258 | CURRENT
002483493 | HOLDER,CARD-LABEL | Wire Marking Carriers, Size 8-16mm, PVC, Clear, DMC-8/16-15 (P500) | BRADY | BRADY AUSTRALIA | 13259 | CURRENT
002483501 | RIBBON,INKING | M61-R6610, Black, Ribbon Size 50.8 x 22.4mm, suits BMP61 Printer & Durasleeve Labels | BRADY | BRADY AUSTRALIA | 148134 | CURRENT
002474344 | TERMINAL,LUG | AS5 Busbar Lug, Short, 50mm Pin, 0 Deg | PLP AUST | PREFORMED LINE PRODUCTS (AUST) | BBTLS-500-AS5-0 | CURRENT
002483519 | TOILET,PORTABLE | Cleanwaste GO Anywhere, Packed Away 48 x 36 x 12cm, Set up 53 x 43 x 36cm, 226kg Weight Limit, 3 Fold-out Legs, to be used with Toilet Bags | EZYGONOW | EZYGONOW, EEZYGO PTY LTD | EGN007 | CURRENT
002483519 | TOILET,PORTABLE | Cleanwaste GO Anywhere, Packed Away 48 x 36 x 12cm, Set up 53 x 43 x 36cm, 226kg Weight Limit, 3 Fold-out Legs, to be used with Toilet Bags | ATOMSUPP | ATOM SUPPLY | 502785 | CURRENT
002483519 | TOILET,PORTABLE | Cleanwaste GO Anywhere, Packed Away 48 x 36 x 12cm, Set up 53 x 43 x 36cm, 226kg Weight Limit, 3 Fold-out Legs, to be used with Toilet Bags | CLNWASTE | CLEANWASTE | D119PET | CURRENT
002483527 | BAG,PORTABLE TOILET | Cleanwaste GO Anywhere Toilet Kit c/w 1 Waste Collection Bag Pre-loaded with Waste Treatment Powder, 1 Zip-close, Puncture-resistant, Waste Disposal Bag, | EZYGONOW | EZYGONOW, EEZYGO PTY LTD | EGN004 | CURRENT
002483527 | BAG,PORTABLE TOILET | Cleanwaste GO Anywhere Toilet Kit c/w 1 Waste Collection Bag Pre-loaded with Waste Treatment Powder, 1 Zip-close, Puncture-resistant, Waste Disposal Bag, | ATOMSUPP | ATOM SUPPLY | 502786 | CURRENT
002483527 | BAG,PORTABLE TOILET | Cleanwaste GO Anywhere Toilet Kit c/w 1 Waste Collection Bag Pre-loaded with Waste Treatment Powder, 1 Zip-close, Puncture-resistant, Waste Disposal Bag, | CLNWASTE | CLEANWASTE | D019W12 | CURRENT
002483535 | TENT | Ensuite Tent, Pop Up Privacy Shelter, 120 x 120 x 210mm, Instant Pop-up c/w Pegs & Guy Ropes, No Base, Packs into a Compact Circular Bag | ANACONDA | ANACONDA | 9341235256062 | CURRENT
002483543 | RECLOSER,AUTO | Schneider N38, 38kV, 3Ph, 800A, 16kA Vac Interrupter in SF6 Tank, c/w Control Cubicle, 9m Control Cable & ADVC3 Controller | SCHNEDER | SCHNEIDER PTY LTD | 38-12-170-800/400/1-ADVC3 | PHASING
002483550 | RECLOSER,AUTO | 12kV, 3 Ph, 800A, 12.5kA, Tank Unit Only with SA Fitted, No VT or Control Box, EQTS 06-07-03 | NOJAPWR | NOJA POWER | OSM15-16-800-310 TANK ONLY | CURRENT
002483568 | RECLOSER,AUTO | 24kV, 3 Ph, 630A, 12.5kA, Tank Unit Only with SA Fitted, No VT or Control Box, EQTS 06-07-03 | NOJAPWR | NOJA POWER | OSM27-12-800-310 TANK ONLY | CURRENT
002483576 | RECLOSER,AUTO | 36kV, 3 Ph, 800A, 12.5kA, Tank Unit Only with SA Fitted, No VT or Control Box, EQTS 06-07-03 | NOJAPWR | NOJA POWER | OSM38-12-800-300 TANK ONLY | CURRENT
002483584 | CHARGING SYSTEM | VersiCharge, Child, Socket, 7kW, 1Ph | SIEMENS | SIEMENS LTD | 8EM1310-2EH04-0GA0 | PHASING
002483592 | CHARGING SYSTEM | VersiCharge, Parent, Socket, 7kW, 1Ph | SIEMENS | SIEMENS LTD | 8EM1310-2EH04-3GA1 | PHASING
002483600 | CHARGING SYSTEM | VersiCharge, Child, Socket, 22kW, 3Ph | SIEMENS | SIEMENS LTD | 8EM1310-3EH04-0GA0 | PHASING
002483618 | CHARGING SYSTEM | VersiCharge, Parent, Socket, 22kW, 3Ph | SIEMENS | SIEMENS LTD | 8EM1310-3EH04-3GA1 | PHASING
002483626 | CHARGING SYSTEM | VersiCharge, Child, Tethered, 7kW, 1Ph | SIEMENS | SIEMENS LTD | 8EM1310-2EJ04-0GA0 | PHASING
002483634 | CHARGING SYSTEM | VersiCharge, Parent, Tethered, 7kW, 1Ph | SIEMENS | SIEMENS LTD | 8EM1310-2EJ04-3GA1 | PHASING
002483642 | CHARGING SYSTEM | VersiCharge, Child, Tethered, 22kW, 3Ph | SIEMENS | SIEMENS LTD | 8EM1310-3EJ04-0GA0 | PHASING
002483659 | CHARGING SYSTEM | VersiCharge, Parent, Tethered, 22kW, 3Ph | SIEMENS | SIEMENS LTD | 8EM1310-3EJ04-3GA1 | PHASING
002483667 | ADMIN CHARGES | VersiCharge, Care Extension Package, 12 month extended warranty | SIEMENS | SIEMENS LTD | 8EM7710-1VC12-0CP0 | CURRENT
002483691 | CHARGING SYSTEM | Sicharge D, Low Flex, 160kW, 2 x CCS2, Modbus & Noise Level Adjustment | SIEMENS | SIEMENS LTD | AAAAAAABBABB | PHASING
002483709 | CHARGING SYSTEM | Sicharge D, High Flex, 160kW, 2 x CCS2, Modbus & Noise Level Adjustment | SIEMENS | SIEMENS LTD | AAAABCABBABB | PHASING
002483733 | CHARGING SYSTEM | Sicharge D, Power Module Kit, 20kW | SIEMENS | SIEMENS LTD | PMK20KW | PHASING
002483741 | ADMIN CHARGES | Sicharge D, Care Extension Package, 12 month extended warranty | SIEMENS | SIEMENS LTD | CEP12MN | CURRENT
002427359 | TERMINATION KIT,ELECTRICAL CABLE | Indoor, LV, 4mm2 - 16mm2 Cu, Neutral Screened PVC Insulated, NJ, Insect Protected, PVC Sheathed Cable, Crimp Connectors, ETS14-02-01 (scm) | PLP AUST | PREFORMED LINE PRODUCTS (AUST) | CPA-SEH4-001-010-025 | CURRENT
002427359 | TERMINATION KIT,ELECTRICAL CABLE | Indoor, LV, 4mm2 - 16mm2 Cu, Neutral Screened PVC Insulated, NJ, Insect Protected, PVC Sheathed Cable, Crimp Connectors, ETS14-02-01 (scm) | LEGEND | LEGEND POWER SYSTEMS | H1ERGST01 | CURRENT
002427359 | TERMINATION KIT,ELECTRICAL CABLE | Indoor, LV, 4mm2 - 16mm2 Cu, Neutral Screened PVC Insulated, NJ, Insect Protected, PVC Sheathed Cable, Crimp Connectors, ETS14-02-01 (scm) | TECONN | TE CONNECTIVITY LTD | EPKT-ERG4 | CURRENT
002483808 | SHEETING,REFLECTIVE | Traffic Sign Blanking Plate, Roll-up, 600 x 600mm, Retroreflective Yellow, Hard Velcro Backed, 4 Corner Eyelets | REFLEFAB | REFLECT FABRICS PL - 310680 | EXSCAAAAAA | CURRENT
002483808 | SHEETING,REFLECTIVE | Traffic Sign Blanking Plate, Roll-up, 600 x 600mm, Retroreflective Yellow, Hard Velcro Backed, 4 Corner Eyelets | REFLEFAB | REFLECT FABRICS PL - 310680 | EXSC6060YB | CURRENT
002483816 | SHEETING,REFLECTIVE | Traffic Sign Blanking Plate, Roll-up, 1200 x 300mm, Retroreflective Yellow, Hard Velcro Backed, 4 Corner Eyelets | REFLEFAB | REFLECT FABRICS PL - 310680 | EXSCBBBBBB | CURRENT
002483816 | SHEETING,REFLECTIVE | Traffic Sign Blanking Plate, Roll-up, 1200 x 300mm, Retroreflective Yellow, Hard Velcro Backed, 4 Corner Eyelets | REFLEFAB | REFLECT FABRICS PL - 310680 | EXSC12030YB | CURRENT
002483832 | TEST KIT | Rapid Antigen Nasal Self-Test Device, to Detect COVID-19 (SARS-CoV-2, Influenza A&B Combo Detection), ARTG approval #443914 (1 Pack contains 5 x Tests) | AHC | ABSOLUTE HEALTH CO | RAT-JC-COMBO | CURRENT
002483824 | CIRCUIT BREAKER | Indoor/Withdrawable, Air, Nilsen, 433V AC, 3 Ph, 2000A, 50kA, BKG Cap, Man Chrg Spring, 32V DC Tripping, Asbestos Free Arc Shutes | NILSEN |  | NAB1/2000A | CURRENT
002483840 | ADAPTOR | Depth Limiter, 90mm OD, 44mm ID, 23mm W, 2 Piece, 5mm Allen Key Bolts, Acetyl Nylon, Suits Milwaukee M18FMT0 Multi-Tool | PENTA | PENTA AUST (TMAC THEW & MCCANN/HYLEC) | PA21700 | CURRENT
002483840 | ADAPTOR | Depth Limiter, 90mm OD, 44mm ID, 23mm W, 2 Piece, 5mm Allen Key Bolts, Acetyl Nylon, Suits Milwaukee M18FMT0 Multi-Tool | HYLEC | HYLEC PTY LTD | HESDEPTHLIMITER90_2 | CURRENT
002483857 | TEST KIT | Rapid Oral Fluid Self-Test (V-Chek) to detect COVID-19 Saliva (Lollipop Test Self-Test Kit), TGA Approved | BUNZL | BUNZL LIMITED BRISBANE | VCHEK19ST00001P | CURRENT
000104449 | WRENCH | Drive End, 200mm Lg, for 38mm (1.5") Swamp Anchor, Rated at 10000 Lbf.ft | CHANCE | CHANCE (MANUFACTURER) | C303-0020 | CURRENT
002429090 | BRUSH,WIRE,SCRATCH | Conductor Cleaning Brush, V Type, S/Steel, Universal & Sunrise Stick Connection, Replaceable Brushes | CHANCE | CHANCE (MANUFACTURER) | M4455-63 | CURRENT
002429090 | BRUSH,WIRE,SCRATCH | Conductor Cleaning Brush, V Type, S/Steel, Universal & Sunrise Stick Connection, Replaceable Brushes | HASTINGS | HASTING DEERING PTY LTD | 10-180 | CURRENT
002430403 | FRAME,STORAGE | For Mats, Versadeck Transport, Frame Galv Construction, Forklift & Chain/ Sling Lifting Points on all sides/ends, Safe use decals, SWL, Tare & S/No Plate, | ENVIREX | ENVIREX | VDSF2010E | CURRENT
002430395 | MAT,LANDING | Access Ground Protection, Versadeck, 2000 x 1000 x 12mm, Checker Plate Pattern, Pattern on Top & Bottom, Yellow, Hand Grips on Each Side | ENVIREX | ENVIREX | VDII2010 | CURRENT
002434777 | HOOK | Drag, for Moving/Positioning Versadeck Ground Protection Mats | ENVIREX | ENVIREX | VH | CURRENT
002483915 | RELAY,PROTECTION | Bus Diff, 3Ph, 10 - 40% 1A, 30TE Size 6, 2 Out, Hand Reset, No Resistors | GE | GENERAL ELECTRIC COMPANY | MCAG34VCBC0000A | CURRENT
002483923 | RELAY,PROTECTION | Bus Diff, 3Ph, 10 - 40% 5A, 30TE Size 6, 2 Out, Hand Reset, No Resistors | GE | GENERAL ELECTRIC COMPANY | MCAG34VCBF0000A | CURRENT
002483931 | CABLE,POWER,ELECTRICAL | Control, 0.6/1kV, 4C, 1.5mm2, Stranded, Cu/X-HF-90/HFS-90-TP/DBT/HFS-90-TP, Black Sheath, Meter Marked, Numbered Active Cores, 500m Drum, AS5000.1 | MIDLANDS | MIDLAND METALS | T44480 | CURRENT
002438372 | GLAND | Brass, A2 Compression Fitting, M32 OD, 20.5 - 26.5mm, Non-armoured c/w Brass Locknuts | CCG | CCG CABLE TERMINATIONS | 053503 | CURRENT
002438380 | GLAND | Brass, A2 Compression Fitting, M40 OD, 26.5 - 34.5mm, Non-armoured c/w Brass Locknuts | CCG | CCG CABLE TERMINATIONS | 053504 | CURRENT
002438398 | GLAND | Brass, A2 Compression Fitting, M50 OD, 34.5 - 43.5mm, Non-armoured c/w Brass Locknuts | CCG | CCG CABLE TERMINATIONS | 053505 | CURRENT
002438406 | GLAND | Brass, A2 Compression Fitting, M63 OD, 43.5 - 56.0mm, Non-armoured c/w Brass Locknuts (P2) | CCG | CCG CABLE TERMINATIONS | 053506 | CURRENT
002456598 | GLAND | Brass, A2 Compression Fitting, M63 OD, 32- 42mm, Non-armoured c/w Brass Locknuts, IP68 (P2) (scm) | GILBLODG | GILBERT LODGE AUSTRALIA | POWMG63 | CURRENT
002438414 | GLAND | Brass, A2 Compression Fitting, M75 OD, 56.0 - 65.0mm, Non-armoured c/w Brass Locknuts | CCG | CCG CABLE TERMINATIONS | 053507 | CURRENT
002438422 | GLAND | Brass, A2 Compression Fitting, M82 OD, 65.0 - 74.0mm, Non-armoured c/w Brass Locknuts | CCG | CCG CABLE TERMINATIONS | 053508 | CURRENT
002438430 | GLAND | Brass, A2 Compression Fitting, M90 OD, 73.0 - 82.0mm, Non-armoured c/w Brass Locknuts | CCG | CCG CABLE TERMINATIONS | 053509 | CURRENT
002483956 | HOLDER,UMBRELLA | Magnetic, Adjustable, 50Kg Pull Force | CNWPL | CNW PL - SLACKS CREEK | THE TRADE SHADE | CURRENT
002483964 | UMBRELLA | Showerproof Nylon Fabric, 75cm, Open Canopy 150cm W, Fibreglass Shaft, PVC Handle, SPF Rating 50+, AS/NZS 4399 | ATOMSUPP | ATOM SUPPLY | 517278 | CURRENT
002483964 | UMBRELLA | Showerproof Nylon Fabric, 75cm, Open Canopy 150cm W, Fibreglass Shaft, PVC Handle, SPF Rating 50+, AS/NZS 4399 | CNWPL | CNW PL - SLACKS CREEK | LEG2005 | CURRENT
002483972 | HOLDER | Aerosol Can, Sunrise Attachment (Live Line Tools) | RITZ |  | RC403-2270 | CURRENT
002483980 | PLIERS | All-Angle, Sunrise Attachment (Live Line Tools) | RITZ |  | RC403-0177 | CURRENT
002483998 | TOOL,APPLICATION | Armour Rod, Serviette Ring, Sunrise Attachment (Live Line Tools) | TEN | THE ENERGY NETWORK | 10-096 | CURRENT
002484004 | ADJUSTER | Ball Socket (Long), Sunrise Attachment (Live Line Tools) | RITZ |  | RM4455-87 | CURRENT
002484012 | ADJUSTER | Ball Socket (Short), Sunrise Attachment (Live Line Tools) | RITZ |  | RM4455-22 | CURRENT
002484020 | WRENCH, BOX | Bolt Head, Sunrise Attachment (Live Line Tools) | RITZ |  | RM4455-88 | CURRENT
002484038 | CHUCK,INDEPENDENT-UNIVERSAL JAW | Blank, Sunrise Attachment (Live Line Tools) | RITZ |  | RM4455-37 | CURRENT
002484046 | MIRROR,INSPECTION | Clear Vision, Sunrise Attachment (Live Line Tools) | RITZ |  | RM4455-38 | CURRENT
002484053 | TOOL | Clevis Pin Installer, Sunrise Attachment (Live Line Tools) | RITZ |  | RM4455-102 | CURRENT
002484061 | BRUSH,WIRE,SCRATCH | Conductor Cleaning Brush, Semi-Tubular Shape Type, Sunrise Attachment (Live Line Tools) | RITZ |  | RM4455-92 | CURRENT
002484079 | GAUGE | Conductor Diameter, Aluminium, Sunrise Attachment (Live Line Tools) | RITZ |  | RM4455-72 | CURRENT
002484087 | TOOL | Cotter Key, All-Purpose, Sunrise Attachment (Live Line Tools) | RITZ |  | RM4455-82 | CURRENT
002484095 | HOLDER | Cotter Key, Sunrise Attachment (Live Line Tools) | RITZ |  | RM4455-103 | CURRENT
002484103 | TOOL | Cotter key Installation, Sunrise Attachment (Live Line Tools) | RITZ |  | RM4455-18 | CURRENT
002484111 | TOOL | Cotter Key Pusher, Sunrise Attachment (Live Line Tools) | RITZ |  | RM4455-19 | CURRENT
002484129 | TOOL | Cotter Key Remover, Snap Out Type, Sunrise Attachment (Live Line Tools) | RITZ |  | RM4455-12 | CURRENT
002484137 | TOOL | Flexible Wrench Head, 1/2" Square Drive, Sunrise Attachment (Live Line Tools) | RITZ |  | RM4455-46 | CURRENT
002484145 | RULE,MULTIPLE FOLDING | Sunrise Attachment (Live Line Tools) | RITZ |  | RM4455-16 | CURRENT
002484152 | TOOL | Hot Rodder Tool, Sunrise Attachment (Live Line Tools) | RITZ |  | RC403-1071 | CURRENT
002484160 | TOOL | Insulator Controller, Sunrise Attachment (Live Line Tools) | RITZ |  | 5455-35 | CURRENT
002484178 | TOOL | Insulator Controller (Shepherd Hook), Sunrise Attachment (Live Line Tools) | RITZ |  | RM4455-39 | CURRENT
002484186 | TOOL | Insulator Fork (Universal), Sunrise Attachment (Live Line Tools) | RITZ |  | RM4455-67 | CURRENT
002484194 | DRIFTPIN | Locating Pin, Sunrise Attachment (Live Line Tools) | RITZ |  | RM4455-15 | CURRENT
002484202 | HOLDER | Pin Holder, Sunrise Attachment (Live Line Tools) | RITZ |  | RM4455-2 | CURRENT
002484210 | HANDLE, SAW | Pruning Saw, Pistol Grip, Sunrise Attachment (Live Line Tools) | RITZ |  | RM4455-66 | CURRENT
002484228 | KNIFE,LINEMANS | Skinning, Sunrise Attachment (Live Line Tools) | RITZ |  | RM4455-50 | CURRENT
002484236 | CUTTER,WIRE ROPE,HAND OPERATED | Sunrise Attachment (Live Line Tools) | FORCORP | FORCORP PTY LTD (MANUFACTURER) | FHITWC06U | CURRENT
002484244 | HACKSAW,HAND | Sunrise Attachment (Live Line Tools) | RITZ |  | RM4455-23 | CURRENT
002484251 | HAMMER,HAND | Sunrise Attachment (Live Line Tools) | RITZ |  | RM4455-85 | CURRENT
002484269 | SCREWDRIVER,FLAT TIP | Sunrise Attachment (Live Line Tools) | RITZ |  | RM4455-28 | CURRENT
002484277 | ADAPTOR,UNIVERSAL | Sunrise Attachment (Live Line Tools) | RITZ |  | RM4455-84 | CURRENT
002484285 | HOOK | Vegetation Control, Tree & Rope Hook, Sunrise Attachment (Live Line Tools) | RITZ |  | RM4455-80 | CURRENT
002484293 | TOOL | W Keys, Sunrise Attachment (Live Line Tools) | RITZ |  | RM4455-97 | CURRENT
002484301 | BRACKET,MOUNTING | Tool Hanging (OK Bar) | RITZ |  | RM1860 | CURRENT
002484319 | INSTALLATION TOOL,CABLE TIE | Tensioning Tool, Palm Grip, Metal Body with Plastic Hand-Grips | ABBAUST | ABB AUSTRALIA PTY LTD | WT3D | CURRENT
002484327 | SEALING COMPOUND | Resin & Hardener Filling Compound BK-PUR-17, to 170kV Brugg Cables SPECIFICATION: MANUFACTURERS DATA: | BRUGG | BRUGG CABLES (MANUFACTURER) | 69999 | CURRENT
002484335 | CONNECTOR,ELECTRICAL | Inner Cone Socket, 72kV, Brugg Size T0L (583mm) c/w Contact Extension u/w Brugg Plug TFD 1.72-11 | BRUGG | BRUGG CABLES (MANUFACTURER) | S2041 | CURRENT
002484343 | CONNECTOR,ELECTRICAL | Inner Cone Socket, 145kV, Brugg Size T2L (757mm) c/w Contact Extension u/w Brugg Plug TFD 1.145-11 & TFD 1.145-12 | BRUGG | BRUGG CABLES (MANUFACTURER) | 1939-4 | CURRENT
002484392 | CABLE,POWER,ELECTRICAL | U/Ground, 76/132kV, 1C, 630mm2 Stranded Compacted Circ WB Al, XLPE/WBT/CAS (25kA/1Sec)/LLDPE/Nyl/MDPE, Graphite Coating | KEI CABL | KEI CABLES | EHV-ECB036 - ITEM26 | CURRENT
002484400 | CABLE,POWER,ELECTRICAL | U/Ground, 76/132kV, 1C, 400mm2 Stranded Compacted Circ WB Cu, XLPE/WBT/ CorrCu Sheath(40kA/0.5Sec)/MDPE, Graphite Coating | KEI CABL | KEI CABLES | EHV-ECB036 - ITEM27 | CURRENT
002484418 | CABLE,POWER,ELECTRICAL | U/Ground, 76/132kV, 1C, 630mm2 Stranded Compacted Circ WB Al, XLPE/OF/WBT/CAS (25kA/1Sec)/LLDPE/Nyl/MDPE, Graphite Coating | KEI CABL | KEI CABLES | EHV-ECB036 - ITEM28 | CURRENT
002484426 | CABLE,POWER,ELECTRICAL | U/Ground, 76/132kV, 1C, 1200mm2 Stranded Segmental Milliken WB Al, XLPE/OF/WBT/ CAS(25kA/1Sec)/LLDPE/Nyl/MDPE, Graphite Coating | KEI CABL | KEI CABLES | EHV-ECB036 - ITEM29 | CURRENT
002484434 | CABLE,POWER,ELECTRICAL | U/Ground, 76/132kV, 1C, 800mm2 Stranded Segmental Milliken WB Cu, XLPE/WBT/ CorrCu Sheath(40kA/0.5Sec)/MDPE, Graphite Coating | KEI CABL | KEI CABLES | EHV-ECB036 - ITEM30 | CURRENT
002484442 | CABLE,POWER,ELECTRICAL | U/Ground, 76/132kV, 1C, 1200mm2 Stranded Segmental Milliken WB Cu, XLPE/OF/WBT/ CorrCu Sheath(40kA/0.5Sec)/MDPE, Graphite Coating | KEI CABL | KEI CABLES | EHV-ECB036 - ITEM31 | CURRENT
002484459 | CABLE,POWER,ELECTRICAL | U/Ground, 76/132kV, 1C, 1200mm2 Stranded Segmental Milliken WB Cu, XLPE/WBT/CAS (40kA/0.5Sec)/MDPE, Graphite Coating | KEI CABL | KEI CABLES | EHV-ECB036 - ITEM32 | CURRENT
002484467 | CABLE,POWER,ELECTRICAL | U/Ground, 76/132kV, 1C, 1600mm2 Stranded Segmental Milliken WB Cu, XLPE/OF/WBT/ CAS(40kA/0.5Sec)/MDPE, Graphite Coating | KEI CABL | KEI CABLES | EHV-ECB036 - ITEM33 | CURRENT
002484475 | CABLE,POWER,ELECTRICAL | U/Ground, 76/132kV, 1C, 1600mm2 Stranded Segmental Milliken WB Cu, XLPE/WBT/ CorrCu Sheath(40kA/0.5Sec)/MDPE, Graphite Coating | KEI CABL | KEI CABLES | EHV-ECB036 - ITEM34 | CURRENT
002484483 | JOINT,ELECTRICAL POWER CABLE | Screen Break, 76/132kV, 1C, 400mm2 Stranded Compacted Circ WB Cu, XLPE/WBT/ CorrCu Sheath(40kA/0.5Sec)/MDPE, Graphite Coating | CABLGRID | CABLE GRID AUSTRALIA PL | CG-2484483-S1962-4 | CURRENT
002484483 | JOINT,ELECTRICAL POWER CABLE | Screen Break, 76/132kV, 1C, 400mm2 Stranded Compacted Circ WB Cu, XLPE/WBT/ CorrCu Sheath(40kA/0.5Sec)/MDPE, Graphite Coating | BRUGG | BRUGG CABLES (MANUFACTURER) | S1962-4 | CURRENT
002484517 | CONNECTOR,ELECTRICAL | Inner Cone Plug, suit Cable 76/132kV, 1C, 400mm2 Stranded Compacted Circ WB Cu, XLPE/WBT/CorrCu Sheath(40kA/0.5Sec)/ MDPE, Graphite Coating u/w Brugg Socket | BRUGG | BRUGG CABLES (MANUFACTURER) | S1867-4 | CURRENT
002484517 | CONNECTOR,ELECTRICAL | Inner Cone Plug, suit Cable 76/132kV, 1C, 400mm2 Stranded Compacted Circ WB Cu, XLPE/WBT/CorrCu Sheath(40kA/0.5Sec)/ MDPE, Graphite Coating u/w Brugg Socket | CABLGRID | CABLE GRID AUSTRALIA PL | CG-2484517-S1867-4 | CURRENT
002484525 | JOINT,ELECTRICAL POWER CABLE | Screen Break, 76/132kV, 1C, 800mm2 Stranded Segmental Milliken WB Cu, XLPE/ WBT/CorrCu Sheath(40kA/0.5Sec)/MDPE, Graphite Coating | BRUGG | BRUGG CABLES (MANUFACTURER) | S1962-4 | CURRENT
002484525 | JOINT,ELECTRICAL POWER CABLE | Screen Break, 76/132kV, 1C, 800mm2 Stranded Segmental Milliken WB Cu, XLPE/ WBT/CorrCu Sheath(40kA/0.5Sec)/MDPE, Graphite Coating | CABLGRID | CABLE GRID AUSTRALIA PL | CG-2484525-S1962-4 | CURRENT
002484566 | JOINT,ELECTRICAL POWER CABLE | Screen Break, 76/132kV, 1C, 1200mm2 Stranded Segmental Milliken WB Cu, XLPE/ WBT/CAS(40kA/0.5Sec)/MDPE, Graphite Coating | BRUGG | BRUGG CABLES (MANUFACTURER) | S1964-4 | CURRENT
002484566 | JOINT,ELECTRICAL POWER CABLE | Screen Break, 76/132kV, 1C, 1200mm2 Stranded Segmental Milliken WB Cu, XLPE/ WBT/CAS(40kA/0.5Sec)/MDPE, Graphite Coating | CABLGRID | CABLE GRID AUSTRALIA PL | CG-2484566-S1964-4 | CURRENT
002484608 | JOINT,ELECTRICAL POWER CABLE | Screen Break, 76/132kV, 1C, 1600mm2 Stranded Segmental Milliken WB Cu, XLPE/ WBT/CorrCu Sheath(40kA/0.5Sec)/MDPE, Graphite Coating | BRUGG | BRUGG CABLES (MANUFACTURER) | S1964-4 | CURRENT
002484608 | JOINT,ELECTRICAL POWER CABLE | Screen Break, 76/132kV, 1C, 1600mm2 Stranded Segmental Milliken WB Cu, XLPE/ WBT/CorrCu Sheath(40kA/0.5Sec)/MDPE, Graphite Coating | CABLGRID | CABLE GRID AUSTRALIA PL | CG-2484608-S1964-4 | CURRENT
000104659 | SLING | Round, 4000mm, Effective 3000kg SWL, Out Of Yellow Polyester, Round Slings Synthetic Fibre, to AS4497.2 | AMPLITUD | AMPLITUDE PTY LTD - 396777 | 900340 | CURRENT
000104660 | SLING | Round, 5000mm, Effective 3000kg SWL, Out Of Yellow Polyester, Round Slings Synthetic Fibre, to AS4497.2 | AMPLITUD | AMPLITUDE PTY LTD - 396777 | 900350 | CURRENT
002438364 | CABLE GLAND | Brass, A2 Compression Fitting, M25 OD, 14.5 - 20.5mm, Non-armoured c/w Brass Locknuts | CCG | CCG CABLE TERMINATIONS | 053502 | CURRENT
002484681 | SWITCH,ISOLATING | Auto Transfer Switch, 3Ph+N, 125A Rating, Supply 1, Off, Supply 2, ATS Mechanism Only, ATYS P M 4P 125A, Tech Spec C10493 | NHP | NHP ELECTRICAL ENGINEERING | EQL002484681 | CURRENT
002484699 | SWITCH,ISOLATING | Auto Transfer Switch, 3Ph+N, 400A Rating, Supply 1, Off, Supply 2, ATS Mechanism Only, ATYS P 4P 400A, Tech Spec C10493 | NHP | NHP ELECTRICAL ENGINEERING | EQL002484699 | CURRENT
002484707 | SWITCH,ISOLATING | Auto Transfer Switch, 3Ph+N, 630A Rating, Supply 1, Off, Supply 2, ATS Mechanism Only, ATYS P 4P 630A, Tech Spec C10493 | NHP | NHP ELECTRICAL ENGINEERING | EQL002484707 | CURRENT
002484715 | PROBE | TP-BT Bluetooth Optical Probe, MCU Based Design, Meter Reading ANSI C12.18, Bluetooth to 4.0, Default Fixed Baud Rate 9600bps | TESPRO | TESPRO ELECTRONICS CO LTD | TP-BT-ANSI-N | CURRENT
002484723 | SWITCHBOARD,POWER | Main AC Board 400V AC, 2 x Local TFMR, 400A ATS, 4 x 250A CB Essential 2 x 160A CB Non-Ess, Manual CO, Incl Dist Board, Outdoor, S/Steel | WEBER | WEBER SOUTH PACIFIC PTY LTD | VC318040-EQL01 | CURRENT
002474203 | CIRCUIT CARD | MDIM RL2 Assembly, suit RL-Series Sectionaliser, 15/27kV LBS | SCHNEIDR | SCHNEIDER PTY LTD (MANUFACTURER) | 999900215 | CURRENT
002430270 | STRAP | Pole, Ladder Bucket, suit Branach Fibreglass Extension Ladder | BLKWOOD | J BLACKWOOD & SON LTD | 08588050 | CURRENT
002484731 | SWITCHBOARD,POWER | 110V DC Main & Dist Board, 36 Pole on 1 x 72 Pole Chassis, Indoor, 125V, 100A, Form 3b/2bi, 2kA, IP51, Main Section c/w 1 x Charger 100A MCCB, 2 x Battery | WEBER | WEBER SOUTH PACIFIC PTY LTD | DE8520028-M111 | CURRENT
002484749 | SWITCHBOARD,POWER | 110V DC Main & Dist Board, 36 Pole on 2 x 72 Pole Chassis, Indoor, 125V, 100A, Form 3b/2bi, 2kA, IP51, Main Section c/w 1 x Charger 100A MCCB, 2 x Battery | WEBER | WEBER SOUTH PACIFIC PTY LTD | DE8520028-M112 | CURRENT
002484756 | SWITCHBOARD,POWER | 48V DC Main & Dist Board, 36 Pole on 1 x 36 Pole Chassis, Indoor, 125V, 100A, Form 3b/2bi, 2kA, IP51, Main Section c/w 1 x Charger 100A MCCB, 2 x Battery | WEBER | WEBER SOUTH PACIFIC PTY LTD | DE8520028-M113 | CURRENT
002484764 | SWITCHBOARD,POWER | 48V DC Main & Dist Board, 36 Pole on 2 x 72 Pole Chassis, Indoor, 125V, 100A, Form 3b/2bi, 2kA, IP51, Main Section c/w 1 x Charger 100A MCCB, 2 x Battery | WEBER | WEBER SOUTH PACIFIC PTY LTD | DE8520028-M114 | CURRENT
002484772 | SWITCHBOARD,POWER | 110V DC Main Board, Indoor, 125V, 100A, Form 3b/2bi, 2kA, IP51, Main Section c/w 1 x Charger 100A MCCB, 2 x Battery String 250A Switches, 6 x 63A MCCBs, | WEBER | WEBER SOUTH PACIFIC PTY LTD | DE8511029-M101 | CURRENT
002484780 | SWITCHBOARD,POWER | 48V DC Main Board, Indoor, 125V, 100A, Form 3b/2bi, 2kA, IP51, Main Section c/w 1 x Charger 100A MCCB, 2 x Battery String 250A Switches, 6 x 63A MCCBs, | WEBER | WEBER SOUTH PACIFIC PTY LTD | DE8511029-M102 | CURRENT
002484798 | SWITCHBOARD,POWER | DC Dist Board, Indoor, 125V, 100A, Form 2bi, 2kA, IP51, 18 Pole Chassis c/w 2 x Supply 160A LBS, 9 x 2 Pole CBs on 1 x 18 Pole Chassis for Dist Circuits, | WEBER | WEBER SOUTH PACIFIC PTY LTD | DE606025-M101 | CURRENT
002484806 | SWITCHBOARD,POWER | DC Dist Board, Indoor, 125V, 100A, Form 2bi, 2kA, IP51, 36 Pole Chassis c/w 2 x Supply 160A LBS, 18 x 2 Pole CBs on 1 x 36 Pole Chassis for Dist Circuits, | WEBER | WEBER SOUTH PACIFIC PTY LTD | DE608025-M101 | CURRENT
002484814 | SWITCHBOARD,POWER | DC Dist Board, Indoor, 125V, 100A, Form 2bi, 2kA, IP51, 48 Pole Chassis c/w 2 x Supply 160A LBS, 24 x 2 Pole CBs on 1 x 48 Pole Chassis for Dist Circuits, | WEBER | WEBER SOUTH PACIFIC PTY LTD | DE6010025-M101 | CURRENT
002484822 | SWITCHBOARD,POWER | DC Dist Board, Indoor, 125V, 100A, Form 2bi, 2kA, IP51, 60 Pole Chassis c/w 2 x Supply 160A LBS, 30 x 2 Pole CBs on 1 x 60 Pole Chassis for Dist Circuits, | WEBER | WEBER SOUTH PACIFIC PTY LTD | DE6010025-M102 | CURRENT
002484830 | SWITCHBOARD,POWER | DC Dist Board, Indoor, 125V, 100A, Form 2bi, 2kA, IP51, 72 Pole Chassis c/w 2 x Supply 160A LBS, 36 x 2 Pole CBs on 1 x 72 Pole Chassis for Dist Circuits, | WEBER | WEBER SOUTH PACIFIC PTY LTD | DE6012025-M101 | CURRENT
002453470 | TERMINAL,LUG | Stalk Compression, Bi-Metal, 185mm2, Stalk 115mm Lg, 15.7mm Dia (scm) | TECONN | TE CONNECTIVITY LTD | BS180-15.7X01/1 | CURRENT
002484871 | CIRCUIT BREAKER | 1600A, 42kA/1Sec, ACB Std, Sentron 3WL, ETU45B | SIEMENS | SIEMENS LTD | 3WL1116-3FB62-1AA2-Z | PURCHASE AS REQUIRED
002484871 | CIRCUIT BREAKER | 1600A, 42kA/1Sec, ACB Std, Sentron 3WL, ETU45B | WEBER | WEBER SOUTH PACIFIC PTY LTD | SIE-1600ETU45B | PURCHASE AS REQUIRED
002484889 | CIRCUIT BREAKER | 1600A, 42kA/1Sec, ACB Upgde, Sentron 3WL, ETU76B c/w COM35 | SIEMENS | SIEMENS LTD | 3WL1116-2NB62-1GA2 | PURCHASE AS REQUIRED
002484889 | CIRCUIT BREAKER | 1600A, 42kA/1Sec, ACB Upgde, Sentron 3WL, ETU76B c/w COM35 | WEBER | WEBER SOUTH PACIFIC PTY LTD | SIE-1600ETU76B | PURCHASE AS REQUIRED
002484897 | CIRCUIT BREAKER | 3200A, 65kA/1Sec, ACB Std, Sentron 3WL, ETU45B | SIEMENS | SIEMENS LTD | 3WL1232-2FB62-1AA2-Z | PURCHASE AS REQUIRED
002484897 | CIRCUIT BREAKER | 3200A, 65kA/1Sec, ACB Std, Sentron 3WL, ETU45B | WEBER | WEBER SOUTH PACIFIC PTY LTD | SIE-3200ETU45B | PURCHASE AS REQUIRED
002484905 | CIRCUIT BREAKER | 3200A, 65kA/1Sec, ACB Upgde, Sentron 3WL, ETU76B c/w COM35 | WEBER | WEBER SOUTH PACIFIC PTY LTD | SIE-3200ETU76B | PURCHASE AS REQUIRED
002484905 | CIRCUIT BREAKER | 3200A, 65kA/1Sec, ACB Upgde, Sentron 3WL, ETU76B c/w COM35 | SIEMENS | SIEMENS LTD | 3WL1232-2NB62-1GA2 | PURCHASE AS REQUIRED
002484913 | CIRCUIT BREAKER SUBASSEMBLY | Full DC Buffer & Converter Kit, Plugable HV & LV Common Earthing | WEBER | WEBER SOUTH PACIFIC PTY LTD | MF135243EQ01-K1 | PURCHASE AS REQUIRED
002484921 | CIRCUIT BREAKER SUBASSEMBLY | Arc Fault Protection System, VAMP 221, Central Unit | SCHNEIDR | SCHNEIDER PTY LTD (MANUFACTURER) | V2213A3AAA 12LSE VA1A6 VX002-5 | PURCHASE AS REQUIRED
002484921 | CIRCUIT BREAKER SUBASSEMBLY | Arc Fault Protection System, VAMP 221, Central Unit | WEBER | WEBER SOUTH PACIFIC PTY LTD | MF135243EQ01-K2 | PURCHASE AS REQUIRED
002484939 | CIRCUIT BREAKER SUBASSEMBLY | Arc Fault Protection System, VAMP 12L, I/O Unit | SCHNEIDR | SCHNEIDER PTY LTD (MANUFACTURER) | VAM12LSE | PURCHASE AS REQUIRED
002484939 | CIRCUIT BREAKER SUBASSEMBLY | Arc Fault Protection System, VAMP 12L, I/O Unit | WEBER | WEBER SOUTH PACIFIC PTY LTD | SCH-VAM12LSE | PURCHASE AS REQUIRED
002484947 | CIRCUIT BREAKER SUBASSEMBLY | 48V DC to 24V DC Converter, not Bi-Directional | SIEMENS | SIEMENS LTD | 6EP3233-0TA00-0AY0 | PURCHASE AS REQUIRED
002484947 | CIRCUIT BREAKER SUBASSEMBLY | 48V DC to 24V DC Converter, not Bi-Directional | WEBER | WEBER SOUTH PACIFIC PTY LTD | SIE-6EP3233-OTA00-0AY0 | PURCHASE AS REQUIRED
002484954 | CIRCUIT BREAKER SUBASSEMBLY | 3WL, Zone Selective Interlock Module | SIEMENS | SIEMENS LTD | 3WL9111-0AT2 | PURCHASE AS REQUIRED
002484954 | CIRCUIT BREAKER SUBASSEMBLY | 3WL, Zone Selective Interlock Module | WEBER | WEBER SOUTH PACIFIC PTY LTD | SIE-3WL9111-0AT2 | PURCHASE AS REQUIRED
002484962 | CIRCUIT BREAKER SUBASSEMBLY | 240V AC, 24V DC 5A Power Supply | PHOENIX | PHOENIX CONTACT PTY LTD | 2904600 | PURCHASE AS REQUIRED
002484962 | CIRCUIT BREAKER SUBASSEMBLY | 240V AC, 24V DC 5A Power Supply | WEBER | WEBER SOUTH PACIFIC PTY LTD | PHO-2904600 | PURCHASE AS REQUIRED
002484970 | CIRCUIT BREAKER SUBASSEMBLY | 24V DC Buffer | PHOENIX | PHOENIX CONTACT PTY LTD | 2907913 | PURCHASE AS REQUIRED
002484970 | CIRCUIT BREAKER SUBASSEMBLY | 24V DC Buffer | WEBER | WEBER SOUTH PACIFIC PTY LTD | PHO-2907913 | PURCHASE AS REQUIRED
002484988 | COVER,TERMINAL | Vertigroup VS3, for Bottom Connect 630A Fuse Switch | WEBER | WEBER SOUTH PACIFIC PTY LTD | 36435.001 | PURCHASE AS REQUIRED
002484988 | COVER,TERMINAL | Vertigroup VS3, for Bottom Connect 630A Fuse Switch | WEBER | WEBER SOUTH PACIFIC PTY LTD | EFE-36435.0010 | PURCHASE AS REQUIRED
002484996 | LINK | Vertigroup VS3, 1250A Solid Link | WEBER | WEBER SOUTH PACIFIC PTY LTD | CSK3 | PURCHASE AS REQUIRED
002485001 | COVER,TERMINAL | Vertigroup VS3, for Double Ganged Fuse Switch, for Bottom Connect 1260A Fuse Switch | WEBER | WEBER SOUTH PACIFIC PTY LTD | V-KU/O2000E | PURCHASE AS REQUIRED
002485019 | ACCESSORY KIT,ELEC EQUIP | Feeder Parallel Connection Kit, Vertigroup VS3, for joining 2 x 630A Switch Fuses c/w 3 x Connection Tags, Cover, Handle Connect Bar, Bolt Pack, | WEBER | WEBER SOUTH PACIFIC PTY LTD | V-BK1P | PURCHASE AS REQUIRED
002485027 | ACCESSORY KIT,ELEC EQUIP | Feeder Parallel Connection Kit, Vertigroup VS3, for 2 x 300mm2 Cables c/w 3 x Connection Tags, Cover, Bolt Pack | WEBER | WEBER SOUTH PACIFIC PTY LTD | V-TSKIT | PURCHASE AS REQUIRED
002485035 | SWITCH,FUSED | LV Circuit, 630A, 3 Pole, Vertigroup VS3, Bottom Connect c/w 630A Fuse Switch, Cable Connection Kit for 2 x 240mm2 Cables | WEBER | WEBER SOUTH PACIFIC PTY LTD | VS31000BP-003 | PURCHASE AS REQUIRED
002485043 | SWITCH,FUSED | LV Circuit, 1260A, 3 Pole, Vertigroup VS3, Bottom Connect c/w 2 x 630A Fuse Switches, Cable Connection Kit for 3 x 300mm2 Cables | WEBER | WEBER SOUTH PACIFIC PTY LTD | VS32000BP-004 | PURCHASE AS REQUIRED
002485050 | SWITCH,FUSED | LV Circuit, 160A, 3 Pole, Vertigroup VS3, Bottom Connect c/w 160A Fuse Switch | WEBER | WEBER SOUTH PACIFIC PTY LTD | V00-P185 | PURCHASE AS REQUIRED
000003829 | MODULE | EPL Communications Controller PLXCOMM, 1RU, 19" Rack Mount, suit Landis & Gyr AFLC Controller | LANDIS | LANDIS GYR (AUST) PTY LTD | 316.414.09006 | PURCHASE AS REQUIRED
002485068 | MODULE | EPL Digital Output Module | LANDIS | LANDIS GYR (AUST) PTY LTD | MISCA-ELEC | PURCHASE AS REQUIRED
002485068 | MODULE | EPL Digital Output Module | LANDIS | LANDIS GYR (AUST) PTY LTD | 316.414.06001 | PURCHASE AS REQUIRED
000003832 | MODULE | EPL Injection Control Module, 1RU, 19" Rack Mount, suit Landis & Gyr AFLC Controller | LANDIS | LANDIS GYR (AUST) PTY LTD | 316.414.02010 | PURCHASE AS REQUIRED
000003828 | MODULE | EPL Serial Port Board, suit Landis & Gyr AFLC Controller | LANDIS | LANDIS GYR (AUST) PTY LTD | 316.414.10011 | PURCHASE AS REQUIRED
002485118 | CONDUIT,NONMETALLIC,FLEXIBLE | Split Sleeve Tubing, 7mm Dia, 3m Lg, Fire Retardant PPL, Black, Corrugated, Antenna Segregation | NARVA | NARVA - BROWN & WATSON INTERNATIONAL P/L | 56707-3 | CURRENT
002485126 | END CAP | MV Series, Section 9, Telescopic Stick Part, Triangular, Black, Rubber Base Cap | TEN | THE ENERGY NETWORK | P18026 | CURRENT
002485126 | END CAP | MV Series, Section 9, Telescopic Stick Part, Triangular, Black, Rubber Base Cap | HASTINGS | HASTING DEERING PTY LTD | P18026 | CURRENT
002485134 | HELMET,SAFETY | Gallet LH050 Helicopter Helmet, White, Large c/w Standard Passive Comms, M-7/DC Electret Microphone, Tinted Inner Visor | FHA | FLIGHT HELMETS AUSTRALIA | GA74764 | PURCHASE AS REQUIRED
002485142 | PAD,HELMET | Gallet Comfort Liner Kit, for LH050 Helicopter Helmet | FHA | FLIGHT HELMETS AUSTRALIA | GA77094 | PURCHASE AS REQUIRED
002485159 | COVER,MICROPHONE | Gallet Wind Muff, for LH050 Helicopter Helmet | FHA | FLIGHT HELMETS AUSTRALIA | CIWS-E-1-OR | PURCHASE AS REQUIRED
002485167 | HELMET,SAFETY | Aspida Flight Helmet Non-NVG, Gloss White c/w Standard Comms Package, Electret Microphone, Dual Visor Cover, Tinted Inner & Clear Outer lenses | REDBARON | RED BARON ALSE | ASP01-XL | PURCHASE AS REQUIRED
002485175 | PAD,HELMET | Nephos Comfort Liner, X-Large, 1/2" Thk, for Aspida Flight Helmet | REDBARON | RED BARON ALSE | PCL1712 | PURCHASE AS REQUIRED
002485183 | PAD,HELMET | Nephos Comfort Liner, X-Large, 1/4" Thk, for Aspida Flight Helmet | REDBARON | RED BARON ALSE | PCL1714 | PURCHASE AS REQUIRED
002485191 | PAD,HELMET | Nephos Comfort Liner, X-Large, 3/4" Thk, for Aspida Flight Helmet | REDBARON | RED BARON ALSE | PCL1734 | PURCHASE AS REQUIRED
002485209 | PAD,HELMET | Nephos Comfort Liner, X-Large, 3/8" Thk, for Aspida Flight Helmet | REDBARON | RED BARON ALSE | PCL1738 | PURCHASE AS REQUIRED
002485217 | PAD,HELMET | Nephos Comfort Liner, X-Large, 5/8" Thk, for Aspida Flight Helmet | REDBARON | RED BARON ALSE | PCL1758 | PURCHASE AS REQUIRED
002485225 | BAG,TOOL | Black, Standard Helmet Bag, for Aspida Flight Helmet | REDBARON | RED BARON ALSE | PAH-HB103 | PURCHASE AS REQUIRED
002485233 | COVER,MICROPHONE | Wind Muff, Small, 24 x 40mm, for Aspida Flight Helmet | REDBARON | RED BARON ALSE | PA-10S | PURCHASE AS REQUIRED
002485241 | HEADSET-MICROPHONE | Bose A20 Aviation Flight Headset c/w Bluetooth, Straight Cord, U174 Helicopter Plug | FLGHTSTR | FLIGHT STORE PTY LTD | 857641-3130 | PURCHASE AS REQUIRED
002485258 | PARTS KIT | Bose A20 Accessory Kit c/w Microphone Cover, Headset Ear Cushion Kit, Headband Cushion Kit | FLGHTSTR | FLIGHT STORE PTY LTD | A20KIT | PURCHASE AS REQUIRED
002485266 | SWITCH,ISOLATING | Battery Isolation Cubicle, 1 x Indoor, 125V, 112A, Form 1, 2kA, IP51, 1 x 3 Pole 160A DC CB, c/w 112A Overload Trip & 2000A Instantaneous Trip w/-Aux | WEBER | WEBER SOUTH PACIFIC PTY LTD | VC110020-M104 | CURRENT
002485274 | SWITCH,ISOLATING | Battery Isolation Cubicle, 1 x Indoor, 125V, 160A, Form 1, 2kA, IP51, 1 x 3 Pole 200A DC CB, c/w 160A Overload Trip & 2000A Instantaneous Trip w/-Aux | WEBER | WEBER SOUTH PACIFIC PTY LTD | VC110010-M103 | CURRENT
002485282 | RELAY,PROTECTION | FW 14C, Fdr Mgt, OC, EF & SEF, 5/8 I/O, SEF, 5/8 I/O, 24-250VDC Pwr, 1/5A CT, DNP3 over RS485, 4U 20TE Case | SCHNEIDR | SCHNEIDER PTY LTD (MANUFACTURER) | P123B00Z412EC0 | CURRENT
002485290 | METER,WATTHOUR | E360 S1310 1P1E WC c/w LTE Comms | LANDIS | LANDIS GYR (AUST) PTY LTD | S1310D1MA1NN001YM | CURRENT
002485308 | METER,WATTHOUR | E360 S1325 1P2E WC c/w LTE Comms | LANDIS | LANDIS GYR (AUST) PTY LTD | S1325D1MA1NN001YM | CURRENT
002485316 | METER,WATTHOUR | E360 S3300 3P3E WC c/w LTE Comms, Extended Terminal Cover | LANDIS | LANDIS GYR (AUST) PTY LTD | S3300D1MA1NE001YM | CURRENT
002485324 | METER,WATTHOUR | E360 S3301 3P3E WC 1LC Relay c/w LTE Comms, Extended Terminal Cover | LANDIS | LANDIS GYR (AUST) PTY LTD | S3301D1MA1NE001YM | CURRENT
002485332 | ANTENNA | External Antenna for E360 Meters c/w 3dBi 2m Cable Bracket, Right Angle | LANDIS | LANDIS GYR (AUST) PTY LTD | ANTANP23SAXLG | CURRENT
002485340 | GLOVES,PROTECTIVE | Bamboo TwinFlex, Size 7, Cut Level D, 18 Gauge, Protective Coating on Palms & Fingers, Knitted Cuff, Green/Black, for Dry & Slightly Damp/Oily Conditions | UVEX | UVEX SAFETY GROUP | 60090-7 | CURRENT
002485357 | GLOVES,PROTECTIVE | Bamboo TwinFlex, Size 8, Cut Level D, 18 Gauge, Protective Coating on Palms & Fingers, Knitted Cuff, Green/Black, for Dry & Slightly Damp/Oily Conditions | UVEX | UVEX SAFETY GROUP | 60090-8 | CURRENT
002485365 | GLOVES,PROTECTIVE | Bamboo TwinFlex, Size 9, Cut Level D, 18 Gauge, Protective Coating on Palms & Fingers, Knitted Cuff, Green/Black, for Dry & Slightly Damp/Oily Conditions | UVEX | UVEX SAFETY GROUP | 60090-9 | CURRENT
002485373 | GLOVES,PROTECTIVE | Bamboo TwinFlex, Size 10, Cut Level D, 18 Gauge, Protective Coating on Palms & Fingers, Knitted Cuff, Green/Black, for Dry & Slightly Damp/Oily Conditions | UVEX | UVEX SAFETY GROUP | 60090-10 | CURRENT
002485381 | GLOVES,PROTECTIVE | Bamboo TwinFlex, Size 11, Cut Level D, 18 Gauge, Protective Coating on Palms & Fingers, Knitted Cuff, Green/Black, for Dry & Slightly Damp/Oily Conditions | UVEX | UVEX SAFETY GROUP | 60090-11 | CURRENT
002485399 | COIL,ELECTRICAL | Close Coil, Switchboard Spare Part, for VH1F Tamco 11kV Switchgear | TAMCO | TAMCO SWITCHGEAR (MANUFACTURER) | 189050002045-VH1F | CURRENT
002485407 | MOTOR | Spring Charge, Switchboard Spare Part, for VH1F Tamco 11kV Switchgear | TAMCO | TAMCO SWITCHGEAR (MANUFACTURER) | 189050000038-VH1F | CURRENT
002485415 | COIL,ELECTRICAL | Trip Coil, Switchboard Spare Part, for VH1F Tamco 11kV Switchgear | TAMCO | TAMCO SWITCHGEAR (MANUFACTURER) | 189050000085-VH1F | CURRENT
002485423 | COIL,ELECTRICAL | Close Coil, Switchboard Spare Part, for GV3N Tamco 22kV Switchgear | TAMCO | TAMCO SWITCHGEAR (MANUFACTURER) | 189050002045-GV3N | CURRENT
002485431 | MOTOR | Spring Charge, Switchboard Spare Part, for GV3N Tamco 22kV Switchgear | TAMCO | TAMCO SWITCHGEAR (MANUFACTURER) | 189050000914-GV3N | CURRENT
002485449 | COIL,ELECTRICAL | Trip Coil, Switchboard Spare Part, for GV3N Tamco 22kV Switchgear | TAMCO | TAMCO SWITCHGEAR (MANUFACTURER) | 189050000085-GV3N | CURRENT
002430551 | PROBE,TELESCOPIC | Extends 49cm to 85cm, SS tip; 4mm plug for test lead Cat III, 1000V (scm) | PENTA | PENTA AUST (TMAC THEW & MCCANN/HYLEC) | PA21703 | CURRENT
002430551 | PROBE,TELESCOPIC | Extends 49cm to 85cm, SS tip; 4mm plug for test lead Cat III, 1000V (scm) | HYLEC | HYLEC PTY LTD | PERCHTELESCREW SSD2 | CURRENT
002433647 | LEAD,TEST | 0.75mm2 PVC, Black, 1.5m, 12A for Perch Tele, 4mm Straight & Right Angle Connector | PENTA | PENTA AUST (TMAC THEW & MCCANN/HYLEC) | PA22864 | CURRENT
002433647 | LEAD,TEST | 0.75mm2 PVC, Black, 1.5m, 12A for Perch Tele, 4mm Straight & Right Angle Connector | HYLEC | HYLEC PTY LTD | FFM5/2410-IEC-150-N | CURRENT
002476026 | RELAY,PROTECTION | FW C5B, Low Impedance Diff, 24/32V DC Pwr, 24/250V DC Logic 24/24 IO, 1/5A, Flush/80TE, DNP 100Base-FX, MM LC Enet & IEC61850 | SCHNEDER | SCHNEIDER PTY LTD | P746 92QELM0C59M | CURRENT
002476034 | RELAY,PROTECTION | FW C5B, Low Impedance Diff, 48/110V DC Pwr, 24/250V DC Logic 24/24 IO, 1/5A, Flush/80TE, DNP 100Base-FX, MM LC Enet & IEC61850 | SCHNEDER | SCHNEIDER PTY LTD | P746 22QELM0C59M | CURRENT
002476042 | RELAY,PROTECTION | FW C5B, Low Impedance Diff, 110/250V DC Pwr, 24/250V DC Logic 24/24 IO, 1/5A, Flush/80TE, DNP 100Base-FX, MM LC Enet & IEC61850 | SCHNEDER | SCHNEIDER PTY LTD | P746 32QELM0C59M | CURRENT
002443125 | RELAY,PROTECTION | Remote I/O Device, 8/8/ I/O, 48-125V DC Power Supply, 48V DC Control, EIA-232 Mirror Bit Comms, 19" Rack Mount | SEL | SCHWEITZER ENGINEERING LABORATORIES INC. | 250603012X | CURRENT
002468023 | RELAY,PROTECTION | Remote I/O Device, 8/8/ I/O, 48-125V DC Power Supply, 110V DC control, EIA-232 Mirror Bit Comms, 19" Rack Mount | SEL | SCHWEITZER ENGINEERING LABORATORIES INC. | 250603013X | CURRENT
002443133 | RELAY,PROTECTION | Remote I/O Device, 8/8/ I/O, 48-125V DC Power Supply, 125V DC Control, EIA-232 Mirror Bit Comms, 19" Rack Mount | SEL | SCHWEITZER ENGINEERING LABORATORIES INC. | 250603014X | CURRENT
002443141 | RELAY,PROTECTION | Remote I/O Device, 8/8/ I/O, 125-250V DC Power Supply, 250V DC Control, EIA-23 Mirror Bit Comms, 19" Rack Mount | SEL | SCHWEITZER ENGINEERING LABORATORIES INC. | 250604016X | CURRENT
002485522 | TAG,MARKER | Pole Inspection Disc, Al, Colour Dulux Orange X15 Powder Coated, 50mm Dia, 2mm Thk c/w 6mm Dia Punched Hole 8mm from Edge, for Asset Inspectors to | UAM | UTILITY ASSET MANAGEMENT P/L | IN02414 | CURRENT
002466365 | CABLE,POWER,ELECTRICAL | Flexible, 0.6/1kV, 1C, 25mm2 (350/0.30) Cu/X-HF-90/HFS-90-TP, 100m Wood Drum, JTS 03-01-08 | MIDLANDS | MIDLAND METALS | MMO-1X25 CU XHF HFS | CURRENT
002485530 | GROMMET | Diaphragm, 16 x 11mm, Overall Dia 19mm, 8mm Thk, Black, PVC, for External Antenna into Switchboard, Pack of 500 | ESSENTRA | ESSENTRA COMPONENTS AUST | 19435 | CURRENT
002485571 | BRACKET,MOUNTING | LED Floodlight Adaptor, suits Philips Tango G4 BVP431 & BVP432, Dwg. 912580-05 | GM POLES | GM POLES PTY LTD | PED-FL-130-S-F | CURRENT
002485621 | CIRCUIT BREAKER | Tembreak Pro MCCB 250 FRAME 36kA 3P 40A Basic Electronic | NHP | NHP ELECTRICAL ENGINEERING | P250F340BE | CURRENT
002485639 | CIRCUIT BREAKER | Tembreak Pro MCCB 250 FRAME 36kA 3P 100A Basic Electronic | NHP | NHP ELECTRICAL ENGINEERING | P250F3100BE | CURRENT
002485647 | CIRCUIT BREAKER | Tembreak Pro MCCB 250 FRAME 36kA 3P 160A Basic Electronic | NHP | NHP ELECTRICAL ENGINEERING | P250F3160BE | CURRENT
002485654 | CIRCUIT BREAKER | Tembreak Pro MCCB 250 FRAME 36kA 3P 250A Basic Electronic | NHP | NHP ELECTRICAL ENGINEERING | P250F3250BE | CURRENT
002485662 | CIRCUIT BREAKER | Tembreak Pro MCCB 400 FRAME 36kA 3P 400A Basic Electronic | NHP | NHP ELECTRICAL ENGINEERING | P400F3400BE | CURRENT
002485670 | HOLDER | Nut/Washer Holder, Handheld, for M10 Stainless Nuts/Washers | AMPLITUD | AMPLITUDE PTY LTD - 396777 | NJ17 | CURRENT
002485688 | HOLDER | Nut/Washer Holder, Handheld, for M12 Stainless Nuts/Washers | AMPLITUD | AMPLITUDE PTY LTD - 396777 | NJ19 | CURRENT
002485696 | HOLDER | Nut/Washer Holder, Handheld, for M16 Galvanised Nuts/Washers | AMPLITUD | AMPLITUDE PTY LTD - 396777 | NJ24 | CURRENT
002485704 | CONTROL,TEMPERATURE | BWDK Series Temperature Monitor, BWDK-3208B & BWDK-3208E Functions, 260 x 200 x 80mm c/w Temperature Probes, for ABB Resibloc Dry Type Transformers | HITACHI | HITACHI ENERGY AUSTRALIA LTD | BWDK-3208BE | CURRENT
002485712 | ADAPTOR,SOCKET WRENCH | 1/4" Quick Connect Hex Shank to 1/2" Square | C&LTOOL | CALTCO T/A C&L TOOL CENTRE | MAKAB-54673 | CURRENT
002485720 | BIT,SCREWDRIVER | Cross Tip, 1/4" Quick Connect Pozi Drive, PZ1x50mm (P3) | C&LTOOL | CALTCO T/A C&L TOOL CENTRE | MAKAP-53506 | CURRENT
002485738 | BIT,SCREWDRIVER | Cross Tip, 1/4" Quick Connect Pozi Drive, PZ2x50mm (P3) | C&LTOOL | CALTCO T/A C&L TOOL CENTRE | MAKAP-53512 | CURRENT
002485746 | BIT,SCREWDRIVER | Flat Tip, 1/4" Quick Connect, 0.6 x 4.5 x 50mm (P3) | C&LTOOL | CALTCO T/A C&L TOOL CENTRE | MAKAB-25292 | CURRENT
002485753 | BIT,SCREWDRIVER | Flat Tip, 1/4" Quick Connect, 0.8 x 4.5 x 50mm (P3) | C&LTOOL | CALTCO T/A C&L TOOL CENTRE | MAKAB-25301 | CURRENT
002485761 | MANHOLE TOP ASSEMBLY | Footpath Access, Explosion Mitigation, Vented Cover, Class B, 750 x 750mm Clr Opening, Unfilled Black Ductile Iron & Frame, 80kN Load Capacity, Marked with | EJAUST | EJ AUSTRALIA PTY LTD | LA77B_EMC | CURRENT
002485779 | PARTS KIT | Retrofit Kit, for Fulton 3-Way Link Pillar c/w Operation Instructions & Diagram, Lockout Kit & Label Kit, Stds A677 | FULTON | FULTON INDUSTRIES PL | 01-PPB4T-3W+6F-QLD-RUKIT | CURRENT
002485787 | CONTROL,INTERFACE | MD100 Dual NIC Small Form Factor RTU/HMI, w/o 4G Modem, no I/O | CGI | CGI TECHNOLOGIES & SOLUTIONS P/L | MD100-2E1S-XGW | CURRENT
002485795 | ADAPTOR,SOCKET WRENCH | 3/8F x 1/2M Impact Rated | C&LTOOL | CALTCO T/A C&L TOOL CENTRE | GEN340440 | CURRENT
002485803 | WRENCH,SOCKET | 3 in 1 Square Nut Socket Impact Rated 7/16" Hex, suits 3/4", 1" & 1 1/8" Square Nuts SPECIAL FEATURES: | C&LTOOL | CALTCO T/A C&L TOOL CENTRE | MILWA49665101 | CURRENT
002485811 | FIXTURE,LIGHTING | LED 14W StreetLED3 (L14A 3K) 3K, Aeroscreen c/w NEMA PE Cell, Tilt Adaptor, Minor Road, EQTS 05-01-02 | SYLVANIA | SYLVANIA SCHREDER | JLC30BD11L14 | CURRENT
002485829 | FIXTURE,LIGHTING | LED 14W Avenue Gen 2 (L14 3K) 3K, Nostalgia Type 1, Green c/w NEMA PE Cell, Minor Road, Bracket to Dwg 05-01-01, EQTS 05-01-02 | SYLVANIA | SYLVANIA SCHREDER | S1S3BD11L14 | CURRENT
002485837 | FIXTURE,LIGHTING | LED 14W Avenue Gen 2 (L14 3K) 3K, Nostalgia Type 1, Black c/w NEMA PE Cell, Minor Road, Bracket to Dwg 05-01-01, EQTS 05-01-02 | SYLVANIA | SYLVANIA SCHREDER | S1S3BD12L14 | CURRENT
002485845 | FIXTURE,LIGHTING | LED 14W Avenue Gen 2 (L14 3K) 3K, Nostalgia Type 1, Blue/Grey c/w NEMA PE Cell, Minor Road, Bracket to Dwg 05-01-01, EQTS 05-01-02 | SYLVANIA | SYLVANIA SCHREDER | S1S3BD13L14 | CURRENT
002485852 | FIXTURE,LIGHTING | LED 18W Avenue Gen 2 (L18 3K) 3K, Nostalgia Type 1, Green c/w NEMA PE Cell, Minor Road, Bracket to Dwg 05-01-01, EQTS 05-01-02 | SYLVANIA | SYLVANIA SCHREDER | S1S3BD11L18 | CURRENT
002485860 | FIXTURE,LIGHTING | LED 18W Avenue Gen 2 (L18 3K) 3K, Nostalgia Type 1, Black c/w NEMA PE Cell, Minor Road, Bracket to Dwg 05-01-01, EQTS 05-01-02 | SYLVANIA | SYLVANIA SCHREDER | S1S3BD12L18 | CURRENT
002485878 | FIXTURE,LIGHTING | LED 18W Avenue Gen 2 (L18 3K) 3K, Nostalgia Type 1, Blue/Grey c/w NEMA PE Cell, Minor Road, Bracket to Dwg 05-01-01, EQTS 05-01-02 | SYLVANIA | SYLVANIA SCHREDER | S1S3BD13L18 | CURRENT
002485886 | FIXTURE,LIGHTING | LED 14W Avenue Gen 2 (L14 3K) 3K, Nostalgia Type 2, Green c/w NEMA PE Cell, Minor Road, Bracket to Dwg 05-01-07, EQTS 05-01-02 | SYLVANIA | SYLVANIA SCHREDER | S1S3BD21L14 | CURRENT
002485894 | FIXTURE,LIGHTING | LED 14W Avenue Gen 2 (L14 3K) 3K, Nostalgia Type 2, Black c/w NEMA PE Cell, Minor Road, Bracket to Dwg 05-01-07, EQTS 05-01-02 | SYLVANIA | SYLVANIA SCHREDER | S1S3BD22L14 | CURRENT
002485902 | FIXTURE,LIGHTING | LED 14W Avenue Gen 2 (L14 3K) 3K, Nostalgia Type 2, Blue/Grey c/w NEMA PE Cell, Minor Road, Bracket to Dwg 05-01-07, EQTS 05-01-02 | SYLVANIA | SYLVANIA SCHREDER | S1S3BD23L14 | CURRENT
002485910 | FIXTURE,LIGHTING | LED 18W Avenue Gen 2 (L18 3K) 3K, Nostalgia Type 2, Green c/w NEMA PE Cell, Minor Road, Bracket to Dwg 05-01-07, EQTS 05-01-02 | SYLVANIA | SYLVANIA SCHREDER | S1S3BD21L18 | CURRENT
002485928 | FIXTURE,LIGHTING | LED 18W Avenue Gen 2 (L18 3K) 3K, Nostalgia Type 2, Black c/w NEMA PE Cell, Minor Road, Bracket to Dwg 05-01-07, EQTS 05-01-02 | SYLVANIA | SYLVANIA SCHREDER | S1S3BD22L18 | CURRENT
002485936 | FIXTURE,LIGHTING | LED 18W Avenue Gen 2 (L18 3K) 3K, Nostalgia Type 2, Blue/Grey c/w NEMA PE Cell, Minor Road, Bracket to Dwg 05-01-07, EQTS 05-01-02 | SYLVANIA | SYLVANIA SCHREDER | S1S3BD23L18 | CURRENT
002485944 | FIXTURE,LIGHTING | LED 14W Avenue Gen 2 (L14 3K) 3K, Nostalgia, Green c/w NEMA PE Cell, Minor Road, No Bracket, EQTS 05-01-02 | SYLVANIA | SYLVANIA SCHREDER | S1S3BD01L14 | CURRENT
002485951 | FIXTURE,LIGHTING | LED 14W Avenue Gen 2 (L14 3K) 3K, Nostalgia, Black c/w NEMA PE Cell, Minor Road, No Bracket, EQTS 05-01-02 | SYLVANIA | SYLVANIA SCHREDER | S1S3BD02L14 | CURRENT
002485969 | FIXTURE,LIGHTING | LED 14W Avenue Gen 2 (L14 3K) 3K, Nostalgia, Blue/Grey c/w NEMA PE Cell, Minor Road, No Bracket, EQTS 05-01-02 | SYLVANIA | SYLVANIA SCHREDER | S1S3BD03L14 | CURRENT
002485977 | FIXTURE,LIGHTING | LED 18W Avenue Gen 2 (L18 3K) 3K, Nostalgia, Green c/w NEMA PE Cell, Minor Road, No Bracket, EQTS 05-01-02 | SYLVANIA | SYLVANIA SCHREDER | S1S3BD01L18 | CURRENT
002485985 | FIXTURE,LIGHTING | LED 18W Avenue Gen 2 (L18 3K) 3K, Nostalgia, Black c/w NEMA PE Cell, Minor Road, No Bracket, EQTS 05-01-02 | SYLVANIA | SYLVANIA SCHREDER | S1S3BD02L18 | CURRENT
002485993 | FIXTURE,LIGHTING | LED 18W Avenue Gen 2 (L18 3K) 3K, Nostalgia, Blue/Grey c/w NEMA PE Cell, Minor Road, No Bracket, EQTS 05-01-02 | SYLVANIA | SYLVANIA SCHREDER | S1S3BD03L18 | CURRENT
002486009 | BIT,SCREWDRIVER | Drive Head, 1/4", Magnetic Nut Setter, 1/4" Quick Connect Drive | C&LTOOL | CALTCO T/A C&L TOOL CENTRE | GFB29B | CURRENT
002439248 | BLADE,CUTTER,CABLE,HAND OPERATED | Replacement Blade, suit Type S-200 Hand Hydraulic Cutter | IZUMI | IZUMI PRODUCTS (MANUFACTURER) | 200-08 | CURRENT
000104427 | HOLDER,ROLLER | Bracket, for use with ABC Suspension Clamps | PLP AUST | PREFORMED LINE PRODUCTS (AUST) | D-IBSRA | CURRENT
R24948 | LIGHT UNIT,PORTABLE | REFURBISHED, Milwaukee, M18 LED Tripod Stand Light, 18V, 3-Mode Light Options, Low/Med/High 850/1300/2000 Lumens, 2.2m Max Extension Rotating Head, Skin Only | MILWAUKE | MILWAUKEE POWER TOOLS | M18SAL-0 | CURRENT
002486058 | MODULE | OS6855 Comms Switch, DC Power Supply | NSN | NOKIA SOLUTION NETWORK AUST PTY LTD | OS6855-PSL-D | STRATEGIC SPARE
002486074 | DIE,CRIMPING TOOL | Hex, 6T, 9mm A/F Al, 10-35mm2, 12.0mm W | TEN | THE ENERGY NETWORK | K6-09.0-AL | CURRENT
002486082 | DIE,CRIMPING TOOL | Hex, 6T, 17.3mm A/F Al, 95-120mm2, 12.0mm W | TEN | THE ENERGY NETWORK | K6-17.3-AL | CURRENT
002486090 | HOLDER,MARKER | Type KLM-A, Marker Strip Carrier, 44 x 7mm Lettering Field, Adjustable Height, for Terminals | PHOENIX | PHOENIX CONTACT PTY LTD | 1004348 | CURRENT
002486108 | PARTITION,TERMINAL BLOCK | Type TS-UT 6-T/SP, Partition Plate, 105.2mm Lg, 1mm W, 67.5mm H, Gray, suit Terminals | PHOENIX | PHOENIX CONTACT PTY LTD | 3072821 | CURRENT
002486124 | CONNECTOR,ELECTRICAL | Inner Cone Socket, 72.5kV, Brugg Size G0 (310mm) c/w Dust Cap u/w Brugg Plug, TFD 1.72-11, IEC 62271-209 Fig 3 | CABLGRID | CABLE GRID AUSTRALIA PL | CG-2486124-S2034 | CURRENT
002486132 | CONNECTOR,ELECTRICAL | Inner Cone Socket, 72.5kV, Brugg Size T0 (310mm) c/w Contact Extension & Dust Cap u/w Brugg Plug TFD 1.72-11, IEC 62271-209 Fig 3 | CABLGRID | CABLE GRID AUSTRALIA PL | CG-2486132-S2038 | CURRENT
002486140 | CONNECTOR,ELECTRICAL | Inner Cone Socket, 145kV, Brugg Size G2 (470mm) Cylindrical Fixing Ring c/w Contact Extension & Dust Cap u/w Brugg Plug, TFD 1.170-11, IEC 62271-209 Fig 3 | CABLGRID | CABLE GRID AUSTRALIA PL | CG-2486140-S1779-4 | CURRENT
002486157 | CONNECTOR,ELECTRICAL | Inner Cone Socket, 145kV, Brugg Size T2 (470mm) c/w Contact Extension u/w Brugg Plug TFD 1.145-11 & TFD 1.145-12 | CABLGRID | CABLE GRID AUSTRALIA PL | CG-2486157-S1940 | CURRENT
002486165 | FUSECARRIER | Clear Fuse Carrier Test Assembly, c/w lead female banana plug | AMPLITUD | AMPLITUDE PTY LTD - 396777 | FCTALEAD | CURRENT
002486173 | FUSECARRIER | Clear Fuse Carrier Test Assembly, c/w Housing Mounted Female Banana Plug | AMPLITUD | AMPLITUDE PTY LTD - 396777 | FCTAPANEL | CURRENT
002486207 | ENERGY STORAGE SYSTEM | BESS, LV Connected, 3 Ph, Pole Mounted Battery & Inverter Module, Cabinet approx 2000 x 900 x 500mm | CW57469 | ECOJOULE ENERGY PTY LTD-416296 | ECO V2 - 90-2-021 | CURRENT
000054100 | PLATE,MOUNTING | Type 3U-1, 19" Rack Mounting Plate 3U, 15 x Fuse/Link | GLOBAL | GLOBAL MANUFACTURING GROUP | EESS-10254-01 | CURRENT
000054097 | PLATE,MOUNTING | Type 3U-CB, 19" Rack Mounting Plate 3U, CB Switches & Lamps | B&R | B&R ENCLOSURES | EESS-10245-01 | CURRENT
000054097 | PLATE,MOUNTING | Type 3U-CB, 19" Rack Mounting Plate 3U, CB Switches & Lamps | GLOBAL | GLOBAL MANUFACTURING GROUP | EESS-10245-01 | CURRENT
000054006 | PLATE,MOUNTING | Type 3U-3, 19" Rack Mounting Plate 3U, 3 x K&N Switches & Lamps | GLOBAL | GLOBAL MANUFACTURING GROUP | EESS-10257-01 | CURRENT
000004101 | PLATE,MOUNTING | Type 4U-Integra, 19" Rack Mounting Plate 4U, 2 x CB & Integra | GLOBAL | GLOBAL MANUFACTURING GROUP | EESS-10248-01 | CURRENT
002486215 | CIRCUIT BREAKER SUBASSEMBLY | 36kV, 3150A, 110V DC Aux, Spare Parts for ABB OHB CB, c/w 2 x Trip Coil, 1 x Close Coil, 1 x Motor, 1 x Signal Switch, 1 x Micro-Switch | ABB | ABB FAN PTY LTD | OHB SPARES KIT | CURRENT
002486223 | CIRCUIT BREAKER SUBASSEMBLY | 36kV, 3150A, 110V DC Aux, Basic Mechanism (ESH9) suits ABB HD4 & OHB CBS | ABB | ABB FAN PTY LTD | 507893-803 | CURRENT
000004154 | DOOR,ACCESS | Mesh Door, Front, FA2, 45U x 800mm | B&R | B&R ENCLOSURES | XB-586135/13 | CURRENT
000004156 | DOOR,ACCESS | Mesh Door, Rear, Bi-Fold, RA5, 45U x 800mm | B&R | B&R ENCLOSURES | XB-586135/15 | CURRENT
000004158 | PANEL,ELEC EQUIP | Side Panel, FA2, RA2 & RA5, 45U x 800mm | B&R | B&R ENCLOSURES | XB-586135/18 | CURRENT
000004160 | PANEL,ELEC EQUIP | Side Panel, RA3 & RA4, 45U x 600mm | B&R | B&R ENCLOSURES | XB-586135/21 | CURRENT
000004161 | FLANGE,ELEC BOX ENTRY | Roof Type, Brushed Gland Cable Entry | B&R | B&R ENCLOSURES | XB-586135/25 | CURRENT
002468197 | FLANGE,ELEC BOX ENTRY | Split Base Plate, False Floor Cable Entry, 800 x 800mm, FA11, FA2, RA11 & RA5 Cubicles | B&R | B&R ENCLOSURES | XB-586135/27 | CURRENT
002468205 | FLANGE,ELEC BOX ENTRY | Split Base Plate, False Floor Cable Entry, 800 x 600mm, RA4 Cubicles | B&R | B&R ENCLOSURES | XB-586135/28 | CURRENT
002468213 | FLANGE,ELEC BOX ENTRY | Split Base Plate, False Floor Cable Entry, 600 x 600mm, RA21 & RA3 Cubicles | B&R | B&R ENCLOSURES | XB-586135/29 | CURRENT
000004098 | FLANGE,ELEC BOX ENTRY | Type 1U-BR, 19" Rack Brushed Cable Entry 1U | B&R | B&R ENCLOSURES | XB-586135/31 | CURRENT
000004002 | PLATE,BLANKING | Type 1U-BL 2H, 19" Rack Blanking Plate 1U | B&R | B&R ENCLOSURES | XB-586135/32 | CURRENT
000054015 | PLATE,BLANKING | Type S1-4U-BL, 19" Rack Blanking Plate 4U, High Size 1 | B&R | B&R ENCLOSURES | XB-586135/37 | CURRENT
000004017 | PLATE,BLANKING | Type S3-4U-BL, 19" Rack Blanking Plate 4U, High Size 3 | B&R | B&R ENCLOSURES | XB-586135/39 | CURRENT
000004019 | PLATE,BLANKING | Type S6-4U-BL, 19" Rack Blanking Plate 4U, High Size 6 | B&R | B&R ENCLOSURES | XB-586135/41 | CURRENT
000004020 | PLATE,BLANKING | Type S8-4U-BL, 19" Rack Blanking Plate 4U, High Size 8 | B&R | B&R ENCLOSURES | XB-586135/42 | CURRENT
000004007 | PLATE,MOUNTING | Type 3U-TT, 19" Rack Mounting Plate 3U, Test Terminals | B&R | B&R ENCLOSURES | XB-586135/47 | CURRENT
000004013 | PLATE,MOUNTING | Type 10U-Touch Screen, 19" Rack Mounting Plate 10U | B&R | B&R ENCLOSURES | XB-586135/52 | CURRENT
000054099 | PLATE,MOUNTING | Type 14U-Metering, 19" Rack Mounting Plate 14U | B&R | B&R ENCLOSURES | XB-586135/53 | CURRENT
002486363 | PLATE,BLANKING | 19" Rack Blanking plate 4U, 12c ASEA Equipment Frame, 83mm W | B&R | B&R ENCLOSURES | XB-586135/60 | CURRENT
002486371 | PLATE,BLANKING | 19" Rack Blanking plate 4U, 24c ASEA Equipment Frame, 166mm W | B&R | B&R ENCLOSURES | XB-586135/61 | CURRENT
000004067 | LEAD,ELECTRICAL | Multiplexer Cable, PDH, 5m Lg, V24 10 Pair Stub Cable P1 & P2, suit 24020, Dwg 903187-03 | COMMTEL | COMMTEL NETWORK SOLUTIONS PL | STD-0036-P1-10-5M & P2-10-5M | CURRENT
002457638 | LEAD,ELECTRICAL | Multiplexer Cable, PDH, 1m Lg, DFX100 to DB4, 120 Ohm, 2M T1/T2/T3/T4, 4 Pair, 3 x 7 Eruo to RJ45 | COMMTEL | COMMTEL NETWORK SOLUTIONS PL | CNS-STD-0111-1M | CURRENT
000004096 | MULTIPLEXER CARD | C37.94, Data Interface Unit, 4*C37.94 Optical Teleprotection Channel Card | COMMTEL | COMMTEL NETWORK SOLUTIONS PL | P21034.01 | CURRENT
000004135 | MULTIPLEXER CARD | DB4 Single Slot 120 Ohm Bal with 4xE1, DynaFlex Digital Branching Unit, 4xE1 120/75 Ohm Euro, 1xBackPlane, 64k Cross Connect, 8d add/drop, Managed, Single | COMMTEL | COMMTEL NETWORK SOLUTIONS PL | DYF-DB4-120&DYF-DB4-SWENHANCED | CURRENT
000004141 | MULTIPLEXER CARD | DynaFlex Sub-Rack, suit DB4/DB2/DM2/ DynaFlex CC/Dynanet 19", 6RU, 16 Slots | COMMTEL | COMMTEL NETWORK SOLUTIONS PL | DYF-SR-19-16-NDM | CURRENT
000004143 | MULTIPLEXER CARD | M4 4-Slot Cartridge, 20 to 72V DC | COMMTEL | COMMTEL NETWORK SOLUTIONS PL | M4-DC | CURRENT
002448223 | MULTIPLEXER CARD | PDH, DFX100, 4 x Eth Ports, 4 x E1 Ports 3 x V.11 Ports, 2 x SFP 100Base-X, Subrack Mechanics c/w P2P support Software (excl SFP's) | COMMTEL | COMMTEL NETWORK SOLUTIONS PL | DFX100-SFP & DFX100SW-P2P-SFP | CURRENT
002448249 | MODULE,TRANSCEIVER | PDH SFP, TX1310 / RX1310nm, 30km, SMF, DFW 100Base-Fx, DDM, 0-70 DegC, LC Connector | COMMTEL | COMMTEL NETWORK SOLUTIONS PL | SFP-DFW-FE-T13R13-30 | CURRENT
002448256 | MODULE,TRANSCEIVER | PDH SFP, TX1310 / RX1310nm, 60km, SMF, 100Base-Fx, DDM, 0-70 DegC, LC Connector | COMMTEL | COMMTEL NETWORK SOLUTIONS PL | SFP-DFW-FE-T13R13-60 | CURRENT
002448264 | MODULE,TRANSCEIVER | PDH SFP, TX1550 / RX1550, 100km, SMF, 100Base-Fx, DDM, 0-70 DegC, LC Connector | COMMTEL | COMMTEL NETWORK SOLUTIONS PL | SFP-DFW-FE-T15R15-100 | CURRENT
002467652 | AMPLIFIER | PDH Optical Booster Amplifier, 20dB Gain, +17dBm Max Output Power, FC-UPC, Managed | COMMTEL | COMMTEL NETWORK SOLUTIONS PL | OBA-17-FC-UPC | CURRENT
002470169 | MULTIPLEXER CARD | DynaFlex Power Interface Unit, 20 to 72V DC, Single Slot | COMMTEL | COMMTEL NETWORK SOLUTIONS PL | DYF-PIU-DC | CURRENT
002486413 | ISOPROPYL ALCOHOL | 100%, 5Ltr Bottle, Colourless Liquid, Industrial Solvent for Cleaning & Degreasing | SYDSOLV | SYDNEY SOLVENTS PTY LTD | 5L IPA 100% | CURRENT
000054091 | LEAD,ELECTRICAL | Multiplexer Cable, PDH, 5m Lg, Stub Cable 4 Pair Assembly, 3 x 7 | COMMTEL | COMMTEL NETWORK SOLUTIONS PL | STD0044P1045M | CURRENT
000054130 | LEAD,ELECTRICAL | Multiplexer Cable, PDH, 10m Lg, Mux Generic 2Mbs, 120 Ohm, 4 Pair, 3 x 7 Connector | COMMTEL | COMMTEL NETWORK SOLUTIONS PL | STD0076P20410M | CURRENT
000054136 | MULTIPLEXER CARD | DIU, DynaFlex Serial Interface Unit, 4 x V.24/V.28, Sync/Asyn, 0..64k bps, V.110, V.14, Single Slot | COMMTEL | COMMTEL NETWORK SOLUTIONS PL | DYFIUSERV244 | CURRENT
000054137 | MULTIPLEXER CARD | DIU, DynaFlex 64k G.703 Data Unit, 10x64k G.703 co/contra Interfaces Euro, Single Slot | COMMTEL | COMMTEL NETWORK SOLUTIONS PL | DYFIU64KG70310 | CURRENT
002486439 | SWITCHBOARD,POWER | Main AC Board, 2 x Local TFMR, 400A ATS, 4 x 250A CB Essential 4 x 160A CB Non-Ess, Manual CO, Without Dist Board, Outdoor, S/Steel | WEBER | WEBER SOUTH PACIFIC PTY LTD | VC318040-EQL02 | CURRENT
002486447 | BRACKET,MOUNTING | Pilot Magnetic-Mount Bracket, c/w Bungy & Belt Clip, suits Pilot Belt Barrier | AMPLITUD | AMPLITUDE PTY LTD - 396777 | PILOT-MMB | CURRENT
002486454 | TOOL,APPLICATION | Combination Install & Quick Release Device, S/Steel, Orange Painted Finish, Fits Sunrise Head, used for Aviation Signal Flags | SUMMIT | SUMMIT GROUP | SF17PE1025 | PURCHASE AS REQUIRED
002486462 | RELAY,PROTECTION | FW H9C, Fdr Diff/Dist Dual CB, 24/32V DC Pwr, 24/250V DC Logic 24/32 IO, 1/5A, 110V AC Input, 850nm 2Ch, Flush/60TE, DNP 100Base-FX, MM LC Enet | SCHNEIDR | SCHNEIDER PTY LTD (MANUFACTURER) | P54691QALM0H99M | CURRENT
002486470 | RELAY,PROTECTION | FW H9C, Fdr Diff/Dis Dual CB, 48/110V DC Pwr, 24/250V DC Logic 24/32 IO, 1/5A, 110V AC Input, 850nm 2Ch, Flush/60TE, DNP 100Base-FX, MM LC Enet | SCHNEIDR | SCHNEIDER PTY LTD (MANUFACTURER) | P54621QALM0H99M | CURRENT
002486488 | RELAY,PROTECTION | FW H9C, Fdr Diff/Dist Dual CB, 110/250V DC Pwr, 24/250V DC Logic 24/32 IO, 1/5A, 110V AC Input, 850nm 2Ch, Flush/60TE, DNP 100Base-FX, MM LC Enet | SCHNEIDR | SCHNEIDER PTY LTD (MANUFACTURER) | P54631QALM0H99M | CURRENT
002486496 | KNIFE,CRAFTSMAN'S | 1000V Insulated Curved S/Steel knife, Back of Blade Covered, c/w Soft Case | PENTA | PENTA AUST (TMAC THEW & MCCANN/HYLEC) | PA23089 | CURRENT
002486496 | KNIFE,CRAFTSMAN'S | 1000V Insulated Curved S/Steel knife, Back of Blade Covered, c/w Soft Case | HYLEC | HYLEC PTY LTD | IS79 | CURRENT
002486504 | LEAD,TEST | Shorting Lead, Colour - Red, Alligator Clip Both Ends, 400mm lg | AMPLITUD | AMPLITUDE PTY LTD - 396777 | TP-R | CURRENT
001804018 | KARABINER | Triple Action, Alloy Al, Offset D, 16-18mm Gate, 15kN Rating, ETS RSE01 | HEIGHDYN | HEIGHT DYNAMICS | KON9115 | CURRENT
002427136 | ROPE,FIBROUS | Blue Kernmantle Type, 80m x 11mm c/w Permanent Eye One End & Back Splice Other End, for Tower Rescue Kit Only | HEIGHDYN | HEIGHT DYNAMICS | HD EETR80 | CURRENT
002427219 | SLING | Flat Synthetic Webbing, 25 x 600mm Min Effective Length, Min 32kN | HEIGHDYN | HEIGHT DYNAMICS | VSL R32 0600 BLUE | CURRENT
002427201 | SLING | Rescue Connector Sling, Flat, Short c/w Triple Action Karabiner Each End | HEIGHDYN | HEIGHT DYNAMICS | HD E300E | CURRENT
002427102 | RESCUE KIT | for Tower c/w Container IIN2427110, Controlled Descent Device IIN2427151, Haul Trak System IIN2427144, Karabiner Triple Action IIN1804018, | HEIGHDYN | HEIGHT DYNAMICS | HD TRK CS BOX | CURRENT
002427110 | CONTAINER | Weatherproof Construction, for Tower Rescue Kit | HEIGHDYN | HEIGHT DYNAMICS | BG35034034BL-TOWER | CURRENT
002486512 | SLING | Vertical Snake Sling 2 ply 50mm x 1.2m 48kN BLUE | HEIGHDYN | HEIGHT DYNAMICS | VSL S48KN1200 BLU | CURRENT
002486520 | KEY | Anti Access Lock Key, for EJCo Explosion Mitigation Lids | EJAUST | EJ AUSTRALIA PTY LTD | EMLOCKINGKEY | CURRENT
002486538 | PLUG | Anti Access Lock Plug, for EJCo Explosion Mitigation Lids | EJAUST | EJ AUSTRALIA PTY LTD | EMLOCKINGSERT | CURRENT
002404311 | INSULATION SLEEVING,ELECTRICAL | Heat Shrink, Wrap Around, 107/29mm ID, 1000mm Lg, Min 2mm Thk, Black, Polyolefin, Meltable Inner Lining | GILBLODG | GILBERT LODGE AUSTRALIA | RAYCRSM107/29-1000 | CURRENT
002404311 | INSULATION SLEEVING,ELECTRICAL | Heat Shrink, Wrap Around, 107/29mm ID, 1000mm Lg, Min 2mm Thk, Black, Polyolefin, Meltable Inner Lining | TECONN | TE CONNECTIVITY LTD | CRSM-107/29-1000/239(S5) | CURRENT
002486546 | MANHOLE TOP ASSEMBLY | Footpath Access, Explosion Mitigation, 2 Single Cover, Class B, 750 x 750mm Clr Opening, S/Steel Mesh & Frame, 80kN Load Capacity, 50mm marked with ELECTRICITY | AQSGROUP | AQSEPTENCE GROUP PTY LTD | 1000031974 | CURRENT
000004146 | CABINET,ELEC EQUIP | FA1 Cubicle, Front Access 48U, Swing Frame Rack, 800 x 800mm Base, c/w Duct, Rail & Bars, Dwg 1042892-01 | B&R | B&R ENCLOSURES | XB-443926/1 | CURRENT
000054147 | CABINET,ELEC EQUIP | FA2 Cubicle, Front Access 45U, Swing Frame Rack, 800 x 800mm Base, c/w Duct, Rail & Bars | B&R | B&R ENCLOSURES | XB-443926/2 | CURRENT
000054148 | CABINET,ELEC EQUIP | RA1 Cubicle, Rear Access 48U, 800 x 800mm Base, c/w Duct, Rail & Bars, Mesh Rear Door | B&R | B&R ENCLOSURES | XB-443926/3 | CURRENT
000004149 | CABINET,ELEC EQUIP | RA2 Cubicle, Rear Access 48U, 600 x 600mm Base, c/w Duct, Rail & Bars, Mesh Rear Door | B&R | B&R ENCLOSURES | XB-443926/4 | CURRENT
000004150 | CABINET,ELEC EQUIP | RA3 Cubicle, Rear Access 45U, 600 x 600mm Base, c/w Duct, Rail & Bars, Mesh Rear Door | B&R | B&R ENCLOSURES | XB-443926/5 | CURRENT
000004151 | CABINET,ELEC EQUIP | RA4 Cubicle, Rear Access 45U, 800 x 600mm Base, c/w Duct, Rail & Bars, Mesh Rear Door | B&R | B&R ENCLOSURES | XB-443926/6 | CURRENT
000004152 | CABINET,ELEC EQUIP | RA5 Cubicle, Rear Access 45U, 800 x 800mm Base, c/w Duct, Rail & Bars, Mesh Rear Door | B&R | B&R ENCLOSURES | XB-443926/7 | CURRENT
000004153 | DOOR,ACCESS | Mesh Door, Front, suit FA1, 48RU, 800mm | B&R | B&R ENCLOSURES | XB-443926/8 | CURRENT
000004155 | DOOR,ACCESS | Mesh Door, Rear, Bi-Fold, suit RA1, 48RU, 800mm | B&R | B&R ENCLOSURES | XB-443926/10 | CURRENT
000004157 | RACK,ELEC EQUIP | Side Panel, suit FA1 & RA1, 48U, 800mm | B&R | B&R ENCLOSURES | XB-443926/12 | CURRENT
000004159 | RACK,ELEC EQUIP | Side Panel, suit RA2, 48U, 600mm | B&R | B&R ENCLOSURES | XB-443926/15 | CURRENT
002486561 | FORM,CONCRETE FORMING | Caisson Foundation, 1250mm ID, 1200mm Lg, 10mm PL | ISM | ISM MANUFACTURING PTY LTD | FOUNDATION CASING-1250ID-1.2M | CURRENT
002486579 | FORM,CONCRETE FORMING | Caisson Foundation, 1250mm ID, 2400mm Lg, 10mm PL | ISM | ISM MANUFACTURING PTY LTD | FOUNDATION CASING-1250ID-2.4M | CURRENT
002486587 | FORM,CONCRETE FORMING | Caisson Foundation, 1550mm ID, 1200mm Lg, 10mm PL | ISM | ISM MANUFACTURING PTY LTD | FOUNDATION CASING-1550ID-1.2M | CURRENT
002486595 | FORM,CONCRETE FORMING | Caisson Foundation, 1550mm ID, 2400mm Lg, 10mm PL | ISM | ISM MANUFACTURING PTY LTD | FOUNDATION CASING-1550ID-2.4M | CURRENT
002486603 | FORM,CONCRETE FORMING | Caisson Foundation, 1250mm ID, 4100mm Lg, 10mm PL | ISM | ISM MANUFACTURING PTY LTD | FOUNDATION CASING-1250ID-4.1M | CURRENT
002486611 | ACCESSORY KIT | for Shock Investigations c/w Teleperch Pole, 1.5m Lead, 16mm Double Clip, Al Plate with 4mm Bolt c/w Bag | PENTA | PENTA AUST (TMAC THEW & MCCANN/HYLEC) | PA22006 | CURRENT
002486611 | ACCESSORY KIT | for Shock Investigations c/w Teleperch Pole, 1.5m Lead, 16mm Double Clip, Al Plate with 4mm Bolt c/w Bag | HYLEC | HYLEC PTY LTD | SHOCKKIT | CURRENT
000649107 | SWITCH,ISOLATING | SW:DISCONNECT;LINK,11/22KV,630A,150KV SWITCH,ISOLATING Link, 11/22kV, 630A, 15 0kV BIL, Crossarm Mounted, ETS 06-05-01 (scm) | NGK | NGK STANGER PTY LTD | 70414ERGON | CURRENT
000649107 | SWITCH,ISOLATING | SW:DISCONNECT;LINK,11/22KV,630A,150KV SWITCH,ISOLATING Link, 11/22kV, 630A, 15 0kV BIL, Crossarm Mounted, ETS 06-05-01 (scm) | NGK | NGK STANGER PTY LTD | 70414ERGON2 | CURRENT
002486629 | DRONE | DJI Mini 3 Pro + Flymore Kit, <250g, 55cm Landing Pad, Micro SD 128GB EVO Plus, 240V to USB-C Adaptor, Energy Qld Skin | D1STORE | D1 STORE PTY LTY (FOR DJI TECH CO) | DJIMINI3PROFMKIT | PHASING
002486637 | DRONE | DJI Mavic 3 + Flymore Kit, >250g, 75cm Landing Pad, Micro SD 128GB EVO Plus, Safety Carry Case, Energy Qld Skin | D1STORE | D1 STORE PTY LTY (FOR DJI TECH CO) | MAVIC3C | CURRENT
000124007 | FUSE,CARTRIDGE | 415V AC, HRC Cartridge VK Type, 45A, 57 x 22.2mm Dia, ETS 12-02-01 Group A | FUSECO | FUSECO PTY LTD | 2258F-45 | CURRENT
002486652 | KEY | Anti Access Lock Key, for Johnson Screens Explosion Mitigation Lids | AQSGROUP | AQSEPTENCE GROUP PTY LTD | 10000304587 | CURRENT
002486660 | PLUG | Anti Access Lock Plug, for Johnson Screens Explosion Mitigation Lids | AQSGROUP | AQSEPTENCE GROUP PTY LTD | 10000311121 | CURRENT
000447023 | TERMINAL,LUG | Compression, Bi-Metal, Cu Palm, 25mm2, M12 Bolt Hole, Hex Die A/F 14.0mm, ABC (P10) | SICAME | SICAME AUSTRALIA PTY LTD | CPTAU25-12.5DIA | CURRENT
000447023 | TERMINAL,LUG | Compression, Bi-Metal, Cu Palm, 25mm2, M12 Bolt Hole, Hex Die A/F 14.0mm, ABC (P10) | LEGEND | LEGEND POWER SYSTEMS | BMABC25 | CURRENT
002486686 | CIRCUIT BREAKER | MCB, Acti9 iC60N, 2A, 1 Pole, C-Curve, DIN Rail | SCHNEIDR | SCHNEIDER PTY LTD (MANUFACTURER) | A9F44102 | CURRENT
002486694 | CIRCUIT BREAKER | MCB, Acti9 iC60N, 6A, 1 Pole, C-Curve, DIN Rail | SCHNEIDR | SCHNEIDER PTY LTD (MANUFACTURER) | A9F44106 | CURRENT
002486702 | CIRCUIT BREAKER | MCB, Acti9 iC60N, 16A, 1 Pole, C-Curve, DIN Rail | SCHNEIDR | SCHNEIDER PTY LTD (MANUFACTURER) | A9F44116 | CURRENT
002486710 | BUSBAR | Comb, Acti9, 12 Module, 1 Pole, 100A | SCHNEIDR | SCHNEIDER PTY LTD (MANUFACTURER) | A9XPH112 | CURRENT
002486728 | END CAP | Acti9, 1 Pole (P10) | SCHNEIDR | SCHNEIDER PTY LTD (MANUFACTURER) | A9XPE110 | CURRENT
002486736 | CAP | Tooth, Acti9 (P20) | SCHNEIDR | SCHNEIDER PTY LTD (MANUFACTURER) | A9XPT920 | CURRENT
002486751 | RADIO SET | Utilinet IWR Series 5, 6 - 28VDC, 900MHz Class B, RF Mesh Radio, RS-232 & RS-485 Connections | LANDIS | LANDIS GYR (AUST) PTY LTD | M1343 | CURRENT
002466050 | PANEL,FUSE | Street Lighting for Minor Road Pole, 230 x 46mm Panel c/w Terminal Block, RCBO & Drip Shield, Dwg EQLS-10033, ETS 05-06-01 (scm) | FLOWLINE | FLOWLINE INDUSTRIES PTY LTD | ESQ063/3 | CURRENT
002474179 | RELAY,PROTECTION | FW 7.32, GE Optional Module, AM, Trans Differential, T60, 4 Winding Processor | GE | GENERAL ELECTRIC COMPANY | T6M-9UH-AMK | CURRENT
002474187 | RELAY,PROTECTION | FW 7.32, GE Optional Module, A5, Line Differential, L90, Dual CB Processor | GE | GENERAL ELECTRIC COMPANY | L9M-9UH-A5K | CURRENT
002460210 | RELAY,PROTECTION | GE Optional Modules, 8L, Standard 4CT/4VT c/w Enhanced Diagnostics (single module) | GE | GENERAL ELECTRIC COMPANY | UR-8LH | CURRENT
002460228 | RELAY,PROTECTION | GE Optional Modules, 8M, Sensitive Ground 4CT/4VT c/w Enhanced Diagnostics (single module) | GE | GENERAL ELECTRIC COMPANY | UR-8MH | CURRENT
002460236 | RELAY,PROTECTION | GE Optional Modules, 8N, Standard 8CT c/w Enhanced Diagnostics (single module) | GE | GENERAL ELECTRIC COMPANY | UR-8NH | CURRENT
002478345 | RELAY,PROTECTION | GE Optional Module, 6G, 4 Form-A (voltage with optional current) Outputs, 8 Contact Inputs | GE | GENERAL ELECTRIC COMPANY | UR-6GH | CURRENT
002468304 | RELAY,PROTECTION | FW7.32, GE Optional Module, 6P, 6 Form-A (current with optional voltage) Outputs, 4 Contact Inputs | GE | GENERAL ELECTRIC COMPANY | UR-6PH | CURRENT
002468312 | RELAY,PROTECTION | GE Optional Module, 6T, 4 Form-A (no monitoring) Outputs, 8 Contact Inputs | GE | GENERAL ELECTRIC COMPANY | UR-6TH | CURRENT
002460244 | RELAY,PROTECTION | GE Optional Module, 67, 8 Form-A (no monitoring) Outputs (single module) | GE | GENERAL ELECTRIC COMPANY | UR-67H | CURRENT
002460251 | RELAY,PROTECTION | GE Optional Modules, 4D, 16 Contact Inputs c/w Auto-Burnishing (max of three modules within a case) | GE | GENERAL ELECTRIC COMPANY | UR-4DH (AUTO-BURNISH DISABLED) | CURRENT
002460525 | RELAY,PROTECTION | GE Optional Modules, 76, IEEE C37.94, 820nm, 64Kbps, Multimode, LED, 1 Channel (single module) | GE | GENERAL ELECTRIC COMPANY | UR-76H | CURRENT
002460533 | RELAY,PROTECTION | GE Optional Modules, 77, IEEE C37.94, 820nm, 64Kbps, Multimode, LED, 2 Channel (single module) | GE | GENERAL ELECTRIC COMPANY | UR-77H | CURRENT
002460541 | RELAY,PROTECTION | GE Optional Modules, 7D, 1300nm, Single-mode, Laser, 1 Channels (single module) | GE | GENERAL ELECTRIC COMPANY | UR-7DH | CURRENT
002486769 | CABLE,FIBRE OPTIC | U/Ground, Ploughed, 72 Fibres SMOF, Tensile 2kN, Crush 2kN, c/w Termite Protection, 4000m Drum | AFLG | AFL GLOBAL | EMH61EPA072BK | CURRENT
002486777 | CABLE,FIBRE OPTIC | U/Ground, Ploughed, 72 Fibres SMOF, Tensile 3kN, Crush 2kN, c/w Termite & Rodent Protection, 4000m Drum | AFLG | AFL GLOBAL | RMF61EFB072BK | CURRENT
002486793 | POWER SUPPLY | 11-28V DC Automotive Auxillary Power Outlet to 12V DC Regulated Power Supply 2.5mm DC Plug, Suits Tait Radio | COMWIDE | COMWIDE | MP-3064 | CURRENT
002486801 | POWER SUPPLY | 12V Fused Automotive Aux Power Outlet to 2.5mm DC Plug, suits Tait Radio | COMWIDE | COMWIDE | PP1997 | PURCHASE AS REQUIRED
002486819 | END CAP | Heatshrink Size 120-60mm, Cable Range O/D 65-110mm, 150mm Lg, 5mm Thk Wall, Cross-linked Polyolefin | CABAC | CABAC (MANUFACTURER) | SRE6 | CURRENT
002486819 | END CAP | Heatshrink Size 120-60mm, Cable Range O/D 65-110mm, 150mm Lg, 5mm Thk Wall, Cross-linked Polyolefin | ACCULEC | ACCULEC PTY LTD - E18524 | SRE6 | CURRENT
002486827 | END CAP | Heatshrink Size 145-60mm, Cable Range O/D 70-130mm, 150mm Lg, 5mm Thk Wall, Cross-linked Polyolefin | CABAC | CABAC (MANUFACTURER) | SRE7 | CURRENT
002486827 | END CAP | Heatshrink Size 145-60mm, Cable Range O/D 70-130mm, 150mm Lg, 5mm Thk Wall, Cross-linked Polyolefin | ACCULEC | ACCULEC PTY LTD - E18524 | SRE7 | CURRENT
002486835 | ADAPTOR,FUSE LINK | HV, Extend Length of 11kV Fuse, for 22kV ABB SafePlus RMU, Set of 3 | ABBAUST | ABB AUSTRALIA PTY LTD | 1YMB333104M0001 | CURRENT
002486843 | RELAY,PROTECTION | FW R313-V2, Low Impedance Diff, 48-125V DC Pwr, 125V DC Logic 24/24 I/O, 1A CT, DNP3 100BASE-FX, MM LC Enet | SEL | SCHWEITZER ENGINEERING LABORATORIES INC. | 0487B1X4X12XC2XEH9EEEXX | CURRENT
002486868 | BIN,WASTE | EWP Bin, Small, Galv c/w Lid, Chain & Bow Shackle, for use on 12m Nifty-Lift | AMPLITUD | AMPLITUDE PTY LTD - 396777 | EWPBINKIT | CURRENT
002475606 | SWITCHGEAR | RMU, 22kV, 630A, 21kA/3s, SafePlus CCCF, Non-Extensible, Non-Motorized, Internal Arc Class AFLR 20kA/1s, in IP54 Outdoor Enclosure S/Steel Gde 316 (scm) | ABBAUST | ABB AUSTRALIA PTY LTD | 5822103 | CURRENT
002486876 | RELAY,PROTECTION | FW B5A, 3 Bias Txf Diff with Volts, 24/48VDC Pwr, 24/250VDC Logic 16/16 IO, 1/5A CT, 100/120V VT, Flush/60TE, DNP 100Base-FX, MM LC Enet | SCHNEDER | SCHNEIDER PTY LTD | P643 92QALM0B59M | CURRENT
002486884 | RELAY,PROTECTION | FW B5A, 3 Bias Txf Diff with Volts, 48/110VDC Pwr, 24/250VDC Logic 16/16 IO, 1/5A CT, 100/120V VT, Flush/60TE, DNP 100Base-FX, MM LC Enet | SCHNEDER | SCHNEIDER PTY LTD | P643 22QALM0B59M | CURRENT
002486892 | RELAY,PROTECTION | FW B5A, 3 Bias Txf Diff with Volts, 110/250VDC Pwr, 24/250VDC Logic 16/16 IO 1/5A CT, 100/120V VT, Flush/60TE, DNP 100Base-FX, MM LC Enet | SCHNEDER | SCHNEIDER PTY LTD | P643 32QALM0B59M | CURRENT
002486900 | TRANSFORMER,EARTHING | 11kV, 2500A/10 Sec, 8 Ohms/Ph, ZN, KNAN, Natural Ester, Interface C1 Bushings, CT Mounts | WILSON | WILSON TRANSFORMER CO. PTY LTD | B048 | CURRENT
002486926 | DRIVER,EARTH ROD | Driving Attachment to suit SDS MAX Jack Hammer, 12mm Driver, suits 13mm Cu Clad | C&LTOOL | CALTCO T/A C&L TOOL CENTRE | MAKAP-63781-BK9 | CURRENT
002486934 | BIT,SCREWDRIVER | Slotted Flat, 1000V, 5.5 x 1.0mm | C&LTOOL | CALTCO T/A C&L TOOL CENTRE | WIHA34581 | CURRENT
002486959 | TRANSDUCER,ELECTRICAL | AC Voltage w/True RMS, Input 88-132V AC, Output 0-20mA DC, 1Ph 2 Wire, High Accuracy (<0.2% of FS), 4kV Isolation, Auxiliary Power 20-70V DC | UPI | UNIVERSITY PATON INSTRUMENTS PTY LTD | CVT-12-VO5-A4-ADL-X | CURRENT
002486967 | TRANSDUCER,ELECTRICAL | AC Voltage w/True RMS, Input 88-132V AC, 50Hz, Output 0-20mA DC, 1Ph 2 Wire, High Accuracy (<0.2% of FS), 4kV Isolation, Auxiliary Power 85-265V AC/100-300V DC | UPI | UNIVERSITY PATON INSTRUMENTS PTY LTD | CVT-12-VO5-A4-ADH | CURRENT
002487163 | AUGER KIT,RETAINING PIN | Ozzy Rexroth Motor Upper Auger Pin, Kelly Bar Motor Drive End c/w 1x 25mm 1" Upper Pin, 1x 25mm Lynch Pin Retaining Collar, 1x Lynch Pin | OZCRANE | OZZY CRANES MANUFACTURING PL | ARP25, ARPH25, LYNCH PIN | CURRENT
000105437 | AUGER KIT,RETAINING PIN | Ozzy Rexroth Motor Lower Auger Pin, Kelly Bar to Auger, Proline, GP, 5 Piston Staff c/w 1x 22mm 7/8" Pin, 1x 22mm Lynch Pin Retaining Collar, | OZCRANE | OZZY CRANES MANUFACTURING PL | ARP22, ARPH22, LYNCH PIN | CURRENT
002487171 | CABLE ASSY,SPEC,ELEC | Battery Spade Assy, 1.6m c/w 7A Fuse, for ADVC2/3 Controller to connect extra Batteries | QCC | QCC CONNECTORS & CABLES (QCC GROUP PL) | 43556-10 | CURRENT
002487189 | SCRAPER | Uni-Pro Precision Scraper, 50mm, Tungsten Carbide Blade, Steel, Grip Handle | AMPLITUD | AMPLITUDE PTY LTD - 396777 | AL170 | CURRENT
002487197 | TRAY, BATTERY | S/Steel, suits ADVC2/3, Customized Tray for Extra Batteries, Dwg ADVC2-1907 | HAYMANS | HAYMANS ELECTRICAL | ADVC2-1907 | CURRENT
002487221 | BLADE | Multi-Tool Blade, Conduit Depth 5mm, Yellow | AMPLITUD | AMPLITUDE PTY LTD - 396777 | BIM-TIN-5 | CURRENT
002487239 | BLADE | Replacement Blade, 50mm Tungsten Carbide Blade, for Uni-Pro Precision Scraper | AMPLITUD | AMPLITUDE PTY LTD - 396777 | AL180 | CURRENT
002487247 | LIGHT UNIT,PORTABLE | Milwaukee, 4V Pocket Flood Light Kit c/w 3.0Ah Red Lithium USB Rechargeable Battery & Charging Lead | MILWAUKE | MILWAUKEE POWER TOOLS | L4FL301 | CURRENT
002487247 | LIGHT UNIT,PORTABLE | Milwaukee, 4V Pocket Flood Light Kit c/w 3.0Ah Red Lithium USB Rechargeable Battery & Charging Lead | C&LTOOL | CALTCO T/A C&L TOOL CENTRE | MILWAL4FL301 | CURRENT
002487254 | MESH,FIRE | Intumescent Fireproof Wrap, 0.9 x 15m Roll, for Wood Poles, for Bushfire Mitigation | TEN | THE ENERGY NETWORK | FIREMESH | CURRENT
002466837 | CABLE,POWER,ELECTRICAL | 0.6/1kV, 1C,185mm2 Cu/X-HF-90 Insul/ HFS-90-TP Bedding/DBT/HFS-90-TP Orange Sheath, Natural Insul, 250m Wood Drum, JTS 03-01-08 | MIDLANDS | MIDLAND METALS | MMO-1X185 CU X DBT HFS NJ HFS | CURRENT
000405920 | BRACKET,MOUNTING | Switch Fuse, Galv, LV, ABC Twin, Dwg 875234-01 (scm) | EZYSTRUT | EZYSTRUT CABLE & PIPE SUPPORTS | E405920 | CURRENT
002487544 | BRACE,CROSSARM | Type 650C, S/Steel Gde 316, Deburr All Edges, Similar to QESI Dwg 01-11-02 Issue C (P10) | SEWELFRG | GREG SEWELL FORGINGS PTY LTD | M06508 | CURRENT
002487551 | BRACE,CROSSARM | Type 1000C, S/Steel Gde 316, Deburr All Edges, Similar to QESI Dwg 01-11-02 Issue C (P10) | SEWELFRG | GREG SEWELL FORGINGS PTY LTD | M06509 | CURRENT
002487569 | PIN,INSULATOR | B/100/3.5 x 140mm, S/Steel Gde 316, ETS 01-01-01, Dwg 01-06-01 | SEWELFRG | GREG SEWELL FORGINGS PTY LTD | M06510 | CURRENT
002487965 | BATTERY,STORAGE | 32V, 180Ah, Dual String, 10 x UXH100-6 VRLA Monoblocs c/w Enclosed Rack, Substation Battery Bank, Contract 10591, Item 16c | CENTURYY | CENTURY YUASA | 341308 | CURRENT
002487973 | BATTERY,STORAGE | 110V, 125Ah, Dual String, 36 x UXH75-6 VRLA Monoblocs c/w Enclosed Rack, Substation Battery Bank, Contract 10591, Item 5c | CENTURYY | CENTURY YUASA | 341297 | CURRENT
002487981 | BATTERY,STORAGE | 48V, 1000Ah, Dual String, 48 x UXL550-2 VRLA Monoblocs c/w Enclosed Rack, Substation Battery Bank, Contract 10591, Item 14c | CENTURYY | CENTURY YUASA | 341303 | CURRENT
002487999 | CYLINDER,GAS | Empty Cylinder, 10kg, for SF6 Waste, Golden Yellow Body/Shoulder, Poor Purity Gas to be Scrapped, Not Suitable for Reuse & Uneconomical to Recycle | CATALINA | CATALINA INDUSTRIES PL | 10KG GOLD YELLOW | PURCHASE AS REQUIRED
002488005 | CYLINDER,GAS | Empty Cylinder, Size G, 50kg, for SF6 Waste, Golden Yellow Body/Shoulder, Poor Purity Gas to be Scrapped, Not Suitable for Reuse & Uneconomical to Recycle | CATALINA | CATALINA INDUSTRIES PL | 50KG GOLD YELLOW | PURCHASE AS REQUIRED
002488013 | RELAY,PROTECTION | FW R313-V2, Low Z DIFF, 24-48VDC PWR, 24VDC Logic 24/24 I/O, 1A CT, 9U Case, DNP3 100Base-FX MM LC ENET | SEL | SCHWEITZER ENGINEERING LABORATORIES INC. | 0487B1X2X12XC2XBH9BBBXX | CURRENT
002488021 | RELAY,PROTECTION | FW R313-V2, Low Z DIFF, 24-48VDC PWR, 24VDC Logic 24/24 I/O, 5A CT, 9U Case, DNP3 100Base-FX MM LC ENET | SEL | SCHWEITZER ENGINEERING LABORATORIES INC. | 0487B1X2X52XC2XBH9BBBXX | CURRENT
002488039 | RELAY,PROTECTION | FW R313-V2, Low Z DIFF, 48-125VDC PWR, 48VDC Logic 24/24 I/O, 1A CT, 9U Case, DNP3 100Base-FX MM LC ENET | SEL | SCHWEITZER ENGINEERING LABORATORIES INC. | 0487B1X4X12XC2XCH9CCCXX | CURRENT
002488047 | RELAY,PROTECTION | FW R313-V2, Low Z DIFF, 48-125VDC PWR, 48VDC Logic 24/24 I/O, 5A CT, 9U Case, DNP3 100Base-FX MM LC ENET | SEL | SCHWEITZER ENGINEERING LABORATORIES INC. | 0487B1X4X52XC2XCH9CCCXX | CURRENT
002488054 | RELAY,PROTECTION | FW R313-V2, Low Z DIFF, 48-125VDC PWR, 110VDC Logic 24/24 I/O, 1A CT, 9U Case, DNP3 100Base-FX MM LC ENET | SEL | SCHWEITZER ENGINEERING LABORATORIES INC. | 0487B1X4X12XC2XDH9DDDXX | CURRENT
002488062 | RELAY,PROTECTION | FW R313-V2, Low Z DIFF, 48-125VDC PWR, 110VDC Logic 24/24 I/O, 5A CT, 9U Case, DNP3 100Base-FX MM LC ENET | SEL | SCHWEITZER ENGINEERING LABORATORIES INC. | 0487B1X4X52XC2XDH9DDDXX | CURRENT
002488070 | RELAY,PROTECTION | FW R313-V2, Low Z DIFF, 48-125VDC PWR, 125VDC Logic 24/24 I/O, 5A CT, 9U Case, DNP3 100Base-FX MM LC ENET | SEL | SCHWEITZER ENGINEERING LABORATORIES INC. | 0487B1X4X52XC2XEH9EEEXX | CURRENT
002488088 | KARABINER | Lifting & Rigging, Triple Lock Action, Large, 178 x 94mm, Gate Opening 44mm, WLL 800kg | AMPLITUD | AMPLITUDE PTY LTD - 396777 | KH307SSP1 | CURRENT
002488096 | BAG,PLASTIC | Natural/Clear, HD, 1100 x 700 x 200um, 50 per Ctn | ALLENS | ALLENS INDUSTRIAL PRODUCTS PTY LTD | PPCLRMED | CURRENT
002488104 | BAG | Transformer Transport Bunding Bag, 3.5 x 3.5m, Plastic, c/w Grommets | STRATEX | STRATEX PTY LTD | 3.5 X 3.5 BAG WITH GROMMETS | PHASING
002488112 | COMPUTER,DIGITAL | Intel NUC Rugged Chassis Element, Dual LAN Board, HMI Display Client Variant 1 Chassis, Case & Main Board, w/o AC Cord | MWAVE | MWAVE AUSTRALIA | BKCMCR1ABB-OP | CURRENT
002488112 | COMPUTER,DIGITAL | Intel NUC Rugged Chassis Element, Dual LAN Board, HMI Display Client Variant 1 Chassis, Case & Main Board, w/o AC Cord | INTEL | INTEL CORPORATION | BKCMCR1ABB | CURRENT
002488120 | MODULE,ELECTRONIC | Intel Celeron 6305 Processor, 2 Core 2 Thread 15W TDP Processor 4M Cache, 1.80 GHz c/w IPU, Config PCIe x4 Gen 3 (NVMe/SATA), for Intel NUC Rugged | MWAVE | MWAVE AUSTRALIA | BKCM11EBC4W | CURRENT
002488120 | MODULE,ELECTRONIC | Intel Celeron 6305 Processor, 2 Core 2 Thread 15W TDP Processor 4M Cache, 1.80 GHz c/w IPU, Config PCIe x4 Gen 3 (NVMe/SATA), for Intel NUC Rugged | INTEL | INTEL CORPORATION | BKCM11EBC4W | CURRENT
002488138 | MEMORY,PORTABLE | WD Green, 240GB, SATA SSD M.2 2280, Key M, for Intel NUC Rugged Chassis Element | WDT | WESTERN DIGITAL TECHNOLOGIES INC | WDS240G3G0B | CURRENT
002488138 | MEMORY,PORTABLE | WD Green, 240GB, SATA SSD M.2 2280, Key M, for Intel NUC Rugged Chassis Element | TSA | THINKCORE SYSTEMS AUSTRALIA PL | WDS240G3G0B | CURRENT
002488146 | MEMORY,PORTABLE | WD Green, 480GB, SATA SSD M.2 2280, Key M, for Intel NUC Rugged Chassis Element | WDT | WESTERN DIGITAL TECHNOLOGIES INC | WDS480G3G0B | CURRENT
002488146 | MEMORY,PORTABLE | WD Green, 480GB, SATA SSD M.2 2280, Key M, for Intel NUC Rugged Chassis Element | MWAVE | MWAVE AUSTRALIA | WDS480G3G0B | CURRENT
002488153 | MEMORY,PORTABLE | WD Blue, 500GB, SATA SSD M.2 2280, Key M, for Intel NUC Rugged Chassis Element | WDT | WESTERN DIGITAL TECHNOLOGIES INC | WDS500G3B0B | CURRENT
002488153 | MEMORY,PORTABLE | WD Blue, 500GB, SATA SSD M.2 2280, Key M, for Intel NUC Rugged Chassis Element | MWAVE | MWAVE AUSTRALIA | WDS500G3B0B | CURRENT
002488161 | CABLE ASSY,PWR,ELEC | AC Power Cord, 250V, 3 Core, 10A, 2m Lg, Mains Plug to IEC-C5 Connector, AS/NZS 3112 3 Pin Outlet | ELEMENT | ELEMENT14 PTY LTD | 4178890 | CURRENT
002488161 | CABLE ASSY,PWR,ELEC | AC Power Cord, 250V, 3 Core, 10A, 2m Lg, Mains Plug to IEC-C5 Connector, AS/NZS 3112 3 Pin Outlet | ACCESS | ACCESS COMMUNICATIONS PTY LTD | K3745 | CURRENT
002488187 | MOUSE | SteriClick Washable, Easy Clean Mouse, USB, IP68 Waterproof & Dustproof | STERICLK | STERICLICK PTY LTD | B-CLINICALMOUSE | CURRENT
002488187 | MOUSE | SteriClick Washable, Easy Clean Mouse, USB, IP68 Waterproof & Dustproof | STERICLK | STERICLICK PTY LTD | P-M3 (BLACK) | CURRENT
002488195 | SPEAKER | Creative Pebble 2.0, USB Powered Audio Speaker, 3.5mm Output Audio Plug, for HMI Client PC Alarm Annunciation | MWAVE | MWAVE AUSTRALIA | 51MF1680AA000 | CURRENT
002488195 | SPEAKER | Creative Pebble 2.0, USB Powered Audio Speaker, 3.5mm Output Audio Plug, for HMI Client PC Alarm Annunciation | CREATIVE | CREATIVE TECHNOLOGY LTD | 51MF1680AA000 | CURRENT
002488203 | MEMORY,PORTABLE | NVMe PCIex4, 250GB, SSD M.2 2280, Key M, for Intel NUC Rugged Chassis Element | MWAVE | MWAVE AUSTRALIA | MZ-V7S250BW | CURRENT
002488203 | MEMORY,PORTABLE | NVMe PCIex4, 250GB, SSD M.2 2280, Key M, for Intel NUC Rugged Chassis Element | SAMSUNG | SAMSUNG GROUP | MZ-V7S250BW | CURRENT
002488211 | MODULE,ELECTRONIC | Intel NUC 11 Pro Compute Element Processor, Core i3-1115G4, 8GB, WiFi, 6M Cache, up to 4.10 GHz, Config PCIe x4 Gen 3(NVMe/SATA) & PCIe x4 Gen 4(NVMe), | MWAVE | MWAVE AUSTRALIA | BKCM11EBI38W | CURRENT
002488211 | MODULE,ELECTRONIC | Intel NUC 11 Pro Compute Element Processor, Core i3-1115G4, 8GB, WiFi, 6M Cache, up to 4.10 GHz, Config PCIe x4 Gen 3(NVMe/SATA) & PCIe x4 Gen 4(NVMe), | INTEL | INTEL CORPORATION | BKCM11EBI38W | CURRENT
002488229 | ELECTROLYTE DRINK | Sqwincher Fast Pack, Lemon Lime, Low Sodium, Gluten Free, Caffeine Free, 18ml Sachet, add water to make 180ml Serving, Box of 50 | ATOMSUPP | ATOM SUPPLY | 91520016 | CURRENT
002488229 | ELECTROLYTE DRINK | Sqwincher Fast Pack, Lemon Lime, Low Sodium, Gluten Free, Caffeine Free, 18ml Sachet, add water to make 180ml Serving, Box of 50 | SQWINCH | THE SQWINCHER CORP (MANUFACTURER) | SQ0066 | CURRENT
002488237 | ELECTROLYTE DRINK | Sqwincher Fast Pack, Orange, Low Sodium, Gluten Free, Caffeine Free, 18ml Sachet, add water to make 180ml Serving, Box of 50 | ATOMSUPP | ATOM SUPPLY | 91520017 | CURRENT
002488237 | ELECTROLYTE DRINK | Sqwincher Fast Pack, Orange, Low Sodium, Gluten Free, Caffeine Free, 18ml Sachet, add water to make 180ml Serving, Box of 50 | SQWINCH | THE SQWINCHER CORP (MANUFACTURER) | SQ0097 | CURRENT
002488245 | ELECTROLYTE DRINK | Sqwincher Fast Pack, Tropical Cooler, Low Sodium, Gluten Free, Caffeine Free, 18ml Sachet, add water to make 180ml Serving, Box of 50 | ATOMSUPP | ATOM SUPPLY | 91520344 | CURRENT
002488245 | ELECTROLYTE DRINK | Sqwincher Fast Pack, Tropical Cooler, Low Sodium, Gluten Free, Caffeine Free, 18ml Sachet, add water to make 180ml Serving, Box of 50 | SQWINCH | THE SQWINCHER CORP (MANUFACTURER) | SQ0098 | CURRENT
002488252 | ELECTROLYTE DRINK | Sqwincher Fast Pack, Wildberry, Low Sodium, Gluten Free, Caffeine Free, 18ml Sachet, add water to make 180ml Serving, Box of 50 | ATOMSUPP | ATOM SUPPLY | 91521339 | CURRENT
002488252 | ELECTROLYTE DRINK | Sqwincher Fast Pack, Wildberry, Low Sodium, Gluten Free, Caffeine Free, 18ml Sachet, add water to make 180ml Serving, Box of 50 | SQWINCH | THE SQWINCHER CORP (MANUFACTURER) | SQ0099 | CURRENT
002488260 | ELECTROLYTE DRINK | Sqwincher Fast Pack, Assorted Flavours, Low Sodium, Gluten Free, Caffeine Free, 18ml Sachet, add water to make 180ml Serving, Pack of 10 | ATOMSUPP | ATOM SUPPLY | 505432 | CURRENT
002488260 | ELECTROLYTE DRINK | Sqwincher Fast Pack, Assorted Flavours, Low Sodium, Gluten Free, Caffeine Free, 18ml Sachet, add water to make 180ml Serving, Pack of 10 | SQWINCH | THE SQWINCHER CORP (MANUFACTURER) | SQWPX003 | CURRENT
002488278 | ENCLOSURE | MAS Wall Mount, 700 x 500 x 260mm, Mild Steel, Single Door, IP66, c/w Mounting Plate | NHP | NHP ELECTRICAL ENGINEERING | MAS0705026R5 | CURRENT
002488286 | FAN,CIRCULATING | Milwaukee, M12 Mounting Fan, 12V, Portable, 3-Speed Setting, Skin Only, c/w Spring Loaded Clamp on Base | C&LTOOL | CALTCO T/A C&L TOOL CENTRE | MILWTM12AF-0 | CURRENT
002488286 | FAN,CIRCULATING | Milwaukee, M12 Mounting Fan, 12V, Portable, 3-Speed Setting, Skin Only, c/w Spring Loaded Clamp on Base | MILWAUKE | MILWAUKEE POWER TOOLS | MILWTM12AF-0 | CURRENT
002488294 | DRILL,TWIST | Milwaukee Shockwave, Impact Hole Saw, 19mm (3/4") Thin Wall, 6mm (1/4") Quick Connect Hex Shank | C&LTOOL | CALTCO T/A C&L TOOL CENTRE | MILWA49569805 | CURRENT
002488294 | DRILL,TWIST | Milwaukee Shockwave, Impact Hole Saw, 19mm (3/4") Thin Wall, 6mm (1/4") Quick Connect Hex Shank | MILWAUKE | MILWAUKEE POWER TOOLS | MILWA49569805 | CURRENT
002488302 | CAP,POST | Al, 550mm Dia, 0.55mm Thk, Dwg 10-01-23-1 (P100) (scm) | TECONN | TE CONNECTIVITY LTD | PC-550/1 | CURRENT
002488310 | COIL,ELECTRICAL | CB Tripping & Closing Coil, suit GE F35-145kV GIS | GE | GENERAL ELECTRIC COMPANY | 49.102.110-XX | PURCHASE AS REQUIRED
002488328 | VALVE | Gas Filling Valve, suit GE F35-145kV GIS | GE | GENERAL ELECTRIC COMPANY | 47.239.950-01 | PURCHASE AS REQUIRED
002488336 | ABSORBER | suit GE F35-145kV GIS | GE | GENERAL ELECTRIC COMPANY | 47.239.901-01 | PURCHASE AS REQUIRED
002488344 | GAUGE | SF6 Gas Densimeter, suit GE F35-145kV GIS | GE | GENERAL ELECTRIC COMPANY | 47.239.910-01 | PURCHASE AS REQUIRED
002488351 | DISK,RUPTURE | Overpressure Rupture Disk, suit GE F35-145kV GIS | GE | GENERAL ELECTRIC COMPANY | 47.239.110-01 | PURCHASE AS REQUIRED
002488369 | GASKET SET | suit GE F35-145kV GIS | GE | GENERAL ELECTRIC COMPANY | 47.239.550-01 | PURCHASE AS REQUIRED
002488377 | GREASE | Fomblin, Lubrication Grease, Tube, suit GE F35-145kV GIS | GE | GENERAL ELECTRIC COMPANY | 42.600.630-01 | PURCHASE AS REQUIRED
002488385 | GREASE | Bi-Sulphide Grease MOS2, suit GE F35-145kV GIS | GE | GENERAL ELECTRIC COMPANY | 42.600.629-01 | PURCHASE AS REQUIRED
002488393 | GREASE | Silicone Grease, 0.1kg Pack, suit GE F35-145kV GIS | GE | GENERAL ELECTRIC COMPANY | 42.600.631-01 | PURCHASE AS REQUIRED
002488401 | GREASE | Contact Grease c/w Zinc Granules, 0.3kg Pack, suit GE F35-145kV GIS | GE | GENERAL ELECTRIC COMPANY | 42.600.628-01 | PURCHASE AS REQUIRED
002488419 | PARTS KIT | Each Type of LV Items for MCB & Relay, suit GE F35-145kV GIS | GE | GENERAL ELECTRIC COMPANY | LVE-SPARE | PURCHASE AS REQUIRED
002488435 | DRILL,TWIST | Milwaukee Red Helix, Titanium, Hex Drill Bit, 2mm (P2) | MILWAUKE | MILWAUKEE POWER TOOLS | 48894803 | CURRENT
002488435 | DRILL,TWIST | Milwaukee Red Helix, Titanium, Hex Drill Bit, 2mm (P2) | C&LTOOL | CALTCO T/A C&L TOOL CENTRE | MILWA48894803 | CURRENT
002488443 | DRILL,TWIST | Milwaukee Red Helix, Titanium, Hex Drill Bit, 2.5mm (P2) | C&LTOOL | CALTCO T/A C&L TOOL CENTRE | MILWA48894804 | CURRENT
002488443 | DRILL,TWIST | Milwaukee Red Helix, Titanium, Hex Drill Bit, 2.5mm (P2) | MILWAUKE | MILWAUKEE POWER TOOLS | 48894804 | CURRENT
002488450 | DRILL,TWIST | Milwaukee Red Helix, Titanium, Hex Drill Bit, 3mm (P2) | C&LTOOL | CALTCO T/A C&L TOOL CENTRE | MILWA48894805 | CURRENT
002488450 | DRILL,TWIST | Milwaukee Red Helix, Titanium, Hex Drill Bit, 3mm (P2) | MILWAUKE | MILWAUKEE POWER TOOLS | 48894805 | CURRENT
002488468 | DRILL,TWIST | Milwaukee Red Helix, Titanium, Hex Drill Bit, 3.2mm (P2) | C&LTOOL | CALTCO T/A C&L TOOL CENTRE | MILWA48894806 | CURRENT
002488468 | DRILL,TWIST | Milwaukee Red Helix, Titanium, Hex Drill Bit, 3.2mm (P2) | MILWAUKE | MILWAUKEE POWER TOOLS | 48894806 | CURRENT
002488476 | DRILL,TWIST | Milwaukee Red Helix, Titanium, Hex Drill Bit, 3.5mm (P2) | C&LTOOL | CALTCO T/A C&L TOOL CENTRE | MILWA48894807 | CURRENT
002488476 | DRILL,TWIST | Milwaukee Red Helix, Titanium, Hex Drill Bit, 3.5mm (P2) | MILWAUKE | MILWAUKEE POWER TOOLS | 48894807 | CURRENT
002488484 | DRILL,TWIST | Milwaukee Red Helix, Titanium, Hex Drill Bit, 4mm (P2) | C&LTOOL | CALTCO T/A C&L TOOL CENTRE | MILWA48894808 | CURRENT
002488484 | DRILL,TWIST | Milwaukee Red Helix, Titanium, Hex Drill Bit, 4mm (P2) | MILWAUKE | MILWAUKEE POWER TOOLS | 48894808 | CURRENT
002488492 | DRILL,TWIST | Milwaukee Red Helix, Titanium, Hex Drill Bit, 4.2mm | C&LTOOL | CALTCO T/A C&L TOOL CENTRE | MILWA48894809 | CURRENT
002488492 | DRILL,TWIST | Milwaukee Red Helix, Titanium, Hex Drill Bit, 4.2mm | MILWAUKE | MILWAUKEE POWER TOOLS | 48894809 | CURRENT
002488500 | DRILL,TWIST | Milwaukee Red Helix, Titanium, Hex Drill Bit, 4.5mm | C&LTOOL | CALTCO T/A C&L TOOL CENTRE | MILWA48894810 | CURRENT
002488500 | DRILL,TWIST | Milwaukee Red Helix, Titanium, Hex Drill Bit, 4.5mm | MILWAUKE | MILWAUKEE POWER TOOLS | 48894810 | CURRENT
002488518 | DRILL,TWIST | Milwaukee Red Helix, Titanium, Hex Drill Bit, 4.8mm | C&LTOOL | CALTCO T/A C&L TOOL CENTRE | MILWA48894811 | CURRENT
002488518 | DRILL,TWIST | Milwaukee Red Helix, Titanium, Hex Drill Bit, 4.8mm | MILWAUKE | MILWAUKEE POWER TOOLS | 48894811 | CURRENT
002488526 | DRILL,TWIST | Milwaukee Red Helix, Titanium, Hex Drill Bit, 5mm | C&LTOOL | CALTCO T/A C&L TOOL CENTRE | MILWA48894812 | CURRENT
002488526 | DRILL,TWIST | Milwaukee Red Helix, Titanium, Hex Drill Bit, 5mm | MILWAUKE | MILWAUKEE POWER TOOLS | 48894812 | CURRENT
002488534 | DRILL,TWIST | Milwaukee Red Helix, Titanium, Hex Drill Bit, 5.5mm | C&LTOOL | CALTCO T/A C&L TOOL CENTRE | MILWA48894813 | CURRENT
002488534 | DRILL,TWIST | Milwaukee Red Helix, Titanium, Hex Drill Bit, 5.5mm | MILWAUKE | MILWAUKEE POWER TOOLS | 48894813 | CURRENT
002488542 | DRILL,TWIST | Milwaukee Red Helix, Titanium, Hex Drill Bit, 6mm | C&LTOOL | CALTCO T/A C&L TOOL CENTRE | MILWA48894814 | CURRENT
002488542 | DRILL,TWIST | Milwaukee Red Helix, Titanium, Hex Drill Bit, 6mm | MILWAUKE | MILWAUKEE POWER TOOLS | 48894814 | CURRENT
002422939 | RATCHET | Tie Down Strap, with 2m Lg, Min 250kg SWL, AS/NZS 4380 | HEIGHDYN | HEIGHT DYNAMICS | 20004A40-2 | CURRENT
000104528 | GRIP,CABLE,WOVEN | Sock, Cable Pulling, SWL 35kN, Swivel (scm) | SPECFORC | SPECIALISED FORCE | 00505-030 | CURRENT
000104580 | GRIP,CABLE,WOVEN | Sock, Cable Pulling, SWL 60kN, Swivel (scm) | SPECFORC | SPECIALISED FORCE | 00505-035 | CURRENT
002488559 | TOOL,APPLICATION | Pole Topping Tool, c/w Sunrise Fitting, suits Live Live Hand Sticks | AMPLITUD | AMPLITUDE PTY LTD - 396777 | LLPTTCS | CURRENT
002488567 | TOOL,APPLICATION | Podger Tool, c/w Sunrise Fitting, suits Live Live Hand Sticks | AMPLITUD | AMPLITUDE PTY LTD - 396777 | LLPODTTCS | CURRENT
002488575 | CIRCUIT BREAKER | 72.5kV, 3150A, 40kA/3sec, Outdoor SF6 Live Tank, 3 Pole Operated CB Unit c/w 32VDC Aux & 230VAC Motor Supply, L4 Pollution, 10546 item 45, GE GL309 F1 | GE | GENERAL ELECTRIC COMPANY | GL309 F1 | PURCHASE AS REQUIRED
002488583 | CIRCUIT BREAKER | 72.5kV, 3150A, 40kA/3sec, Outdoor SF6 Live Tank, 3 Pole Operated CB Unit c/w 48VDC Aux & 230VAC Motor Supply, L4 Pollution, 10546 item 46, GE GL309 F1 | GE | GENERAL ELECTRIC COMPANY | GL309 F1 | PURCHASE AS REQUIRED
002488591 | CIRCUIT BREAKER | 72.5kV, 3150A, 40kA/3sec, Outdoor SF6 Live Tank, 3 Pole Operated CB Unit c/w 110VDC Aux & 230VAC Motor Supply, L4 Pollution, 10546 item 47, GE GL309 F1 | GE | GENERAL ELECTRIC COMPANY | GL309 F1 | PURCHASE AS REQUIRED
002488609 | CIRCUIT BREAKER | 72.5kV, 3150A, 40kA/3sec, Outdoor SF6 Live Tank, 3 Pole Operated CB Unit c/w 125VDC Aux & 230VAC Motor Supply, L4 Pollution, 10546 item 48, GE GL309 F1 | GE | GENERAL ELECTRIC COMPANY | GL309 F1 | PURCHASE AS REQUIRED
002488617 | CIRCUIT BREAKER | 72.5kV, 3150A, 40kA/3sec, Outdoor SF6 Live Tank, 3 Pole Operated CB Unit c/w 110VDC Aux & 110VDC Motor Supply, L4 Pollution, 10546 item 49, GE GL309 F1 | GE | GENERAL ELECTRIC COMPANY | GL309 F1 | PURCHASE AS REQUIRED
002488625 | CIRCUIT BREAKER | 72.5kV, 3150A, 40kA/3sec, Outdoor SF6 Live Tank, 3 Pole Operated CB Unit c/w 125VDC Aux & 125VDC Motor Supply, L4 Pollution, 10546 item 50, GE GL309 F1 | GE | GENERAL ELECTRIC COMPANY | GL309 F1 | PURCHASE AS REQUIRED
002488633 | CIRCUIT BREAKER | 72.5kV, 3150A, 40kA/3sec, Outdoor SF6 Live Tank, 1 Pole Operated CB Unit c/w 32VDC Aux & 230VAC Motor Supply, L4 Pollution, 10546 item 57, GE GL309 F3 | GE | GENERAL ELECTRIC COMPANY | GL309 F3 | PURCHASE AS REQUIRED
002488641 | CIRCUIT BREAKER | 72.5kV, 3150A, 40kA/3sec, Outdoor SF6 Live Tank, 1 Pole Operated CB Unit c/w 48VDC Aux & 230VAC Motor Supply, L4 Pollution, 10546 item 58, GE GL309 F3 | GE | GENERAL ELECTRIC COMPANY | GL309 F3 | PURCHASE AS REQUIRED
002488658 | CIRCUIT BREAKER | 72.5kV, 3150A, 40kA/3sec, Outdoor SF6 Live Tank, 1 Pole Operated CB Unit c/w 110VDC Aux & 230VAC Motor Supply, L4 Pollution, 10546 item 59, GE GL309 F3 | GE | GENERAL ELECTRIC COMPANY | GL309 F3 | PURCHASE AS REQUIRED
002488666 | CIRCUIT BREAKER | 72.5kV, 3150A, 40kA/3sec, Outdoor SF6 Live Tank, 1 Pole Operated CB Unit c/w 125VDC Aux & 230VAC Motor Supply, L4 Pollution, 10546 item 60, GE GL309 F3 | GE | GENERAL ELECTRIC COMPANY | GL309 F3 | PURCHASE AS REQUIRED
002488674 | CIRCUIT BREAKER | 72.5kV, 3150A, 40kA/3sec, Outdoor SF6 Live Tank, 1 Pole Operated CB Unit c/w 110VDC Aux & 110VDC Motor Supply, L4 Pollution, 10546 item 61, GE GL309 F3 | GE | GENERAL ELECTRIC COMPANY | GL309 F3 | PURCHASE AS REQUIRED
002488682 | CIRCUIT BREAKER | 72.5kV, 3150A, 40kA/3sec, Outdoor SF6 Live Tank, 1 Pole Operated CB Unit c/w 125VDC Aux & 125VDC Motor Supply, L4 Pollution, 10546 item 62, GE GL309 F3 | GE | GENERAL ELECTRIC COMPANY | GL309 F3 | PURCHASE AS REQUIRED
002488690 | CIRCUIT BREAKER | 72.5kV, 3150A, 40kA/3sec, Outdoor SF6 Dead Tank, 3 Pole Operated CB Unit c/w 4 Bushing Protn CTs & 2 Bushing Mtrg CTs 32VDC Aux & 230VAC Motor Supply, L4 | GE | GENERAL ELECTRIC COMPANY | DT1-72.5 F1 | PURCHASE AS REQUIRED
002488708 | CIRCUIT BREAKER | 72.5kV, 3150A, 40kA/3sec, Outdoor SF6 Dead Tank, 3 Pole Operated CB Unit c/w 4 Bushing Protn CTs & 2 Bushing Mtrg CTs 48VDC Aux & 230VAC Motor Supply, L4 | GE | GENERAL ELECTRIC COMPANY | DT1-72.5 F1 | PURCHASE AS REQUIRED
002488716 | CIRCUIT BREAKER | 72.5kV, 3150A, 40kA/3sec, Outdoor SF6 Dead Tank, 3 Pole Operated CB Unit c/w 4 Bushing Protn CTs & 2 Bushing Mtrg CTs 110VDC Aux & 230VAC Motor Supply, L4 | GE | GENERAL ELECTRIC COMPANY | DT1-72.5 F1 | PURCHASE AS REQUIRED
002488724 | CIRCUIT BREAKER | 72.5kV, 3150A, 40kA/3sec, Outdoor SF6 Dead Tank, 3 Pole Operated CB Unit c/w 4 Bushing Protn CTs & 2 Bushing Mtrg CTs 125VDC Aux & 230VAC Motor Supply, L4 | GE | GENERAL ELECTRIC COMPANY | DT1-72.5 F1 | PURCHASE AS REQUIRED
002488732 | CIRCUIT BREAKER | 72.5kV, 3150A, 40kA/3sec, Outdoor SF6 Dead Tank, 3 Pole Operated CB Unit c/w 4 Bushing Protn CTs & 2 Bushing Mtrg CTs 110VDC Aux & 110VDC Motor Supply, L4 | GE | GENERAL ELECTRIC COMPANY | DT1-72.5 F1 | PURCHASE AS REQUIRED
002488740 | CIRCUIT BREAKER | 72.5kV, 3150A, 40kA/3sec, Outdoor SF6 Dead Tank, 3 Pole Operated CB Unit c/w 4 Bushing Protn CTs & 2 Bushing Mtrg CTs 125VDC Aux & 125VDC Motor Supply, L4 | GE | GENERAL ELECTRIC COMPANY | DT1-72.5 F1 | PURCHASE AS REQUIRED
002488757 | CIRCUIT BREAKER | 72.5kV, 3150A, 40kA/3sec, Outdoor SF6 Dead Tank, 1 Pole Operated CB Unit c/w 4 Bushing Protn CTs & 2 Bushing Mtrg CTs 32VDC Aux & 230VAC Motor Supply, L4 | GE | GENERAL ELECTRIC COMPANY | DT1-72.5 F3 | PURCHASE AS REQUIRED
002488765 | CIRCUIT BREAKER | 72.5kV, 3150A, 40kA/3sec, Outdoor SF6 Dead Tank, 1 Pole Operated CB Unit c/w 4 Bushing Protn CTs & 2 Bushing Mtrg CTs 48VDC Aux & 230VAC Motor Supply, L4 | GE | GENERAL ELECTRIC COMPANY | DT1-72.5 F3 | PURCHASE AS REQUIRED
002488773 | CIRCUIT BREAKER | 72.5kV, 3150A, 40kA/3sec, Outdoor SF6 Dead Tank, 1 Pole Operated CB Unit c/w 4 Bushing Protn CTs & 2 Bushing Mtrg CTs 110VDC Aux & 230VAC Motor Supply, L4 | GE | GENERAL ELECTRIC COMPANY | DT1-72.5 F3 | PURCHASE AS REQUIRED
002488781 | CIRCUIT BREAKER | 72.5kV, 3150A, 40kA/3sec, Outdoor SF6 Dead Tank, 1 Pole Operated CB Unit c/w 4 Bushing Protn CTs & 2 Bushing Mtrg CTs 125VDC Aux & 230VAC Motor Supply, L4 | GE | GENERAL ELECTRIC COMPANY | DT1-72.5 F3 | PURCHASE AS REQUIRED
002488799 | CIRCUIT BREAKER | 72.5kV, 3150A, 40kA/3sec, Outdoor SF6 Dead Tank, 1 Pole Operated CB Unit c/w 4 Bushing Protn CTs & 2 Bushing Mtrg CTs 110VDC Aux & 110VDC Motor Supply, L4 | GE | GENERAL ELECTRIC COMPANY | DT1-72.5 F3 | PURCHASE AS REQUIRED
002488807 | CIRCUIT BREAKER | 72.5kV, 3150A, 40kA/3sec, Outdoor SF6 Dead Tank, 1 Pole Operated CB Unit c/w 4 Bushing Protn CTs & 2 Bushing Mtrg CTs 125VDC Aux & 125VDC Motor Supply, L4 | GE | GENERAL ELECTRIC COMPANY | DT1-72.5 F3 | PURCHASE AS REQUIRED
002488815 | CIRCUIT BREAKER | 145kV, 3150A, 40kA/1sec, Outdoor SF6 Live Tank, 3 Pole Operated CB Unit c/w 32VDC Aux & 230VAC Motor Supply, L4 Pollution, 10546 item 81, GE GL312 F1 | GE | GENERAL ELECTRIC COMPANY | GL312 F1 | PURCHASE AS REQUIRED
002488823 | CIRCUIT BREAKER | 145kV, 3150A, 40kA/1sec, Outdoor SF6 Live Tank, 3 Pole Operated CB Unit c/w 48VDC Aux & 230VAC Motor Supply, L4 Pollution, 10546 item 82, GE GL312 F1 | GE | GENERAL ELECTRIC COMPANY | GL312 F1 | PURCHASE AS REQUIRED
002488831 | CIRCUIT BREAKER | 145kV, 3150A, 40kA/1sec, Outdoor SF6 Live Tank, 3 Pole Operated CB Unit c/w 110VDC Aux & 230VAC Motor Supply, L4 Pollution, 10546 item 83, GE GL312 F1 | GE | GENERAL ELECTRIC COMPANY | GL312 F1 | PURCHASE AS REQUIRED
002488849 | CIRCUIT BREAKER | 145kV, 3150A, 40kA/1sec, Outdoor SF6 Live Tank, 3 Pole Operated CB Unit c/w 125VDC Aux & 230VAC Motor Supply, L4 Pollution, 10546 item 84, GE GL312 F1 | GE | GENERAL ELECTRIC COMPANY | GL312 F1 | PURCHASE AS REQUIRED
002488856 | CIRCUIT BREAKER | 145kV, 3150A, 40kA/1sec, Outdoor SF6 Live Tank, 3 Pole Operated CB Unit c/w 110VDC Aux & 110VDC Motor Supply, L4 Pollution, 10546 item 85, GE GL312 F1 | GE | GENERAL ELECTRIC COMPANY | GL312 F1 | PURCHASE AS REQUIRED
002488864 | CIRCUIT BREAKER | 145kV, 3150A, 40kA/1sec, Outdoor SF6 Live Tank, 3 Pole Operated CB Unit c/w 125VDC Aux & 125VDC Motor Supply, L4 Pollution, 10546 item 86, GE GL312 F1 | GE | GENERAL ELECTRIC COMPANY | GL312 F1 | PURCHASE AS REQUIRED
002488872 | CIRCUIT BREAKER | 145kV, 3150A, 40kA/1sec, Outdoor SF6 Live Tank, 1 Pole Operated CB Unit c/w 32VDC Aux & 230VAC Motor Supply | GE | GENERAL ELECTRIC COMPANY | GL312 F3 | PURCHASE AS REQUIRED
002488880 | CIRCUIT BREAKER | 145kV, 3150A, 40kA/1sec, Outdoor SF6 Live Tank, 1 Pole Operated CB Unit c/w 48VDC Aux & 230VAC Motor Supply | GE | GENERAL ELECTRIC COMPANY | GL312 F3 | PURCHASE AS REQUIRED
002488898 | CIRCUIT BREAKER | 145kV, 3150A, 40kA/1sec, Outdoor SF6 Live Tank, 1 Pole Operated CB Unit c/w 110VDC Aux & 230VAC Motor Supply | GE | GENERAL ELECTRIC COMPANY | GL312 F3 | PURCHASE AS REQUIRED
002488906 | CIRCUIT BREAKER | 145kV, 3150A, 40kA/1sec, Outdoor SF6 Live Tank, 1 Pole Operated CB Unit c/w 125VDC Aux & 230VAC Motor Supply | GE | GENERAL ELECTRIC COMPANY | GL312 F3 | PURCHASE AS REQUIRED
002488914 | CIRCUIT BREAKER | 145kV, 3150A, 40kA/1sec, Outdoor SF6 Live Tank, 1 Pole Operated CB Unit c/w 110VDC Aux & 110VDC Motor Supply | GE | GENERAL ELECTRIC COMPANY | GL312 F3 | PURCHASE AS REQUIRED
002488922 | CIRCUIT BREAKER | 145kV, 3150A, 40kA/1sec, Outdoor SF6 Live Tank, 1 Pole Operated CB Unit c/w 125VDC Aux & 125VDC Motor Supply | GE | GENERAL ELECTRIC COMPANY | GL312 F3 | PURCHASE AS REQUIRED
002488930 | CIRCUIT BREAKER | 145kV, 3150A, 40kA/1sec, Outdoor SF6 Dead Tank, 3 Pole Operated CB Unit c/w 4 Bushing Protn CTs & 2 Bushing Mtrg CTs 32VDC Aux & 230VAC Motor Supply | GE | GENERAL ELECTRIC COMPANY | DT1-145 F1 | PURCHASE AS REQUIRED
002488948 | CIRCUIT BREAKER | 145kV, 3150A, 40kA/1sec, Outdoor SF6 Dead Tank, 3 Pole Operated CB Unit c/w 4 Bushing Protn CTs & 2 Bushing Mtrg CTs 48VDC Aux & 230VAC Motor Supply | GE | GENERAL ELECTRIC COMPANY | DT1-145 F1 | PURCHASE AS REQUIRED
002488955 | CIRCUIT BREAKER | 145kV, 3150A, 40kA/1sec, Outdoor SF6 Dead Tank, 3 Pole Operated CB Unit c/w 4 Bushing Protn CTs & 2 Bushing Mtrg CTs 110VDC Aux & 230VAC Motor Supply | GE | GENERAL ELECTRIC COMPANY | DT1-145 F1 | PURCHASE AS REQUIRED
002488963 | CIRCUIT BREAKER | 145kV, 3150A, 40kA/1sec, Outdoor SF6 Dead Tank, 3 Pole Operated CB Unit c/w 4 Bushing Protn CTs & 2 Bushing Mtrg CTs 125VDC Aux & 230VAC Motor Supply | GE | GENERAL ELECTRIC COMPANY | DT1-145 F1 | PURCHASE AS REQUIRED
002488971 | CIRCUIT BREAKER | 145kV, 3150A, 40kA/1sec, Outdoor SF6 Dead Tank, 3 Pole Operated CB Unit c/w 4 Bushing Protn CTs & 2 Bushing Mtrg CTs 110VDC Aux & 110VDC Motor Supply | GE | GENERAL ELECTRIC COMPANY | DT1-145 F1 | PURCHASE AS REQUIRED
002488989 | CIRCUIT BREAKER | 145kV, 3150A, 40kA/1sec, Outdoor SF6 Dead Tank, 3 Pole Operated CB Unit c/w 4 Bushing Protn CTs & 2 Bushing Mtrg CTs 125VDC Aux & 125VDC Motor Supply | GE | GENERAL ELECTRIC COMPANY | DT1-145 F1 | PURCHASE AS REQUIRED
002488997 | CIRCUIT BREAKER | 145kV, 3150A, 40kA/1sec, Outdoor SF6 Dead Tank, 1 Pole Operated CB Unit c/w 4 Bushing Protn CTs & 2 Bushing Mtrg CTs 32VDC Aux & 230VAC Motor Supply | GE | GENERAL ELECTRIC COMPANY | DT1-145 F3 | PURCHASE AS REQUIRED
002489003 | CIRCUIT BREAKER | 145kV, 3150A, 40kA/1sec, Outdoor SF6 Dead Tank, 1 Pole Operated CB Unit c/w 4 Bushing Protn CTs & 2 Bushing Mtrg CTs 48VDC Aux & 230VAC Motor Supply | GE | GENERAL ELECTRIC COMPANY | DT1-145 F3 | PURCHASE AS REQUIRED
002489011 | CIRCUIT BREAKER | 145kV, 3150A, 40kA/1sec, Outdoor SF6 Dead Tank, 1 Pole Operated CB Unit c/w 4 Bushing Protn CTs & 2 Bushing Mtrg CTs 110VDC Aux & 230VAC Motor Supply | GE | GENERAL ELECTRIC COMPANY | DT1-145 F3 | PURCHASE AS REQUIRED
002489029 | CIRCUIT BREAKER | 145kV, 3150A, 40kA/1sec, Outdoor SF6 Dead Tank, 1 Pole Operated CB Unit c/w 4 Bushing Protn CTs & 2 Bushing Mtrg CTs 125VDC Aux & 230VAC Motor Supply | GE | GENERAL ELECTRIC COMPANY | DT1-145 F3 | PURCHASE AS REQUIRED
002489037 | CIRCUIT BREAKER | 145kV, 3150A, 40kA/1sec, Outdoor SF6 Dead Tank, 1 Pole Operated CB Unit c/w 4 Bushing Protn CTs & 2 Bushing Mtrg CTs 110VDC Aux & 110VDC Motor Supply | GE | GENERAL ELECTRIC COMPANY | DT1-145 F3 | PURCHASE AS REQUIRED
002489045 | CIRCUIT BREAKER | 145kV, 3150A, 40kA/1sec, Outdoor SF6 Dead Tank, 1 Pole Operated CB Unit c/w 4 Bushing Protn CTs & 2 Bushing Mtrg CTs 125VDC Aux & 125VDC Motor Supply | GE | GENERAL ELECTRIC COMPANY | DT1-145 F3 | PURCHASE AS REQUIRED
002489052 | CIRCUIT BREAKER | 245kV, 3150A, 40kA/1sec, Outdoor SF6 Live Tank, 1 Pole Operated CB Unit c/w 110VDC Aux & 110VDC Motor Supply | GE | GENERAL ELECTRIC COMPANY | GL314 F3 | PURCHASE AS REQUIRED
002489060 | BATTERY,STORAGE | Battery Kit, 12V, 26Ah, Vertical Mount, suit NOJA RC20 Controller | NOJAPWR | NOJA POWER | BAT-20 | PURCHASE AS REQUIRED
002489078 | SOCKET,SOCKET WRENCH | Impact, Female, 18mm, 1/2" Drive, Long Shank | MILWAUKE | MILWAUKEE POWER TOOLS | 49666279 | CURRENT
002489078 | SOCKET,SOCKET WRENCH | Impact, Female, 18mm, 1/2" Drive, Long Shank | C&LTOOL | CALTCO T/A C&L TOOL CENTRE | MILWA49666279 | CURRENT
002489078 | SOCKET,SOCKET WRENCH | Impact, Female, 18mm, 1/2" Drive, Long Shank | C&LTOOL | CALTCO T/A C&L TOOL CENTRE | GEN447818 | CURRENT
002489086 | LAMP,HELMET | Milwaukee Spot/Flood Headlamp, 450 LM, Battery-Powered, c/w Hard Hat Clips & 3 AAA Batteries | MILWAUKE | MILWAUKEE POWER TOOLS | HL-SF | CURRENT
002489086 | LAMP,HELMET | Milwaukee Spot/Flood Headlamp, 450 LM, Battery-Powered, c/w Hard Hat Clips & 3 AAA Batteries | C&LTOOL | CALTCO T/A C&L TOOL CENTRE | MILWAHL-SF | CURRENT
002489094 | LEAD SET,TEST | 3 Phase & Neutral Lead Kit, (2.4m) Red, White, Blue & Black, Replacement Set for Phase ID Kit | PENTA | PENTA AUST (TMAC THEW & MCCANN/HYLEC) | PA22757 | CURRENT
002489094 | LEAD SET,TEST | 3 Phase & Neutral Lead Kit, (2.4m) Red, White, Blue & Black, Replacement Set for Phase ID Kit | HYLEC | HYLEC PTY LTD | 4940+5066KIT | CURRENT
002443158 | INTERFACE UNIT,COMMS | SEL2894, 4.5-5.5V DC, 300 to 19,000bps, Elec Connector Male DB-9, EIA-232 Std Interface to Optical Connector 2 ST, IEEE C37.94 Std Interface | SEL | SCHWEITZER ENGINEERING LABORATORIES INC. | 2894MXX | CURRENT
002430452 | TOWELETTE,CLEANING | WIPES;MOIST EATER II,WIPES P50,INSUL TOWELETTE,CLEANING Insulating Stick, Moi sture Eater II, Wipes (P50) | CHANCE | CHANCE (MANUFACTURER) | C400-2538 | CURRENT
002489102 | HOOK | Live Line Hook, Orange, 50mm Dia, 110mm Lg, Conical Top with Closed Loop, Gravel Filled, c/w Reflective 3 Colour Sign "DANGER CREW ON LINE" | BENNIC | BENNIC PTY LTD | COL HOOKS | CURRENT
002489110 | TRANSFORMER,DISTRIBUTION | Groundmount, 22kV/433-250V, 315kVA, 3Ph, HV Bushing DIN Interface A, LV Bsh, KNAN FR3 Fluid, Dyn 11, 7 Tap Positions HV & LV Cable Box Fitted, Pressure Relief | WILSON | WILSON TRANSFORMER CO. PTY LTD | 874-B169-11 | CURRENT
000530086 | BUSBAR | Flat, Tinned Cu, 4m Lg, 38.1 x 3.18mm with radius corners R/C | PRIMETA | PRIMARY METALS & ALLOYS | 1.3111 | CURRENT
002489128 | CABINET,ELEC EQUIP | Pwr Quality Analyser, 700 x 500 x 250mm, refer Dwgs S00101464-01 & S00101464-02, for Substations Application, fully assembled at Banyo Workshop | ERGONWS | PROVISION OF WORKSHOP SERVICES | S00101464-01 & S00101464-02 | CURRENT
002489144 | COVER,ACCESS | Lockable Type P4, Class B, Glass Reinforced Nylon, Marked Electrical, Anti Skid Surface c/w Locking Tabs | TRI UGRD | TRI UNDERGROUND AUSTRALIA PTY LTD | TRITUFFP4LE | CURRENT
002489151 | COVER,ACCESS | Padlockable Type P4, Class B, Glass Reinforced Nylon, Marked Electrical, Anti Skid surface, Black c/w Locking Tabs | TRI UGRD | TRI UNDERGROUND AUSTRALIA PTY LTD | TRITUFFP4LEL | CURRENT
002489169 | TAB,LOCK | For Type P4 Streetlight Pit to Allow Lockable & Padlockable Covers to be Secured | TRI UGRD | TRI UNDERGROUND AUSTRALIA PTY LTD | TRITUFFP4LELEX | CURRENT
002489177 | RELAY,PROTECTION | FW5.0 FP1 Ver 5.1.23, Distribution Fdr Protn, Dir/Non-Dir OC, EF & SEF Relay, 16/10 IO, 100-240VDC Pwr, 1/5A CT, DNP3 over 2 x LC Fibre Enet & IEC61850 | ABBAUST | ABB AUSTRALIA PTY LTD | HBFNAEAGNHH1AAA11G | CURRENT
002489185 | RELAY,PROTECTION | FW5.0 FP1 Ver 5.1.23, Distribution Fdr Protn, Dir/Non-Dir OC, EF & SEF Relay, 16/10 IO, 24-60VDC Pwr, 1/5A CT, DNP3 over 2 x LC Fibre Enet & IEC61850 | ABBAUST | ABB AUSTRALIA PTY LTD | HBFNAEAGNHH1AAA21G | CURRENT
002489193 | BANDSAW,PORTABLE | Milwaukee, M12 Fuel, 12V, 776mm Blade, 63.5 x 63.5mm Cut Capacity, Brushless Motor, Variable Speed Trigger, Dual-actuation Trigger, c/w Rafter Hook | C&LTOOL | CALTCO T/A C&L TOOL CENTRE | MILWTM12FBS64-0 | CURRENT
002489193 | BANDSAW,PORTABLE | Milwaukee, M12 Fuel, 12V, 776mm Blade, 63.5 x 63.5mm Cut Capacity, Brushless Motor, Variable Speed Trigger, Dual-actuation Trigger, c/w Rafter Hook | MILWAUKE | MILWAUKEE POWER TOOLS | M12FBS64-0 | CURRENT
002489201 | SIGN | Crew on Line Lockable Tag, 90 x 43 x 1mm Al with 10mm Hole, Double Sided Class 2 Reflective, " DANGER CREW ON LINE" Sticker | BENNIC | BENNIC PTY LTD | COLTAG | CURRENT
002473023 | RELAY,PROTECTION | FW B4C, Fdr Mgt, Dir/Non-Dir OC, EF & SEF, 12/11 I/O, 24-32VDC Pwr, 1/5A CT, DNP3 over RS485 or LC Fibre Enet & IEC61850 | SCHNEIDR | SCHNEIDER PTY LTD (MANUFACTURER) | P142 91QBLM0B49L | CURRENT
002473031 | RELAY,PROTECTION | FW B4C, Fdr Mgt, Dir/Non-Dir OC, EF & SEF, 12/11 I/O, 48-110VDC Pwr, 1/5A CT, DNP3 over RS485 or LC Fibre Enet & IEC61850 | SCHNEIDR | SCHNEIDER PTY LTD (MANUFACTURER) | P142 21QBLM0B49L | CURRENT
002473049 | RELAY,PROTECTION | FW B4C, Fdr Mgt, Dir/Non-Dir OC, EF & SEF, 12/11 I/O, 110-250VDC Pwr, 1/5A CT, DNP3 over RS485 or LC Fibre Enet & IEC61850 | SCHNEIDR | SCHNEIDER PTY LTD (MANUFACTURER) | P142 31QBLM0B49L | CURRENT
002489227 | HARNESS,SAFETY,INDUSTRIAL | Full Body Dielectric EWP, Small, Confined Space Harness | HEIGHDYN | HEIGHT DYNAMICS | FH24 SMALL | CURRENT
002489235 | HARNESS,SAFETY,INDUSTRIAL | Full Body Dielectric EWP, Large, Confined Space Harness | HEIGHDYN | HEIGHT DYNAMICS | FH24 LARGE | CURRENT
002489243 | MOTOR,UNIVERSAL | Power Head, 18V, Milwaukee, M18 Fuel, Brushless Motor | C&LTOOL | CALTCO T/A C&L TOOL CENTRE | MILWTM18FOPH-0 | CURRENT
002489243 | MOTOR,UNIVERSAL | Power Head, 18V, Milwaukee, M18 Fuel, Brushless Motor | MILWAUKE | MILWAUKEE POWER TOOLS | M18FOPH-0 | CURRENT
002489243 | MOTOR,UNIVERSAL | Power Head, 18V, Milwaukee, M18 Fuel, Brushless Motor | C&LTOOL | CALTCO T/A C&L TOOL CENTRE | M18FOPH20 | CURRENT
002489250 | CHAINSAW | Pole Saw Attachment, M18 Fuel, 254mm Bar & Chain, QUIK-LOK Connection, Automatic Oiler, 124cm L | C&LTOOL | CALTCO T/A C&L TOOL CENTRE | MILWTM18FOPH-CSA | CURRENT
002489250 | CHAINSAW | Pole Saw Attachment, M18 Fuel, 254mm Bar & Chain, QUIK-LOK Connection, Automatic Oiler, 124cm L | MILWAUKE | MILWAUKEE POWER TOOLS | M18FOPH-CSA | CURRENT
002489268 | HANDLE,EXTENSION,CHAIN SAW | Milwaukee, M18 Fuel, Pole Saw Extension Bar Attachment, QUIK-LOK Coupler, 102cm L | C&LTOOL | CALTCO T/A C&L TOOL CENTRE | MILWTM18FOPH-EXA | CURRENT
002489268 | HANDLE,EXTENSION,CHAIN SAW | Milwaukee, M18 Fuel, Pole Saw Extension Bar Attachment, QUIK-LOK Coupler, 102cm L | MILWAUKE | MILWAUKEE POWER TOOLS | M18FOPH-EXA | CURRENT
002489276 | CHAIN,CHAINSAW | Milwaukee, M18 Fuel, 254mm, Replacement Chain to suit Pole Saw | C&LTOOL | CALTCO T/A C&L TOOL CENTRE | MILWA49162723 | CURRENT
002489276 | CHAIN,CHAINSAW | Milwaukee, M18 Fuel, 254mm, Replacement Chain to suit Pole Saw | MILWAUKE | MILWAUKEE POWER TOOLS | A49162723 | CURRENT
002489284 | CUTTER,WEED,WHIP | Milwaukee, M18 Fuel, Line Trimmer Attachment, 355-406mm Cutting Swath, QUIK-LOK Connection, 102cm L | C&LTOOL | CALTCO T/A C&L TOOL CENTRE | MILWTM18FOPH-LTA | CURRENT
002489284 | CUTTER,WEED,WHIP | Milwaukee, M18 Fuel, Line Trimmer Attachment, 355-406mm Cutting Swath, QUIK-LOK Connection, 102cm L | MILWAUKE | MILWAUKEE POWER TOOLS | M18FOPH-LTA | CURRENT
002489292 | FUSECARRIER | LV Fuse Holder, 100A max, Orange c/w House Number Id Plate, suits PFV100 & PFV100695 Base & Carrier Fuse Holders | SICAME | SICAME AUSTRALIA PTY LTD | PFIDPO | CURRENT
002489300 | ROPE,FIBROUS | 100m, Tower Rescue Rope, Blue, Sewn Eye on One End | HEIGHDYN | HEIGHT DYNAMICS | 100M TOWER RESCUE ROPE BLUE | CURRENT
002489318 | CONVERTER,DC TO DC | Mean Well DC-DC Converter, 30W 12V 2.5A, Input 40-160VDC Railway | MEANWELL | MEAN WELL ENTERPRISES CO., LTD (MAN) | RSD-30H-12 | CURRENT
000003427 | CIRCUIT BREAKER | MCB iC60H, 16A, 2 Pole, 415V AC 15kA C-Curve, 125V DC 15kA, 36 x 85 x 79mm, 35mm DIN Rail Mount | SCHNEIDR | SCHNEIDER PTY LTD (MANUFACTURER) | A9F54216 | CURRENT
002443596 | DISTRIBUTION BOX | Rittal 19" Panel Mounted Energy-Box, RAL 7035, DK 3U for DIN 43880 Components 22HP Max Capacity, UL94-V0 Plastic Cover c/w Extension Cover, CB not incl | RITTAL | RITTAL AUSTRALIA PTY LTD | DK7480.035 | CURRENT
002489334 | PLATFORM,POLE | Universal Insulated Composite Pole Platform, 850mm long (Small) with Rough Top Deck & Locking Mechanism, WLL 200kg | PENTA | PENTA AUST (TMAC THEW & MCCANN/HYLEC) | PA01831 | CURRENT
002489334 | PLATFORM,POLE | Universal Insulated Composite Pole Platform, 850mm long (Small) with Rough Top Deck & Locking Mechanism, WLL 200kg | THEWMCAN | TMAC THEW & MCCANN GROUP | TM01831 | CURRENT
002489342 | PIT,UTILITY | U/G Cable Link Box, Precast Concrete, c/w 2 Part Class D Cast Iron Cover | IPA | INFRASTRUCTURE PRODUCTS AUST P/L | SP22-288-ENERGEX ENERGY | CURRENT
002489359 | INSULATING COMPOUND,ELECTRICAL | DUSSEK R4M, Rosin Oil, Sets Thick, for Cable Boxes 33kV or Less, 16kg Pail | DUSSEK | DUSSEK (H&R GROUP) | DUSSEK R4M | CURRENT
002489367 | INSULATING COMPOUND,ELECTRICAL | GUROFLO-H2000, 1 Part Silicon, Oil Based Insulating Medium, for 11kV - 33kV Cable Boxes with XLPE Cables, 20L Drum | TECONN | TE CONNECTIVITY LTD | EN2309-000 / GUROFLO-H2000 | CURRENT
002489375 | CUTTER,BATTERY OPERATED | Klauke Cutter, Battery Hydraulic, 18V B/Tooth, Inline, 25mm max, Cu/Al/ACSR, Skin c/w M18 Makita/Milwaukee Battery Adaptor & Cutter Capacity Labels | TEN | THE ENERGY NETWORK | ESM25CFM-EQL | CURRENT
002489375 | CUTTER,BATTERY OPERATED | Klauke Cutter, Battery Hydraulic, 18V B/Tooth, Inline, 25mm max, Cu/Al/ACSR, Skin c/w M18 Makita/Milwaukee Battery Adaptor & Cutter Capacity Labels | KLAUKE | KLAUKE (MANUFACTURER) | ESM25CFM-EQL | CURRENT
002489383 | HOOK,SCREW | Test Probe Hook, 6mm, S/Steel, suit Teleperch Test Stick | PENTA | PENTA AUST (TMAC THEW & MCCANN/HYLEC) | PA21791 | CURRENT
002489383 | HOOK,SCREW | Test Probe Hook, 6mm, S/Steel, suit Teleperch Test Stick | HYLEC | HYLEC PTY LTD | 6MMSSTESTHK | CURRENT
002489391 | GLOVES | Inners, One size Fits All, 100% Knitted Cotton, Seamless Construction, Cream | DECO | DECO INDUSTRIAL GLOVES | EOLK | CURRENT
002489409 | GRIP,CABLE,JAW | Wire Grip, ABC 28-45mm Dia, 4 x 95-150mm2, WLL 1800kg | PENTA | PENTA AUST (TMAC THEW & MCCANN/HYLEC) | PA10080 | CURRENT
002489409 | GRIP,CABLE,JAW | Wire Grip, ABC 28-45mm Dia, 4 x 95-150mm2, WLL 1800kg | THEWMCAN | TMAC THEW & MCCANN GROUP | TM10080 | CURRENT
002489417 | LOUVRE,LIGHT | StreetLED3, for Reduced Road Reserve Width, suits StreetLED MkIII | SYLVANIA | SYLVANIA SCHREDER | JLC00006 | CURRENT
002489425 | FIXTURE,LIGHTING | LED 25W StreetLED3 (L25A 2K) 2K, Aeroscreen c/w NEMA PE Cell, Tilt Adaptor, Minor Road, EQTS 05-01-02 | SYLVANIA | SYLVANIA SCHREDER | JLC22BD15L25 | CURRENT
002489433 | JUNCTION BOX. | Adaptable, 300 x 200 x 152mm, Rigid PVC, Grey, Rect, Multi-Way, Surface Mtd, Screwed Lid c/w Sealing Gasket, Pack of 5 | REXEL | REXEL PTY LTD | CLI265/7GY | CURRENT
002489433 | JUNCTION BOX. | Adaptable, 300 x 200 x 152mm, Rigid PVC, Grey, Rect, Multi-Way, Surface Mtd, Screwed Lid c/w Sealing Gasket, Pack of 5 | CLIPSAL | GERARD INDUSTRIES QLD DIVSN P/L | CLI265/7GY | CURRENT
002458610 | HOIST,MANUAL LEVER | Operated Serial, Web Strap, 1 Ton Nominal Capacity, Ratchet & Pawl Type | TEN | THE ENERGY NETWORK | 35-A-1300-ANZ | CURRENT
002489441 | HOIST,MANUAL LEVER | Ratchet Webbing Strap Hoist, LugAll 2A, 2.9m Strap, 450/900kg WLL Single/Double Pull | LUGALL | LUG-ALL (MANUFACTURER) | 2-A-1300-ANZ | CURRENT
002489458 | HOIST,MANUAL LEVER | Ratchet Webbing Strap Hoist, LugAll 40A, 2.8m Strap, 900/1800kg WLL Single/Double Pull | LUGALL | LUG-ALL (MANUFACTURER) | 40-A-ANZ | CURRENT
002489466 | HOIST,MANUAL LEVER | Ratchet Webbing Strap Hoist, NGK Nagaki 1500P-EX, 3m Strap, 750/1500kg Single/ Double Pull (Not rated for lifting) | LUGALL | LUG-ALL (MANUFACTURER) | N-1500P-EX | CURRENT
002489474 | TERMINATION KIT,ELECTRICAL CABLE | Indoor, 11kV, 3Ph, 240mm2 Al, 3 Core XLPE, Heatshrink, Conductive Breakout Boot | TECONN | TE CONNECTIVITY LTD | AUST-SQB31 | CURRENT
002405048 | WRENCH,SPANNER | Turret, T-Bar to Suit "D" Head Holding Down Bolts | LEGEND | LEGEND POWER SYSTEMS | DB-TBSS | CURRENT
002489482 | PROBE,TELESCOPIC | Telescopic probe, hook and lead kit | PENTA | PENTA AUST (TMAC THEW & MCCANN/HYLEC) | PA22011 | CURRENT
002489482 | PROBE,TELESCOPIC | Telescopic probe, hook and lead kit | HYLEC | HYLEC PTY LTD | TELEPROBEKIT | CURRENT
002489490 | LEAD SET,TEST | 50m Earth Hand Reel | AMPLITUD | AMPLITUDE PTY LTD - 396777 | ER50 | CURRENT
002489508 | LEAD SET,TEST | Checksystem 2.3 Test Unit Bundled Lead Sets | PENTA | PENTA AUST (TMAC THEW & MCCANN/HYLEC) | PA22860 | CURRENT
002489508 | LEAD SET,TEST | Checksystem 2.3 Test Unit Bundled Lead Sets | HYLEC | HYLEC PTY LTD | BUNDLE10XMH02-200 | CURRENT
002489532 | SWITCH FUSE GEAR | 12kV, Schneider RM6, SF6 Insulated, I/D RMU, 2 x 630A Cable Switch, Disconnectors, 1 x 200A Transformer CB, (Type NE-IDI), IAC AFLR, ABB to be Free | SCHNEIDR | SCHNEIDER PTY LTD (MANUFACTURER) | RM6 NE-IDI REF 230110-12793119 | CURRENT
002489540 | TRANSFORMER,POWER | Groundmount, 132kV/11kV, 36/60MVA, 3Ph, HV Vertical RIP, 180 LV Plug, Mineral Oil Insul, ODAF, YND11, Vacuum OLTC 27 Tap Posn, F/S Radiator, MD100m, Reduced | WILSON | WILSON TRANSFORMER CO. PTY LTD | P2308 | CURRENT
002489557 | CLAMP,ELECTRICAL | Live Line, Eye Stem, 5-10mm Dia, use on Bail or Stirrup Clamp, EQTS 01-09-04 (scm) | VINNY | VINNY AUSTRALIA PTY LTD | HLC-100 | CURRENT
002476059 | RELAY,PROTECTION | FW B4D, 3 Bias Txf Diff, 5 Term, 24/32V DC Pwr, 24/250V DC Logic 24/16 IO 1/5A, 110V AC Input, Flush/60TE, DNP 100Base-FX, MM LC Enet & IEC61850 | SCHNEIDR | SCHNEIDER PTY LTD (MANUFACTURER) | P645 92QDLM0B49M | CURRENT
002489565 | MONITOR SYSTEM | Temperature, Fibre Optic, 24V DC, 15W, 8 Channel, ST Connectors, Dustcaps, Serial Port RS-485/422, Modbus, Analogs 4-20mA, Micro USB Console Port, | WILSON | WILSON TRANSFORMER CO. PTY LTD | 842-1049N10 | CURRENT
002489565 | MONITOR SYSTEM | Temperature, Fibre Optic, 24V DC, 15W, 8 Channel, ST Connectors, Dustcaps, Serial Port RS-485/422, Modbus, Analogs 4-20mA, Micro USB Console Port, | FISOTECH | FISO TECHNOLOGIES INC (MANUFACTURER) | EGD-BASE-08-MI0-A-Y00-STND | CURRENT
000030127 | RISER,CABLE RACK,EXTERNAL CURVE | 90 Deg, 600mm W, 60mm H, 300mm Rad, NEMA 12B Steel, Galv Steel | EZYSTRUT | EZYSTRUT CABLE & PIPE SUPPORTS | N1ER6003H | CURRENT
002489607 | RECTIFIER | 125/110V, suit Alpha Cordex Charger | ICS | ICS INDUSTRIES PTY LTD (ENERSYS) | 010-579-20-041 | CURRENT
002489631 | RECTIFIER | 48V, suit Alpha Cordex Charger | ICS | ICS INDUSTRIES PTY LTD (ENERSYS) | 010-566-20-040 | CURRENT
002489664 | RECTIFIER | 24V, suit Alpha Cordex Charger | ICS | ICS INDUSTRIES PTY LTD (ENERSYS) | 010-582-20-040 | CURRENT
002489672 | CABLE | CT Cable, 15m, All Voltages, suit Alpha Cordex Charger | ICS | ICS INDUSTRIES PTY LTD (ENERSYS) | 877-623-20-000 | CURRENT
002489680 | CABLE | Temperature Sensor Cable, 30m, All Voltages, suit Alpha Cordex Charger | ICS | ICS INDUSTRIES PTY LTD (ENERSYS) | 747-028-20-081 | CURRENT
002489698 | CONVERTER,DC TO DC | 110/32V, Helios | ICS | ICS INDUSTRIES PTY LTD (ENERSYS) | BAP419-110-32EH-T6203 | CURRENT
002489706 | CONVERTER,DC TO DC | 48/32V, Helios | ICS | ICS INDUSTRIES PTY LTD (ENERSYS) | BAP419-48-32EH-T6203 | CURRENT
002489714 | TRANSDUCER,ELECTRICAL | Current Transducer, HAT200, LEM, All Voltages, suit Alpha Cordex Charger | ICS | ICS INDUSTRIES PTY LTD (ENERSYS) | HAT200A | CURRENT
002489615 | CONTROLLER | 125/110V Cordex HP, suit Alpha Cordex Charger | ICS | ICS INDUSTRIES PTY LTD (ENERSYS) | 0180036-002 | CURRENT
002489623 | CONTROLLER | 125/110 HV-ADIO, suit Alpha Cordex Charger | ICS | ICS INDUSTRIES PTY LTD (ENERSYS) | 0180057-001 | CURRENT
002489649 | CONTROLLER | 48V or 24 Cordex HP, suit Alpha Cordex Charger | ICS | ICS INDUSTRIES PTY LTD (ENERSYS) | 0180046-001 | CURRENT
002489656 | CONTROLLER | 48V or 24V LV-ADIO, suit Alpha Cordex Charger | ICS | ICS INDUSTRIES PTY LTD (ENERSYS) | 0180039-002 | CURRENT
002489722 | COVER,TERMINAL | Extended, for E360 3Ph Watthour Meter | LANDIS | LANDIS GYR (AUST) PTY LTD | P100018290 | CURRENT
002489730 | COVER,TERMINAL | Standard, for E360 3Ph Watthour Meter | LANDIS | LANDIS GYR (AUST) PTY LTD | P100016750 | CURRENT
002489748 | MODEM,COMMUNICATIONS | E36C Modem, for E360 Meters LTE CATM1 Telstra | LANDIS | LANDIS GYR (AUST) PTY LTD | CM36MA101NS001YM | CURRENT
002489763 | TERMINAL BLOCK | Type PTME 4, Test Disconnect Terminal, 500V, 24A, Gray, 70.5 x 6.2 x 48.8mm, 35mm DIN Rail Mtg, Clip-on, 0.2-6mm2 Cond Size c/w Switch Lever Disconnect | PHOENIX | PHOENIX CONTACT PTY LTD | 3212139 | CURRENT
002489771 | END PLATE,TERMINAL BLOCK | D-PTME 4, End Cover, Gray, suit PTME 4 Terminal Block | PHOENIX | PHOENIX CONTACT PTY LTD | 3212167 | CURRENT
002489789 | PLUG | PAI-4-FIX-5/6 GY, Test Adapter Plug, 2mm Male to 4mm Banana Female, Gray, suit 10A, 250V Phoenix Terminals | PHOENIX | PHOENIX CONTACT PTY LTD | 3035982 | CURRENT
002489797 | TRANSFORMER,POWER | Groundmount, 33kV/11kV, 15/25MVA, 3Ph, HV Plug, 90 LV Plug, Mineral Oil Insul, ODAF, Dyn11, Vacuum OLTC 23 Tap Posn, Attached Radiator, MD100m, Reduced Sound | WILSON | WILSON TRANSFORMER CO. PTY LTD | P2307 | CURRENT
002489805 | TRANSFORMER,POWER | Groundmount, 33kV/11kV, 15/25MVA, 3Ph, HV Plug, 90 LV Plug, Natural Ester Insul, ODAF, Dyn11, Vacuum OLTC 23 Tap Posn, Attached Radiator, MD100m, Reduced | WILSON | WILSON TRANSFORMER CO. PTY LTD | P23XE | CURRENT
002430429 | CLAMP,ELECTRICAL | Insulating Blanket Peg, 25mm Spring Clamp, Quick Grip, Blue, HD Nylon | TEN | THE ENERGY NETWORK | PEG58100 | CURRENT
002430445 | CLAMP,ELECTRICAL | Insulating Blanket Peg, 75mm Spring Clamp, Quick Grip, Blue, HD Nylon | TEN | THE ENERGY NETWORK | PEG58300 | CURRENT
002489813 | GLOVES,ELECTRICAL WORKER'S | Electriflex Linemans, Class 3, 26.5kVAC, Size 8, Insulating Natural Rubber, Yellow/Black, Straight Cuff, 16" (400mm Lg) | TEN | THE ENERGY NETWORK | NG316YB-8 | CURRENT
002489821 | GLOVES,ELECTRICAL WORKER'S | Electriflex Linemans, Class 3, 26.5kVAC, Size 8.5, Insulating Natural Rubber, Yellow/Black, Straight Cuff, 16" (400mm Lg) | TEN | THE ENERGY NETWORK | NG316YB-8.5 | CURRENT
002489839 | GLOVES,ELECTRICAL WORKER'S | Electriflex Linemans, Class 3, 26.5kVAC, Size 9, Insulating Natural Rubber, Yellow/Black, Straight Cuff, 16" (400mm Lg) | TEN | THE ENERGY NETWORK | NG316YB-9 | CURRENT
002489847 | GLOVES,ELECTRICAL WORKER'S | Electriflex Linemans, Class 3, 26.5kVAC, Size 9.5, Insulating Natural Rubber, Yellow/Black, Straight Cuff, 16" (400mm Lg) | TEN | THE ENERGY NETWORK | NG316YB-9.5 | CURRENT
002489854 | GLOVES,ELECTRICAL WORKER'S | Electriflex Linemans, Class 3, 26.5kVAC, Size 10, Insulating Natural Rubber, Yellow/Black, Straight Cuff, 16" (400mm Lg) | TEN | THE ENERGY NETWORK | NG316YB-10 | CURRENT
002489862 | GLOVES,ELECTRICAL WORKER'S | Electriflex Linemans, Class 3, 26.5kVAC, Size 10.5, Insulating Natural Rubber, Yellow/Black, Straight Cuff, 16" (400mm Lg) | TEN | THE ENERGY NETWORK | NG316YB-10.5 | CURRENT
002489870 | GLOVES,ELECTRICAL WORKER'S | Electriflex Linemans, Class 3, 26.5kVAC, Size 11, Insulating Natural Rubber, Yellow/Black, Straight Cuff, 16" (400mm Lg) | TEN | THE ENERGY NETWORK | NG316YB-11 | CURRENT
002489888 | GLOVES,ELECTRICAL WORKER'S | Electriflex Linemans, Class 3, 26.5kVAC, Size 12, Insulating Natural Rubber, Yellow/Black, Straight Cuff, 16" (400mm Lg) | TEN | THE ENERGY NETWORK | NG316YB-12 | CURRENT
002489896 | ANTENNA | 5G LTE Compact Antenna, 698-3800MHz, 1.25m RG58/SMA(M) | RFIND | RF INDUSTRIES | CSM700-1.25M-SMA | CURRENT
002489904 | ANTENNA | 5G LTE Collinear Antenna, Black, 7.5dBi, 698-3800MHz, 1160mm Lg, 5m RG58/SMA(M) | RFIND | RF INDUSTRIES | CD8197-B | CURRENT
002489912 | ANTENNA | LTE LPDA Directional Antenna, Enclosed, 11dBi, 698-4000MHz, 0.3m RG141/N(F) | RFIND | RF INDUSTRIES | LPDA7040-11-0.3NF | CURRENT
000104361 | BAG,PLASTIC | Pallet Bag, Clear, 1245 x 1195 x 1850mm, 100um, Roll (25 bags per roll) | ABSORBEN | ABSORB ENVIROMENTAL SOLUTIONS | AES_P_BAG | CURRENT
002402101 | INSULATING COMPOUND,ELECTRICAL | DUSSEK R4, Rosin Oil, Semi Fluid Cable Compound, 25L, 20kg Drum | DUSSEK | DUSSEK (H&R GROUP) | DUSSEK R4 | CURRENT
002466852 | CABLE,POWER,ELECTRICAL | 0.6/1kV, 1C, 70mm2 Cu/X-HF-90 Insul/ HFS-90-TP Bedding/DBT/HFS-90-TP, Black Sheath, Red Insul, 100m Wood Wood Drum, JTS 03-01-08 | MIDLANDS | MIDLAND METALS | MMO-1X70CUXDBTHFSNJHFSRD/BLK | CURRENT
002466860 | CABLE,POWER,ELECTRICAL | 0.6/1kV, 1C, 70mm2 Cu/X-HF-90 Insul/ HFS-90-TP Bedding/DBT/HFS-90-TP, Black Sheath, Black Insul, 100m Wood Wood Drum, JTS 03-01-08 | MIDLANDS | MIDLAND METALS | MMO-1X70CUXDBTHFSNJHFSBLK/BLK | CURRENT
002466878 | CABLE,POWER,ELECTRICAL | 0.6/1kV, 2C, 50mm2 Cu/X-HF-90 Insul/ HFS-90-TP Bedding/DBT/HFS-90-TP, Black Sheath, Red & Black Insul, 100m Wood Drum, JTS 03-01-08 | MIDLANDS | MIDLAND METALS | MMO-2X50 CU X DBT HFS NJ HFS | CURRENT
002489938 | METER,WATTHOUR | Mk10A CT, 800/5 CT Ratio, 3Ph, 4 Wire, 230V, 5-20A, Class 1, Bottom Connect | EDMI | EDMI PTY LTD | 1A12-1H11-27-F11-201030-3 | CURRENT
002489946 | METER,WATTHOUR | Mk10A CT, 1500/5 CT Ratio, 3Ph, 4 Wire, 230V, 5-20A, Class 1, Bottom Connect | EDMI | EDMI PTY LTD | 1A12-1H11-27-F11-201030-3 | CURRENT
002489953 | CIRCUIT BREAKER | MCB, Acti9, C60H-DC, 2A, 2 Pole, 500VDC, 6kA, C-Curve | SCHNEIDR | SCHNEIDER PTY LTD (MANUFACTURER) | A9N61522 | CURRENT
002489953 | CIRCUIT BREAKER | MCB, Acti9, C60H-DC, 2A, 2 Pole, 500VDC, 6kA, C-Curve | HAYMANS | HAYMANS ELECTRICAL | A9N61522 | CURRENT
002489961 | CIRCUIT BREAKER | MCB, Acti9, C60H-DC, 4A, 2 Pole, 500VDC, 6kA, C-Curve | SCHNEIDR | SCHNEIDER PTY LTD (MANUFACTURER) | A9N61524 | CURRENT
002489961 | CIRCUIT BREAKER | MCB, Acti9, C60H-DC, 4A, 2 Pole, 500VDC, 6kA, C-Curve | HAYMANS | HAYMANS ELECTRICAL | A9N61524 | CURRENT
002489979 | CIRCUIT BREAKER | MCB C60H-DC, 6A, 2 Pole, 500V DC, C-Curve | SCHNEIDR | SCHNEIDER PTY LTD (MANUFACTURER) | SCH-A9N61526 | CURRENT
002489987 | CIRCUIT BREAKER | MCB C60H-DC, 10A, 2 Pole, 500V DC, C-Curve | SCHNEIDR | SCHNEIDER PTY LTD (MANUFACTURER) | SCH-A9N61528 | CURRENT
002489995 | CIRCUIT BREAKER | MCB C60H-DC, 16A, 2 Pole, 500V DC, C-Curve | SCHNEIDR | SCHNEIDER PTY LTD (MANUFACTURER) | SCH-A9N61531 | CURRENT
002490001 | CIRCUIT BREAKER | MCB C60H-DC, 20A, 2 Pole, 500V DC, C-Curve | SCHNEIDR | SCHNEIDER PTY LTD (MANUFACTURER) | SCH-A9N61532 | CURRENT
002490019 | CIRCUIT BREAKER | MCB C60H-DC, 25A, 2 Pole, 500V DC, C-Curve | SCHNEIDR | SCHNEIDER PTY LTD (MANUFACTURER) | SCH-A9N61533 | CURRENT
002490027 | CIRCUIT BREAKER | MCB C60H-DC, 32A, 2 Pole, 500V DC, C-Curve | SCHNEIDR | SCHNEIDER PTY LTD (MANUFACTURER) | SCH-A9N61535 | CURRENT
002490035 | CIRCUIT BREAKER | MCB C60H-DC, 40A, 2 Pole, 500V DC, C-Curve | SCHNEIDR | SCHNEIDER PTY LTD (MANUFACTURER) | SCH-A9N61537 | CURRENT
002490043 | CIRCUIT BREAKER | MCB C60H-DC, 50A, 2 Pole, 500V DC, C-Curve | SCHNEIDR | SCHNEIDER PTY LTD (MANUFACTURER) | SCH-A9N61538 | CURRENT
002490050 | CIRCUIT BREAKER | MCB C60H-DC, 63A, 2 Pole, 500V DC, C-Curve | SCHNEIDR | SCHNEIDER PTY LTD (MANUFACTURER) | SCH-A9N61539 | CURRENT
002490167 | RECEIVER,RIPPLE CONTROL | R1100, 1042Hz, SE-R, Program 801-808, Decabit, T33/T33other/T31, c/w 1 x Switch Fitted R1 | LANDIS | LANDIS GYR (AUST) PTY LTD | R1100200NNXXXNNEQ 801-808 | CURRENT
002490175 | RECEIVER,RIPPLE CONTROL | R1100, 1042Hz, SE-R, Program 809-810, Decabit, T31/T31/T31 c/w 3 x Switches Fitted R1/R2/R3 | LANDIS | LANDIS GYR (AUST) PTY LTD | R1100200NNXXXNNEQ 809-810 | CURRENT
002490183 | RECEIVER,RIPPLE CONTROL | R1100, 1042Hz, SE-R, Program 811-813, Decabit, T33/T33/T33 c/w 3 x Switches Fitted R1/R2/R3 | LANDIS | LANDIS GYR (AUST) PTY LTD | R1100200NNXXXNNEQ 811-813 | CURRENT
002490191 | RECEIVER,RIPPLE CONTROL | R1100, 1042Hz, SE-R, Program 814, Decabit, T31/T31/T33 c/w 3 x Switches Fitted R1/R2/R3 | LANDIS | LANDIS GYR (AUST) PTY LTD | R1100200NNXXXNNEQ 814 | CURRENT
002490209 | RECEIVER,RIPPLE CONTROL | R1100, 1042Hz, SE-R, Program 815, Decabit, T33/T33/T31 c/w 3 x Switches Fitted R1/R2/R3 | LANDIS | LANDIS GYR (AUST) PTY LTD | R1100200NNXXXNNEQ 815 | CURRENT
002490217 | RECEIVER,RIPPLE CONTROL | R1100, 1042Hz, SE-M, Program 901-908, Decabit, T33/T33other/T31, c/w 1 x Switch Fitted R1 | LANDIS | LANDIS GYR (AUST) PTY LTD | R1100200NNXXXNNEQ 901-908 | CURRENT
002490225 | RECEIVER,RIPPLE CONTROL | R1100, 1042Hz, SE-M, Program 909-910, Decabit, T31/T31/T31 c/w 3 x Switches Fitted R1/R2/R3 | LANDIS | LANDIS GYR (AUST) PTY LTD | R1100200NNXXXNNEQ 909-910 | CURRENT
002490233 | RECEIVER,RIPPLE CONTROL | R1100, 1042Hz, SE-M, Program 911-913, Decabit, T33/T33/T33 c/w 3 x Switches Fitted R1/R2/R3 | LANDIS | LANDIS GYR (AUST) PTY LTD | R1100200NNXXXNNEQ 911-913 | CURRENT
002490241 | RECEIVER,RIPPLE CONTROL | R1100, 1042Hz, SE-M, Program 914, Decabit, T31/T31/T33 c/w 3 x Switches Fitted R1/R2/R3 | LANDIS | LANDIS GYR (AUST) PTY LTD | R1100200NNXXXNNEQ 914 | CURRENT
002490258 | RECEIVER,RIPPLE CONTROL | R1100, 1042Hz, SE-M, Program 915, Decabit, T33/T33/T31 c/w 3 x Switches Fitted R1/R2/R3 | LANDIS | LANDIS GYR (AUST) PTY LTD | R1100200NNXXXNNEQ 915 | CURRENT
002490266 | RECEIVER,RIPPLE CONTROL | R1100, Program 001, Blank Relay, No Switches or Stickers (Lab Program Only), Supplied with Plant Number | LANDIS | LANDIS GYR (AUST) PTY LTD | R1100200NNXXXNNEQ 001 | CURRENT
000711614 | GUARD | Earth HV SWER, 3m Lg, 1x 3m Length of 20mm Galv Screwed Conduit Covered with 20mm PVC Black Flexible Conduit (P10) (scm) | TYCO | TYCO | EG300020 | CURRENT
000711614 | GUARD | Earth HV SWER, 3m Lg, 1x 3m Length of 20mm Galv Screwed Conduit Covered with 20mm PVC Black Flexible Conduit (P10) (scm) | PLP AUST | PREFORMED LINE PRODUCTS (AUST) | D-EG300020 | CURRENT
000711614 | GUARD | Earth HV SWER, 3m Lg, 1x 3m Length of 20mm Galv Screwed Conduit Covered with 20mm PVC Black Flexible Conduit (P10) (scm) | RMSRVR | RMS (RIVERSLEIGH MANAGEMENT SERVICES) | 711614 | CURRENT
002400124 | BOLT,MACHINE | M10 x 65mm, Hex, Galv c/w Galv Hex Nut, Aust Std (P100) | SEWELFRG | GREG SEWELL FORGINGS PTY LTD | 2400124 | CURRENT
002490274 | LIFTER,MANHOLE COVER | Gatic lifting kit, 2 x Long Handle Lid Lifters 1 x D (Short) Handle Lifter (Seal Cracker) 1 x Spanner, 1 x Scraper Knife, 2 x Roller Pipes, c/w Carry Bag | GATIC |  | GM374LHP | CURRENT
002490282 | LIGHT UNIT,PORTABLE | Milwaukee, Pivoting Area Light, 12V LED, 700 Lumens, 2.1A USB Output | MILWAUKE | MILWAUKEE POWER TOOLS | M12PAL | CURRENT
002490290 | GLOVES,ELECTRICAL WORKER'S | Salisbury Honeywell, Class 00, 500VAC, Size 7, Insulating Natural Rubber, Red, Straight Cuff, 280mm (11") Lg, ASTM D120 - 02A | TEN | THE ENERGY NETWORK | E0011R-7 | CURRENT
002490290 | GLOVES,ELECTRICAL WORKER'S | Salisbury Honeywell, Class 00, 500VAC, Size 7, Insulating Natural Rubber, Red, Straight Cuff, 280mm (11") Lg, ASTM D120 - 02A | SALSBURY | SALISBURY (MANUFACTURER) | E0011R-7 | CURRENT
002490308 | GLOVES,ELECTRICAL WORKER'S | Salisbury Honeywell, Class 00, 500VAC, Size 8, Insulating Natural Rubber, Red, Straight Cuff, 280mm (11") Lg, ASTM D120 - 02A | TEN | THE ENERGY NETWORK | E0011R-8 | CURRENT
002490308 | GLOVES,ELECTRICAL WORKER'S | Salisbury Honeywell, Class 00, 500VAC, Size 8, Insulating Natural Rubber, Red, Straight Cuff, 280mm (11") Lg, ASTM D120 - 02A | SALSBURY | SALISBURY (MANUFACTURER) | E0011R-8 | CURRENT
002490316 | GLOVES,ELECTRICAL WORKER'S | Salisbury Honeywell, Class 00, 500VAC, Size 8.5, Insulating Natural Rubber, Red, Straight Cuff, 280mm (11") Lg, ASTM D120 - 02A | TEN | THE ENERGY NETWORK | E0011R-8H | CURRENT
002490316 | GLOVES,ELECTRICAL WORKER'S | Salisbury Honeywell, Class 00, 500VAC, Size 8.5, Insulating Natural Rubber, Red, Straight Cuff, 280mm (11") Lg, ASTM D120 - 02A | SALSBURY | SALISBURY (MANUFACTURER) | E0011R-8H | CURRENT
002490324 | GLOVES,ELECTRICAL WORKER'S | Salisbury Honeywell, Class 00, 500VAC, Size 9, Insulating Natural Rubber, Red, Straight Cuff, 280mm (11") Lg, ASTM D120 - 02A | TEN | THE ENERGY NETWORK | E0011R-9 | CURRENT
002490324 | GLOVES,ELECTRICAL WORKER'S | Salisbury Honeywell, Class 00, 500VAC, Size 9, Insulating Natural Rubber, Red, Straight Cuff, 280mm (11") Lg, ASTM D120 - 02A | SALSBURY | SALISBURY (MANUFACTURER) | E0011R-9 | CURRENT
002490332 | GLOVES,ELECTRICAL WORKER'S | Salisbury Honeywell, Class 00, 500VAC, Size 9.5, Insulating Natural Rubber, Red, Straight Cuff, 280mm (11") Lg, ASTM D120 - 02A | TEN | THE ENERGY NETWORK | E0011R-9H | CURRENT
002490332 | GLOVES,ELECTRICAL WORKER'S | Salisbury Honeywell, Class 00, 500VAC, Size 9.5, Insulating Natural Rubber, Red, Straight Cuff, 280mm (11") Lg, ASTM D120 - 02A | SALSBURY | SALISBURY (MANUFACTURER) | E0011R-9H | CURRENT
002490340 | GLOVES,ELECTRICAL WORKER'S | Salisbury Honeywell, Class 00, 500VAC, Size 10, Insulating Natural Rubber, Red, Straight Cuff, 280mm (11") Lg, ASTM D120 - 02A | TEN | THE ENERGY NETWORK | E0011R-10 | CURRENT
002490340 | GLOVES,ELECTRICAL WORKER'S | Salisbury Honeywell, Class 00, 500VAC, Size 10, Insulating Natural Rubber, Red, Straight Cuff, 280mm (11") Lg, ASTM D120 - 02A | SALSBURY | SALISBURY (MANUFACTURER) | E0011R-10 | CURRENT
002490357 | GLOVES,ELECTRICAL WORKER'S | Salisbury Honeywell, Class 00, 500VAC, Size 10.5, Insulating Natural Rubber, Red, Straight Cuff, 280mm (11") Lg, ASTM D120 - 02A | TEN | THE ENERGY NETWORK | E0011R-10H | CURRENT
002490357 | GLOVES,ELECTRICAL WORKER'S | Salisbury Honeywell, Class 00, 500VAC, Size 10.5, Insulating Natural Rubber, Red, Straight Cuff, 280mm (11") Lg, ASTM D120 - 02A | SALSBURY | SALISBURY (MANUFACTURER) | E0011R-10H | CURRENT
002490365 | GLOVES,ELECTRICAL WORKER'S | Salisbury Honeywell, Class 00, 500VAC, Size 11, Insulating Natural Rubber, Red, Straight Cuff, 280mm (11") Lg, ASTM D120 - 02A | TEN | THE ENERGY NETWORK | E0011R-11 | CURRENT
002490365 | GLOVES,ELECTRICAL WORKER'S | Salisbury Honeywell, Class 00, 500VAC, Size 11, Insulating Natural Rubber, Red, Straight Cuff, 280mm (11") Lg, ASTM D120 - 02A | SALSBURY | SALISBURY (MANUFACTURER) | E0011R-11 | CURRENT
002490381 | RELAY,ELECTROMAGNETIC | DR4---D048, High Speed Tripping Relay, 48VDC Coil, 4 C/O Contacts, Plug-In, u/w Smitt V23 DIN 35mm Rail Base | RMSPROD | RMS PRODUCTS (RELAY MONITORING SYSTEMS) | DR4---D048 | CURRENT
002490399 | CIRCUIT BREAKER SUBASSEMBLY | Full DC Buffer & Converter Kit, Plugable HV & LV Separate Earthing | WEBER | WEBER SOUTH PACIFIC PTY LTD | MF135243EQ01-K3 | PURCHASE AS REQUIRED
002490407 | MODEM,COMMUNICATIONS | 4G ECR GE Modem, GNSS, 1 Eth, 1 Serial, 10-60VDC, 5.3 x 10.9 x 11.7cm | CSEUNI | CSE UNISERVE PTY LTD | ECR4GDNNNNNS1S3AUUNNC | CURRENT
002490423 | MODEM,COMMUNICATIONS | 4G MCR GE Modem, GNSS, 4 Eth, 2 Serial, 10-60VDC, 4.5 x 20.3 x 12.2cm | CSEUNI | CSE UNISERVE PTY LTD | MXCX4GDNNNNNNS3AGSUNC | PURCHASE AS REQUIRED
002490449 | MODEM,COMMUNICATIONS | 4G MCR GE Modem, GNSS, 2 Eth, 2 Serial, 1 SFP, 10-60VDC, 4.5 x 20.3 x 12.2cm | CSEUNI | CSE UNISERVE PTY LTD | MXCX4GDNNNNNNS5ANSUNC | PURCHASE AS REQUIRED
002490456 | RELAY,PROTECTION | FW 7.32, Line Diff 2 Ended with Volts, 24-48V DC Pwr, 24/250V DC Logic 20/14 IO, 1/5A CT, 24/240V VT, 820nm, DNP3 100Base-FX, MM LC Ethernet | CSEUNI | CSE UNISERVE PTY LTD | L90UA3HKLF8LH6PS6TU6TW76 | CURRENT
002490464 | RELAY,PROTECTION | FW 7.32, Line Diff 2 Ended with Volts, 125-250V DC Pwr, 24/250V DC Logic 20/14 IO, 1/5A CT, 24/240V VT, 820nm, DNP3 100Base-FX, MM LC Ethernet | CSEUNI | CSE UNISERVE PTY LTD | L90UA3HKHF8LH6PS6TU6TW76 | CURRENT
002490472 | RELAY,PROTECTION | FW 7.32, Line Diff 3 Ended with Volts, 24-48V DC Pwr, 24/250V DC Logic 20/14 IO, 1/5A CT, 24/240V VT, 820nm, DNP3 100Base-FX, MM LC Ethernet | CSEUNI | CSE UNISERVE PTY LTD | L90UA3HKLF8LH6PS6TU6TW77 | CURRENT
002490480 | RELAY,PROTECTION | FW 7.32, Line Diff 3 Ended with Volts, 125-250V DC Pwr, 24/250V DC Logic 20/14 IO, 1/5A CT, 24/240V VT, 820nm, DNP3 100Base-FX, MM LC Ethernet | CSEUNI | CSE UNISERVE PTY LTD | L90UA3HKHF8LH6PS6TU6TW77 | CURRENT
002490498 | RELAY,PROTECTION | FW 7.32, Line Diff 2 Ended with Volts, 24-48V DC Pwr, 24/250V DC Logic 20/14 IO, 1/5A CT, 24/240V VT, 1300nm, DNP3 100Base-FX, MM LC Ethernet | CSEUNI | CSE UNISERVE PTY LTD | L90UA3HKLF8LH6PS6TU6TW7D | CURRENT
002490506 | RELAY,PROTECTION | FW 7.32, Line Diff 2 Ended with Volts, 125-250V DC Pwr, 24/250V DC Logic 20/14 IO, 1/5A CT, 24/240V VT, 1300nm, DNP3 100Base-FX, MM LC Ethernet | CSEUNI | CSE UNISERVE PTY LTD | L90UA3HKHF8LH6PS6TU6TW7D | CURRENT
002490514 | RELAY,PROTECTION | FW 7.32, Line Diff 3 Ended with Volts, 24-48V DC Pwr, 24/250V DC Logic 20/14 IO, 1/5A CT, 24/240V VT, 1300nm, DNP3 100Base-FX, MM LC Ethernet | CSEUNI | CSE UNISERVE PTY LTD | L90UA3HKLF8LH6PS6TU6TW7K | CURRENT
002490522 | RELAY,PROTECTION | FW 7.32, Line Diff 3 Ended with Volts, 125-250V DC Pwr, 24/250V DC Logic 20/14 IO, 1/5A CT, 24/240V VT, 1300nm, DNP3 100Base-FX, MM LC Ethernet | CSEUNI | CSE UNISERVE PTY LTD | L90UA3HKHF8LH6PS6TU6TW7K | CURRENT
002490530 | BLOWER,ELECTRIC,PORTABLE | M12 Milwaukee, Blower, c/w 3 nozzles, Tool Only | MILWAUKE | MILWAUKEE POWER TOOLS | M12BBL-0 | CURRENT
002490548 | PUMP | M12 Milwaukee, Stick Transfer Pump | MILWAUKE | MILWAUKEE POWER TOOLS | M12BSTP0 | CURRENT
002490555 | HOSE,NONMETALLIC | Hose Kit, suits Milwaukee Stick Transfer Pump, c/w 5m Clear PVC Hose 19mm, 1 x Hose Clamp 17-32mm, 1 x Hose Tail 3/4F to 3/4M Tail | C&LTOOL | CALTCO T/A C&L TOOL CENTRE | HOSEKITM12BSTP0 | CURRENT
002490571 | INTERRUPTER,VACUUM | WL-35119B Vacuum Interrupter, 12kV 25kA 1250A | EATON | EATON ELECTRIC SYSTEMS PTY LTD | WL-35119B | CURRENT
002490613 | POLYURETHANE COATING | Cabot's Clear Satin Exterior Spray, 300g Marine Grade Polyurethane, Oil Based | AMPLITUD | AMPLITUDE PTY LTD - 396777 | 1520268 | CURRENT
002490647 | PLATE,MOUNTING | 19" Rack Mounting Plate 3U, Hinged Label u/w Phoenix PT6-T Test Terminals | B&R | B&R ENCLOSURES | XB-617970/2 | CURRENT
002490696 | LABEL | Terminal Marker, 10 Section Horizontal, Numbers 1-10, suits Phoenix PT6-T (10mm Terminal) (P10) | PHOENIX | PHOENIX CONTACT PTY LTD | 4017918785444 | CURRENT
002490704 | LABEL | Terminal Marker, 10 Section Horizontal, Numbers 11-20, suits Phoenix PT6-T (10mm Terminal) (P10) | PHOENIX | PHOENIX CONTACT PTY LTD | 4017918785468 | CURRENT
002490712 | LABEL | Terminal Marker, 10 Section Horizontal, Numbers 21-30, suits Phoenix PT6-T (10mm Terminal) (P10) | PHOENIX | PHOENIX CONTACT PTY LTD | 4017918785178 | CURRENT
002490720 | LABEL | Terminal Marker, 10 Section Horizontal, Numbers 31-40, suits Phoenix PT6-T (10mm Terminal) (P10) | PHOENIX | PHOENIX CONTACT PTY LTD | 4017918785574 | CURRENT
002490738 | LABEL | Terminal Marker, 10 Section Horizontal, Numbers 41-50, suits Phoenix PT6-T (10mm Terminal) (P10) | PHOENIX | PHOENIX CONTACT PTY LTD | 4017918785567 | CURRENT
002490746 | BOOK,RECORD | A4 Booklet, Carbon Copy, Digitial Meter Installation Defect Report Booklet | PERFORM | PERFORMANCE SUPPLIES QLD | YURIKA DEFECT BOOK | CURRENT
002490753 | RIBBON,FLAGGING,SURVEYORS | Tape, Blue, Non-Biodegradable, 75m x 25mm | RMSRVR | RMS (RIVERSLEIGH MANAGEMENT SERVICES) | 2490753 | CURRENT
000446337 | LETTER,SIGN | (G), Pressed Al, Plain, Dwg 22-A4-200 Rev B | METALTI | METAL-TECH INDUSTRIES (TRADE POLISHERS) | LETTER G | CURRENT
000446345 | LETTER,SIGN | (H), Pressed Al, Plain, Dwg 22-A4-200 Rev B | METALTI | METAL-TECH INDUSTRIES (TRADE POLISHERS) | LETTER H | CURRENT
000446353 | LETTER,SIGN | (J), Pressed Al, Plain, Dwg 22-A4-200 Rev B | METALTI | METAL-TECH INDUSTRIES (TRADE POLISHERS) | LETTER J | CURRENT
000446361 | LETTER,SIGN | (K), Pressed Al, Plain, Dwg 22-A4-200 Rev B | METALTI | METAL-TECH INDUSTRIES (TRADE POLISHERS) | LETTER K | CURRENT
000446388 | LETTER,SIGN | (L), Pressed Al, Plain, Dwg 22-A4-200 Rev B (P100) | METALTI | METAL-TECH INDUSTRIES (TRADE POLISHERS) | LETTER L | CURRENT
000446396 | LETTER,SIGN | (M), Pressed Al, Plain, Dwg 22-A4-200 Rev B (P100) | METALTI | METAL-TECH INDUSTRIES (TRADE POLISHERS) | LETTER M | CURRENT
000446418 | LETTER,SIGN | (N), Pressed Al, Plain, Dwg 22-A4-200 Rev B | METALTI | METAL-TECH INDUSTRIES (TRADE POLISHERS) | LETTER N | CURRENT
000446426 | LETTER,SIGN | (P), Pressed Al, Plain, Dwg 22-A4-200 Rev B | METALTI | METAL-TECH INDUSTRIES (TRADE POLISHERS) | LETTER P | CURRENT
000446434 | LETTER,SIGN | (R), Pressed Al, Plain, Dwg 22-A4-200 Rev B | METALTI | METAL-TECH INDUSTRIES (TRADE POLISHERS) | LETTER R | CURRENT
000446442 | LETTER,SIGN | (S), Pressed Al, Plain, Dwg 22-A4-200 Rev B (P100) | METALTI | METAL-TECH INDUSTRIES (TRADE POLISHERS) | LETTER S | CURRENT
000446469 | LETTER,SIGN | (T), Pressed Al, Plain, Dwg 22-A4-200 Rev B | METALTI | METAL-TECH INDUSTRIES (TRADE POLISHERS) | LETTER T | CURRENT
000446477 | LETTER,SIGN | (U), Pressed Al, Plain, Dwg 22-A4-200 Rev B | METALTI | METAL-TECH INDUSTRIES (TRADE POLISHERS) | LETTER U | CURRENT
000446485 | LETTER,SIGN | (V), Pressed Al, Plain, Dwg 22-A4-200 Rev B | METALTI | METAL-TECH INDUSTRIES (TRADE POLISHERS) | LETTER V | CURRENT
000446493 | LETTER,SIGN | (W), Pressed Al, Plain, Dwg 22-A4-200 Rev B (P100) | METALTI | METAL-TECH INDUSTRIES (TRADE POLISHERS) | LETTER W | CURRENT
000446497 | LETTER,SIGN | (X), Pressed Al, Plain, Dwg 22-A4-200 Rev B | METALTI | METAL-TECH INDUSTRIES (TRADE POLISHERS) | LETTER X | CURRENT
000446507 | LETTER,SIGN | (Y), Pressed Al, Plain, Dwg 22-A4-200 Rev B | METALTI | METAL-TECH INDUSTRIES (TRADE POLISHERS) | LETTER Y | CURRENT
002401613 | LETTER,SIGN | (I), Pressed Al, Plain, Dwg 22-A4-200 Rev B | METALTI | METAL-TECH INDUSTRIES (TRADE POLISHERS) | LETTER I | CURRENT
002401614 | LETTER,SIGN | (Q), Pressed Al, Plain, Dwg 22-A4-200 Rev B | METALTI | METAL-TECH INDUSTRIES (TRADE POLISHERS) | LETTER Q | CURRENT
002401615 | LETTER,SIGN | (Z), Pressed Al, Plain, Dwg 22-A4-200 Rev B | METALTI | METAL-TECH INDUSTRIES (TRADE POLISHERS) | LETTER Z | CURRENT
002490761 | SWITCHGEAR | RMU, 12kV, 630A, SafePlus VVFV, Non-extensible, Motorized, IAC: AFLR 20kA/1s, in IP54 Outdoor Enclosure S/Steel Gde 316 c/w CTs & VTs | ABB | ABB FAN PTY LTD | ERG-VVFV-BESS-12 | CURRENT
002490779 | SWITCHGEAR | RMU, 24kV, 630A, SafePlus VVFV, Non-extensible, Motorized, IAC: AFLR 20kA/1s, in IP54 Outdoor Enclosure S/Steel Gde 316 c/w CTs & VTs | ABB | ABB FAN PTY LTD | ERG-VVFV-BESS-24 | CURRENT
002490795 | PORTABLE EARTHING DEVICE | 3 Ph Ganged Earth, Hazemeyer RMU Ganged, 14.4kA/0.5sec | AMPLITUD | AMPLITUDE PTY LTD - 396777 | EQ3PGANGED | PURCHASE AS REQUIRED
002490795 | PORTABLE EARTHING DEVICE | 3 Ph Ganged Earth, Hazemeyer RMU Ganged, 14.4kA/0.5sec | EATON | EATON ELECTRIC SYSTEMS PTY LTD | EQ3PGANGED | PURCHASE AS REQUIRED
002490803 | CONTROL BOX | CL7, 1 Ph Control, S/Steel c/w 15m Control Cable, RJ45 Ethernet Comms Module & 13.5V DC Modem Power Supply Module | EATON | EATON ELECTRIC SYSTEMS PTY LTD | 5771580000TD500B10 | CURRENT
002490829 | MODULE | CL7, Circuit Board, Serial FO ST w/o B-BD | EATON | EATON ELECTRIC SYSTEMS PTY LTD | 57E0003X24G10 | CURRENT
002490837 | HAIRNET | Disposable, Polypropylene, White, Crimpe Beret Style Box of 1000 | ATOMSUPP | ATOM SUPPLY | 79913330 | CURRENT
002490845 | SPECTACLES,INDUSTRIAL | SafeStyle Fusions, Black Frame, Tinted, Medium Impact, PC Frame & Lens, UV400 99.95% UV Protection, AS/NZS 1337.1:2010 | ATOMSUPP | ATOM SUPPLY | 40030263 | CURRENT
002490852 | DIE,CRIMPING TOOL | Compression, 12T, "6" Profile, CEC15035 Copper Connector, 95-120mm2 | TEN | THE ENERGY NETWORK | K12-U997 | CURRENT
002490894 | SWITCHGEAR | RMU, 12kV, 630A, 25kA/3s, SafePlus CCV, LHS/RHS Extensible, Non-Motorized C Modules, Motorized V Module, Internal Arc Class AFLR 20kA/1s, w/o Protection | ABB | ABB FAN PTY LTD | 5822201 | CURRENT
002490902 | SWITCHGEAR | RMU, 12kV, 630A, 25kA/3s, SafePlus CCCV, LHS/RHS Extensible, Non-Motorized C Modules, Motorized V Module, Internal Arc Class AFLR 20kA/1s, w/o Protection | ABB | ABB FAN PTY LTD | 5822202 | CURRENT
002490910 | SWITCHGEAR | RMU, 12kV, 630A, 25kA/3s, SafePlus CCVV, LHS/RHS Extensible, Non-Motorized C Modules, Motorized V Modules, Internal Arc Class AFLR 20kA/1s, w/o Protection | ABB | ABB FAN PTY LTD | 5822203 | CURRENT
002490928 | TRANSFORMER,VOLTAGE | RMU, 12 kV, 630A, 25kA/3s, ABB SafePlus M Module, LHS/RHS Joining Kit, Internal Arc Classification AFL 20kA/1s, Block Type VTs - JDZX10-10C1-A 11kV/v3:110/ | ABB | ABB FAN PTY LTD | 5822204 | CURRENT
002490936 | SWITCHGEAR | RMU, 24kV, 630A, 20kA/3s, SafePlus CCV, LHS/RHS Extensible, Non-Motorized C Modules, Motorized V Module, Internal Arc Class AFLR 20kA/1s, w/o Protection | ABB | ABB FAN PTY LTD | 5822205 | CURRENT
002490944 | SWITCHGEAR | RMU, 24kV, 630A, 20kA/3s, SafePlus CCCV, LHS/RHS Extensible, Non-Motorized C Modules, Motorized V Module, Internal Arc Class AFLR 20kA/1s, w/o Protection | ABB | ABB FAN PTY LTD | 5822206 | CURRENT
002490951 | SWITCHGEAR | RMU, 24kV, 630A, 20kA/3s, SafePlus CCVV, LHS/RHS Extensible, Non-Motorized C Modules, Motorized V Modules, Internal Arc Class AFLR 20kA/1s, w/o Protection | ABB | ABB FAN PTY LTD | 5822207 | CURRENT
002490969 | TRANSFORMER,VOLTAGE | RMU, 24 kV, 630A, 20kA/3s, ABB SafePlus M Module, LHS/RHS Joining Kit, Internal Arc Classification AFL 20kA/1s, Block Type VTs - JDZX10-10C1-A 22kV/v3:110/ | ABB | ABB FAN PTY LTD | 5822208 | CURRENT
002490977 | BIRD REPELLENT | Spinning Warning Marker, White, Yellow Reflectors, Rectangle 250mm Lg, used to Divert Birds from Power Lines | SUMMIT | SUMMIT GROUP | SF17PE1010 | CURRENT
002490985 | MARKER,WARNING | Lightweight Orange Vinyl Marker, for use on 66kV or above, 30cm2, c/w Green Reflector & Universal SnapClamp, Used to Increase Visibility of HV Lines, For | BALMORAL | BALMORAL ENGINEERING | WM-CS-E-1J-O | CURRENT
002490993 | CABLE,POWER,ELECTRICAL | U/Ground,0.6/1kV, 4C x 25mm2 Al/XLPE Insulated/PVC Sheath, Waterblocked, Black, 500m Wood Drum | MIDLANDS | MIDLAND METALS | MMO-LV 4X25WBAXP | CURRENT
002404433 | CROSSARM,WOOD | Bare, 4600 x 150 x 100mm, Strain/ Termination | DALEMYER | DALE MEYERS PTY LTD | XARM2404433 | CURRENT
002491009 | BAG,TOOL | Large Zipper, Black, c/w Compartments | AMPLITUD | AMPLITUDE PTY LTD - 396777 | TKC3 | CURRENT
002491017 | FUSE ELEMENT,ELEC | 11A, HBC Fluke Multimeter Fuse, Ceramic | FLUKE | FLUKE CORPORATION | 803293 | CURRENT
002491025 | HANDLE,HOT LINE STICK | MV Series, Section 8, Telescopic Stick | HASTINGS | HASTING DEERING PTY LTD | A20359 | CURRENT
002491033 | HANDLE,HOT LINE STICK | MV Series, Section 9 (12m Base Section), c/w Base Cap for Telescopic Stick, fitted with 66kV Sticker | HASTINGS | HASTING DEERING PTY LTD | A20263 | CURRENT
002491041 | HANDLE,HOT LINE STICK | MV Series, Section 7 (9m Base Section), c/w Base Cap for Telescopic Stick, fitted with 66kV Sticker | HASTINGS | HASTING DEERING PTY LTD | A20349 | CURRENT
002491082 | CONVERTER,FREQUENCY,STATIC | 400kVA, 400V, 50Hz, 2nd Signal Output Panel Only for u/w SC2478311, No Transmitter | MVTECH | MV TECHNOLOGY SOLUTIONS P/L | 280.106.115104 | CURRENT
002423499 | RELAY,PROTECTION | Media Converter G.703 to C37.94 Fibre Optic, 18-300V DC & 85-264V AC Power Supply, Rack Mount Bracket | SEL | SCHWEITZER ENGINEERING LABORATORIES INC. | 30940CBBX | CURRENT
002491108 | RELAY,ELECTROMAGNETIC | RIF-0-RSC-12DC/21, Pre-assembled Relay Module with Screw Connection, Relay Base with Ejector & Power Contact Relay, Contact type: 1 Changeover Contact, | PHOENIX | PHOENIX CONTACT PTY LTD | 2903375 | CURRENT
002491116 | REGULATOR,VOLTAGE | 11kV, 200A, 1Ph, Pole Mount, S/Steel, 95kV BIL, 32 Taps, 0.625% Steps, w/out Control Cable & Box (scm) | TOSHIBA |  | PDT00980 | CURRENT
002491124 | REGULATOR,VOLTAGE | 11kV, 200A, 1Ph, Pole Mount, S/Steel, 95kV BIL, 32 Taps, 0.625% Steps, w/out Control Cable & Box (scm) | ACCULEC | ACCULEC PTY LTD - E18524 | VR1-11-200-EQ | CURRENT
002491132 | CYLINDER,GAS | Empty Cylinder, Size G, for SF6 Gas, (SF6) Technical Grade Gas Categorised as NEW to EQL Standards, Cylinder for SF6 Gas with a Purity Above 99.7% & | CATALINA | CATALINA INDUSTRIES PL | G26 APPLE GREEN | CURRENT
002466902 | CABLE,POWER,ELECTRICAL | 0.6/1kV, 2C+E, 4mm2+2.5mm2 E Cu/X-HF-90 Insul/HFS-90-TP Bedding/DBT/HFS-90-TP, Orange Sheath, Red Blk Grn/Ylw Insul, 500m Wood Drum, JTS 03-01-08 | MIDLANDS | MIDLAND METALS | MMO-2+E X 4 CU XHF HFS DBT HFS | CURRENT
002491140 | ANTENNA | 5G LTE 6.5dBi Collinear Antenna (698-3800 MHz), 10m SMA(M), Black | RFIND | RF INDUSTRIES | COL8195 | CURRENT
002491157 | ANTENNA | 5G LTE 6.5dBi Collinear Antenna (698-3800 MHz), 5m N (M), Black | RFIND | RF INDUSTRIES | COL8195-5M-N | CURRENT
002491165 | BATTERY,STORAGE | Milwaukee, REDLITHIUM, 4V, 3.0Ah | C&LTOOL | CALTCO T/A C&L TOOL CENTRE | MILWAL4B3 | CURRENT
002491165 | BATTERY,STORAGE | Milwaukee, REDLITHIUM, 4V, 3.0Ah | MILWAUKE | MILWAUKEE POWER TOOLS | L4B3 | CURRENT
002491173 | LIGHT,HOT LINE STICK | Milwaukee, REDLITHIUM, Utility Hot Stick Light, 4V, 3.0Ah Kit, USB Rechargeable, Twin Light, 350 Lumens | C&LTOOL | CALTCO T/A C&L TOOL CENTRE | MILWTL4HSL301 | CURRENT
002491173 | LIGHT,HOT LINE STICK | Milwaukee, REDLITHIUM, Utility Hot Stick Light, 4V, 3.0Ah Kit, USB Rechargeable, Twin Light, 350 Lumens | MILWAUKE | MILWAUKEE POWER TOOLS | L4HSL301 | CURRENT
002491181 | BATTERY,STORAGE | Milwaukee, REDLITHIUM, M12, 12V, 5.0Ah, High Output | C&LTOOL | CALTCO T/A C&L TOOL CENTRE | MILWAM12HB5 | CURRENT
002491181 | BATTERY,STORAGE | Milwaukee, REDLITHIUM, M12, 12V, 5.0Ah, High Output | MILWAUKE | MILWAUKEE POWER TOOLS | M12HB5 | CURRENT
002491199 | PADLOCK | PADLOCK Solid Brass Case, No Shackle, No PADLOCK Solid Brass Case, No Shackle, No Keys, Energex Logo, Keyed to M0444/S1 S ystem, use in Padlockable Pit Lids | LARSENS |  | OZ1/234/CAS/S1 | CURRENT
002491207 | PADLOCK | Solid Brass Case, No Shackle, No Keys, Energex Logo, Keyed to M0444/S3 System, use in Padlockable Pit Lids | LARSENS |  | OZ1/234/CAS/S3 | CURRENT
002460137 | RELAY,PROTECTION | Single Phase, Non-Dir Overcurrent & Earth Fault, 4/6 I/O, 24-60V DC Power Supply, 1/5A CT, DNP3 over LC Fibre Ethernet & IEC61850 HSR/PRP | ABB | ABB FAN PTY LTD | REF615 HBFCACABNEH1ANN21G | CURRENT
002460145 | RELAY,PROTECTION | RELAY:O/L;NON-DIRECTIONAL,1/5A,48 TO RELAY,PROTECTION Single Phase, Non-Dir O vercurrent & Earth Fault, 4/6 I/O, 48-25 0V DC Power Supply, 1/5A CT, DNP3 over L | ABB | ABB FAN PTY LTD | REF615 HBFCACABNEH1ANN11G | CURRENT
002460145 | RELAY,PROTECTION | RELAY:O/L;NON-DIRECTIONAL,1/5A,48 TO RELAY,PROTECTION Single Phase, Non-Dir O vercurrent & Earth Fault, 4/6 I/O, 48-25 0V DC Power Supply, 1/5A CT, DNP3 over L | ABB | ABB FAN PTY LTD | REF615 HBF | CURRENT
002491223 | KNIFE,LINEMANS | ZEN 911 Rescue Knife with Lanyard Attachment, Black, for Tower Rescue Kit | HEIGHDYN | HEIGHT DYNAMICS | ZEN 911 RESCUE KNIFE | CURRENT
002491231 | BAG,TOOL | HD Haul Mate Bag, for Tower Rescue Kit | HEIGHDYN | HEIGHT DYNAMICS | HD HAUL MATE BAG | CURRENT
002491249 | HOT LINE STICK | Orange Insulated Stick, 875mm Long, 300m Handle, u/w Voltage Detectors for Indoor Use. | PENTA | PENTA AUST (TMAC THEW & MCCANN/HYLEC) | PA21595 | CURRENT
002491249 | HOT LINE STICK | Orange Insulated Stick, 875mm Long, 300m Handle, u/w Voltage Detectors for Indoor Use. | HYLEC | HYLEC PTY LTD | PXV1082UQLD | CURRENT
002491256 | TOOL,APPLICATION | Bending Tool, for 50-300mm Solid & Stranded Aluminium Conductor UG Cables | PENTA | PENTA AUST (TMAC THEW & MCCANN/HYLEC) | PA23255 | CURRENT
002491256 | TOOL,APPLICATION | Bending Tool, for 50-300mm Solid & Stranded Aluminium Conductor UG Cables | HYLEC | HYLEC PTY LTD | TWISTER90 | CURRENT
002491264 | RELAY,PROTECTION | Kries IKI-35, CT-Powered, Overcurrent, Short-Circuit & Earth Fault, 24V Release, Panel Mounting, 48 x 96 x 80mm | TYCO | TYCO | ES2190-000 | CURRENT
002491272 | TRANSFORMER,POWER | Groundmount, 110kV/33kV, 80MVA, 3Ph, HV Vertical RIP, 180 LV Plug, Mineral Oil Insul, ODAF, YNyn0+d, Vacuum OLTC 23 Tap Posn, F/S Radiator, MD100m | WILSON | WILSON TRANSFORMER CO. PTY LTD | P23__ | CURRENT
002491280 | DIE,CRIMPING TOOL | Compression, Hex, 6T, 6.3mm A/F, Cu 16mm2, 6.0mm W | AMPLITUD | AMPLITUDE PTY LTD - 396777 | K6-C16 | CURRENT
002491298 | DIE,CRIMPING TOOL | Compression, Hex, 6T, 7.7mm A/F, Cu 25mm2, 10.0mm W | AMPLITUD | AMPLITUDE PTY LTD - 396777 | K6-C25 | CURRENT
002491306 | DIE,CRIMPING TOOL | Compression, Hex, 6T, 9.2mm A/F, Cu 35mm2, 10.0mm W | AMPLITUD | AMPLITUDE PTY LTD - 396777 | K6-C35 | CURRENT
002491314 | DIE,CRIMPING TOOL | Compression, Hex, 6T, 10.4mm A/F, Cu 50mm2, 9.0mm W | AMPLITUD | AMPLITUDE PTY LTD - 396777 | K6-C50 | CURRENT
002491322 | DIE,CRIMPING TOOL | Compression, Hex, 6T, 11.5mm A/F, Cu 70mm2, 9.0mm W | AMPLITUD | AMPLITUDE PTY LTD - 396777 | K6-C70 | CURRENT
002491330 | DIE,CRIMPING TOOL | Compression, Hex, 6T, 14.2mm A/F, Cu 95mm2, 6.0mm W | AMPLITUD | AMPLITUDE PTY LTD - 396777 | K6-C95 | CURRENT
002491348 | DIE,CRIMPING TOOL | Compression, Hex, 6T, 16.5mm A/F, Cu 120mm2, 6.0mm W | AMPLITUD | AMPLITUDE PTY LTD - 396777 | K6-C120 | CURRENT
002491355 | DIE,CRIMPING TOOL | Compression, Hex, 6T, 20.0mm A/F, Cu 185mm2, 5.0mm W | AMPLITUD | AMPLITUDE PTY LTD - 396777 | K6-C185 | CURRENT
002491363 | DIE,CRIMPING TOOL | Compression, Hex, 6T, 17.3mm A/F, ABC 35-70mm2, 9.0mm W | AMPLITUD | AMPLITUDE PTY LTD - 396777 | E22/173 | CURRENT
002491371 | DIE,CRIMPING TOOL | Compression, Hex, 6T, 21.5mm A/F, ABC 95-120mm2, 9.0mm W | AMPLITUD | AMPLITUDE PTY LTD - 396777 | E22/215 | CURRENT
002491397 | STRAP,EARTH | Electroplated CU Strap, 450 x 38 x 6mm, 12mm bolt, Dwg 10015460 | ISM | ISM MANUFACTURING PTY LTD | ERGENE-10015460 | CURRENT
002491405 | DESICCANT KIT | Dessicant, suit GE HYpact | GE | GENERAL ELECTRIC COMPANY | HA20591991 | CURRENT
002491413 | GAUGE,PRESSURE | SF6 Pressure Gauage, suit GE Hypact | GE | GENERAL ELECTRIC COMPANY | HA2000487 | CURRENT
002491421 | GASKET | Gasket for Inspection Hatches, O- Ring RI253.37x6.99 EPDM NT1932, suit GE Hypact | GE | GENERAL ELECTRIC COMPANY | HA2013744 | CURRENT
002491447 | GAUGE,PRESSURE | SF6 Pressure Gauage, suit GL309, GL312, GL314, DT1 72.5, DT1 145 | GE | GENERAL ELECTRIC COMPANY | 47.239.910-01 | CURRENT
002491454 | GASKET | Gasket for Inspection Hatches, suit GL309, GL312, GL314, DT1 72.5, DT1 145 | GE | GENERAL ELECTRIC COMPANY | 47.239.550-01 | CURRENT
002491462 | MODULE,TRANSCEIVER | 10G, SFP+ BiBi ZR, TX1490 / RX1550nm, 80km, SMF, LC Simplex Connector, Programmable | FLEXOPTX | FLEXOPTIX UNIVERSAL TRANSCEIVERS | P.B1696.80.LO.R | CURRENT
002491470 | MODULE,TRANSCEIVER | 10G, SFP+ BiBi ZR, TX1550 / RX1490nm, 80km, SMF, LC Simplex Connector, Programmable | FLEXOPTX | FLEXOPTIX UNIVERSAL TRANSCEIVERS | P.B1696.80.OL.R | CURRENT
002491488 | MODULE,TRANSCEIVER | 10G, SFP+ ZR+, 1550nm, 100km, SMF, LC Duplex Connector, Programmable | FLEXOPTX | FLEXOPTIX UNIVERSAL TRANSCEIVERS | P.1596.A.R | CURRENT
002491496 | WRENCH,TORQUE | 3/8", Square Drive, 7-108Nm | C&LTOOL | CALTCO T/A C&L TOOL CENTRE | TOL301098 | CURRENT
002491504 | SOCKET,SOCKET WRENCH | 13mm x 3/8", Square Drive, 6 Point, Impact Rated | C&LTOOL | CALTCO T/A C&L TOOL CENTRE | ACT61110013 | CURRENT
002491504 | SOCKET,SOCKET WRENCH | 13mm x 3/8", Square Drive, 6 Point, Impact Rated | MILWAUKE | MILWAUKEE POWER TOOLS | 49666137 | CURRENT
002491504 | SOCKET,SOCKET WRENCH | 13mm x 3/8", Square Drive, 6 Point, Impact Rated | C&LTOOL | CALTCO T/A C&L TOOL CENTRE | 49666137 | CURRENT
002491512 | SOCKET,SOCKET WRENCH | 17mm x 3/8", Square Drive, 6 Point, Impact Rated | MILWAUKE | MILWAUKEE POWER TOOLS | 49666141 | CURRENT
002491512 | SOCKET,SOCKET WRENCH | 17mm x 3/8", Square Drive, 6 Point, Impact Rated | C&LTOOL | CALTCO T/A C&L TOOL CENTRE | ACT61110017 | CURRENT
002491512 | SOCKET,SOCKET WRENCH | 17mm x 3/8", Square Drive, 6 Point, Impact Rated | C&LTOOL | CALTCO T/A C&L TOOL CENTRE | 49666141 | CURRENT
002491520 | SOCKET,SOCKET WRENCH | 19mm x 3/8", Square Drive, 6 Point, Impact Rated | MILWAUKE | MILWAUKEE POWER TOOLS | 49666143 | CURRENT
002491520 | SOCKET,SOCKET WRENCH | 19mm x 3/8", Square Drive, 6 Point, Impact Rated | C&LTOOL | CALTCO T/A C&L TOOL CENTRE | 49666143 | CURRENT
002491520 | SOCKET,SOCKET WRENCH | 19mm x 3/8", Square Drive, 6 Point, Impact Rated | C&LTOOL | CALTCO T/A C&L TOOL CENTRE | ACT61110019 | CURRENT
002466936 | CABLE,POWER,ELECTRICAL | 0.6/1kV, 4C+E, 16mm2+6mm2 E Cu/X-HF-90 Insul/HFS-90-TP Bedding/DBT/HFS-90-TP, Orange Sheath, Red Wht Blue Blk Grn/Ylw Insul, 500m Wood Drum, JTS 03-01-08 | MIDLANDS | MIDLAND METALS | MMO-4+EX16 CU X DBT HFS NJ HFS | CURRENT
002466183 | END CAP | Heatshrink Size 6-2mm, Cable Range O/D 2-4mm, 25mm Lg, 2mm Thk Wall, Cross-linked PO w/-Thermoplastic Sealant, suit 1.0 - 2.5mm2 Cable | CABAC | CABAC (MANUFACTURER) | SRE0 | CURRENT
002466191 | END CAP | Heatshrink Size 12-4mm, Cable Range O/D 4-10mm, 40mm Lg, 2.6mm Thk Wall, Cross-linked PO w/- Thermoplastic Sealant, suit 4.0 - 35mm2 Cable | CABAC | CABAC (MANUFACTURER) | SRE1 | CURRENT
002491546 | SLEEVE,ELECTRICAL CONNECTOR | H-Tensile, Mechanical Sheer Bolt, 95-240mm2, Tinned Al, Blocked, suit 95 to 240mm2 Standed Sector LV Cable | TECONN | TE CONNECTIVITY LTD | 2107440-1 | CURRENT
002491546 | SLEEVE,ELECTRICAL CONNECTOR | H-Tensile, Mechanical Sheer Bolt, 95-240mm2, Tinned Al, Blocked, suit 95 to 240mm2 Standed Sector LV Cable | TECONN | TE CONNECTIVITY LTD | BSLB-95/240 | CURRENT
002491553 | PLUG | Lift Cover Plug, for Johnson Screens Explosion Mitigation Lids | AQSGROUP | AQSEPTENCE GROUP PTY LTD | 10000248370 | CURRENT
002491561 | SCISSORS | Milwaukee Jobsite Scissors, Offset 60Deg All Metal Handles, Bolt Lock Blade, Ruler Marking on Blade | C&LTOOL | CALTCO T/A C&L TOOL CENTRE | MILWA4932479410 | CURRENT
002491561 | SCISSORS | Milwaukee Jobsite Scissors, Offset 60Deg All Metal Handles, Bolt Lock Blade, Ruler Marking on Blade | MILWAUKE | MILWAUKEE POWER TOOLS | 4932479410 | CURRENT
002491579 | BLADE | Milwaukee, 89mm, Universal Fit OPEN-LOK, Oscillating Multi-Tool HCS Wood Blade | C&LTOOL | CALTCO T/A C&L TOOL CENTRE | MILWA49251101 | CURRENT
002491579 | BLADE | Milwaukee, 89mm, Universal Fit OPEN-LOK, Oscillating Multi-Tool HCS Wood Blade | C&LTOOL | CALTCO T/A C&L TOOL CENTRE | MILWA49251121 | CURRENT
002491579 | BLADE | Milwaukee, 89mm, Universal Fit OPEN-LOK, Oscillating Multi-Tool HCS Wood Blade | MILWAUKE | MILWAUKEE POWER TOOLS | 49251121 | CURRENT
002491744 | PLUG | Lift Cover Plug, for EJ Co Explosion Mitigation Lids | EJAUST | EJ AUSTRALIA PTY LTD | PLASPLUGRECT | CURRENT
002491751 | TESTER | DV-Power CAT-P Circuit Breaker Analyser & Timer c/w Mini USB Cable, USB Stick, Touch Pen, 8m cable set c/w alligator clips,30/300A Current clamp | PACTEST | PACIFIC TEST EQUIPMENT P/L | CATP000-N-00 | CURRENT
002491769 | ACCESSORY KIT,ELEC EQUIP | DV-Power CAT-P Coil Control Module c/w Control Cable & Supply Cable w/Banana Plugs, Test Probes w/Grip Jaws | PACTEST | PACIFIC TEST EQUIPMENT P/L | COCON-MOD-00 | PURCHASE AS REQUIRED
002491777 | TERMINATION KIT,ELECTRICAL CABLE | Outdoor, 33kV Heatshrink Joint, 3Ph, 630mm2 Pressure Sealed Termination c/w Shear-Off Lugs, for 33kV PLY 630mm2 Al Cable | TECONN | TE CONNECTIVITY LTD | ES3392-000 | CURRENT
002491777 | TERMINATION KIT,ELECTRICAL CABLE | Outdoor, 33kV Heatshrink Joint, 3Ph, 630mm2 Pressure Sealed Termination c/w Shear-Off Lugs, for 33kV PLY 630mm2 Al Cable | RAYCHEM | RAYCHEM (AUSTRALIA) PTY LTD | EPKT-EX441 | CURRENT
002491785 | BRUSH,WIRE,SCRATCH | Madi Conductor Brush, DogBone, for Cu & Al, Lightweight, Snap Ring, with Loctite 222 Threadlocker on Threads | TEN | THE ENERGY NETWORK | DBWB-1 | CURRENT
002491793 | BRUSH,WIRE,SCRATCH | BRUSH:WIRE;Brush Pads,REPLMT BRUSH,WIRE,SCRATCH Replacement, Madi Dog Bone Brush Pads | TEN | THE ENERGY NETWORK | LWB-1 | CURRENT
002491801 | TESTER | Live Line Rope Tester, Magnetic Base | TEN | THE ENERGY NETWORK | RT-10 | CURRENT
002426617 | ADAPTOR,UNIVERSAL | Sunrise to Snap On/Off Bayonet c/w Al Sleeve & Nylon Bayonet Adapter, suit Phase Clamp CLP459 | PENTA | PENTA AUST (TMAC THEW & MCCANN/HYLEC) | PA10530 | CURRENT
002426617 | ADAPTOR,UNIVERSAL | Sunrise to Snap On/Off Bayonet c/w Al Sleeve & Nylon Bayonet Adapter, suit Phase Clamp CLP459 | THEWMCAN | TMAC THEW & MCCANN GROUP | 2426617 | CURRENT
002426617 | ADAPTOR,UNIVERSAL | Sunrise to Snap On/Off Bayonet c/w Al Sleeve & Nylon Bayonet Adapter, suit Phase Clamp CLP459 | THEWMCAN | TMAC THEW & MCCANN GROUP | TM10530 | CURRENT
002491918 | TERMINATION KIT,ELECTRICAL CABLE | In/Out LV Termination, Heatshrink, suit 25mm2 4 Core WB Al XLPE/PVC, c/w Bi-Metal Narrow Palm Shear Bolt Lugs | RAYCHEM | RAYCHEM (AUSTRALIA) PTY LTD | EPKT-EQ536 | CURRENT
002491918 | TERMINATION KIT,ELECTRICAL CABLE | In/Out LV Termination, Heatshrink, suit 25mm2 4 Core WB Al XLPE/PVC, c/w Bi-Metal Narrow Palm Shear Bolt Lugs | TECONN | TE CONNECTIVITY LTD | ES6344-000 | CURRENT
002491926 | TERMINATION KIT,ELECTRICAL CABLE | LV Pillar Termination, Heatshrink, suit 25mm2 4 Core WB Al XLPE/PVC, c/w 3 x Bi-Metal Stalk Lugs & 225mm2 Al Lug | TECONN | TE CONNECTIVITY LTD | ES6345-000 | CURRENT
002491926 | TERMINATION KIT,ELECTRICAL CABLE | LV Pillar Termination, Heatshrink, suit 25mm2 4 Core WB Al XLPE/PVC, c/w 3 x Bi-Metal Stalk Lugs & 225mm2 Al Lug | RAYCHEM | RAYCHEM (AUSTRALIA) PTY LTD | EPKT-EQ537 | CURRENT
002491934 | RELAY,PROTECTION | Bus Diff, 3Ph, 10-40% Set, 30TE Size 6, 2 Out, Hand Reset, 1A CT Rating (1A variant), c/w Resistors | CSEUNI | CSE UNISERVE PTY LTD | MCAG34VCBF0220A | CURRENT
002491942 | RELAY,PROTECTION | Bus Diff, 3Ph, 10-40% Set, 30TE Size 6, 2 Out, Hand Reset, 5A CT Rating (5A variant), c/w Resistors | CSEUNI | CSE UNISERVE PTY LTD | MCAG34VCBC0047A | CURRENT
002491983 | BAG | Transformer Transport Bunding Bag, 4.5 x 4.5m, Plastic c/w Grommets | STRATEX | STRATEX PTY LTD | TBK177X2 | CURRENT
002491991 | BAG | Transformer Transport Bunding Bag, 5.8 x 5.8m, Plastic c/w Grommets | STRATEX | STRATEX PTY LTD | TBK228X2 | CURRENT
002492007 | CONVERTER,SIGNAL DATA | Media Converter, Gigabit Ethernet to SFP, 10/100/1000M-TX to 1000M-SFP, 12-48V DC, DIN Mount | BBNS | BLACK BOX NETWORK SERVICES | LGC280A | CURRENT
002492015 | CONVERTER,SIGNAL DATA | Media Converter, Fast Ethernet to SFP, 10/100M-TX to 100M-SFP, 12-48V DC, DIN Mount | BBNS | BLACK BOX NETWORK SERVICES | LMC280A | PHASING
002492023 | PARTS KIT,TERMINAL JUNCTION | Slip Base Pole Kit c/w 20A (10x38mm) Fuse & Holder, M8 4mm2 Lug, 2 Terminal Blocks, for fixed Base Street Light | MMELEC | MM ELECTRICAL MERCHANDISING | I3S-BP1DR-ROK | CURRENT
002492031 | PARTS KIT,TERMINAL JUNCTION | Fixed Base Pole Kit 3 Ph c/w 20A (10x38) Fuse & Holder, M8 x 4mm2 Lug, 16mm2 Lug, 2 Terminal Blocks, for Slip Base Street Light Pole | MMELEC | MM ELECTRICAL MERCHANDISING | I3S-BP3DR-ROK | CURRENT
002492049 | FUSECARRIER | 500V, 32A Fuse Carrier, DIN Rail Mtg for gG type 10x38mm Metric Fuses (IEC 60269-2) | REXEL | REXEL PTY LTD | LEG05808 | CURRENT
002492056 | FUSE,CARTRIDGE | Ferrule, 38mm Lg, 10mm Dia Cap, 20A 240v AC 16.5 kA Rated Breaking Capacity, Type SK gG, AS 60269.3 | REXEL | REXEL PTY LTD | LEG13320 | CURRENT
002492064 | FUSE,CARTRIDGE | Ferrule, 38mm Lg, 10mm Dia Cap, 10A 240V AC 16.5 kA Rated Breaking Capacity, Type SK gG, AS 60269.3 | REXEL | REXEL PTY LTD | LEG13310 | CURRENT
ACT1950 | METER,WATTHOUR | Plug In Fuse Base Only, suit Mk7C PlusES/Active Stream | EDMI | EDMI PTY LTD | SUB197126A | CURRENT
ACT1950 | METER,WATTHOUR | Plug In Fuse Base Only, suit Mk7C PlusES/Active Stream | ACSTREAM | ACTIVE STREAM METER PROVIDER | 7001401 | CURRENT
002492072 | PUMP, ROTARY | Milwaukee, M18 Transfer Pump, 18V, Self-Priming, Splash-Proof Battery Compartment | MILWAUKE | MILWAUKEE POWER TOOLS | M18TP-0 | CURRENT
002492080 | IMPELLER | Flexible Impeller Kit, for Milwaukee M18 Transfer Pump | MILWAUKE | MILWAUKEE POWER TOOLS | A016052001001 | CURRENT
002492130 | INSECT NET,HEAD | Fly & Mosquito Head Protection, Fine Mesh, One Size, Pull Cord for Secure Fit | ATOMSUPP | ATOM SUPPLY | 1446001 | CURRENT
002492148 | TRANSFORMER,DISTRIBUTION | Groundmount, 33kV/433V, 1500kVA, 3Ph, 50Hz, O/A 1921 x 1948mm, KNAN, Dyn11, HV Bushing DIN Interface C, c/w LV & HV Cable Box (scm) | TYREE | TYREE INDUSTRIES PL MITTAGONG NSW | 1500M602 | CURRENT
002492155 | MODEM,COMMUNICATIONS | 4G MCR GE Modem, GNSS, 6 Eth, 10-60VDC, 4.5 x 20.3 x 12.2cm | GE | GENERAL ELECTRIC COMPANY | MXCX4GDNNNNNNS4ALSUNC | CURRENT
002492163 | MOUNTING RAIL,ELECTRICAL COMPONENT | Mounting Kit, for 4G MCR GE Modem | GE | GENERAL ELECTRIC COMPANY | 03-4125A06 | CURRENT
002492171 | MOUNTING RAIL,ELECTRICAL COMPONENT | Mounting Kit, for 4G ECR GE Modem | GE | GENERAL ELECTRIC COMPANY | 03-4125A07 | CURRENT
002492189 | CONVERTER,DC TO DC | 18-75VDC Input, 48VDC Out, 3.2A Output, 2250VDC Input to Output Isolation, 1600VDC In/Out to Case, c/w DIN Rail Mounting Bracket | HELIOS | HELIOS POWER SOLUTIONS PL | WAF150-48S48W-HC | CURRENT
002492213 | ARRESTER,ELECTRICAL SURGE | Class SL, Ur=10kV, Uc=8.4kV, 10kA, Gapless Metal Oxide c/w Pedestal Base for 11kV Effectively Earthed Systems | ACCULEC | ACCULEC PTY LTD - E18524 | PVI-LP 300809-3010 | CURRENT
002492213 | ARRESTER,ELECTRICAL SURGE | Class SL, Ur=10kV, Uc=8.4kV, 10kA, Gapless Metal Oxide c/w Pedestal Base for 11kV Effectively Earthed Systems | ACCULEC | ACCULEC PTY LTD - E18524 | 300809-3010 | CURRENT
002492221 | ARRESTER,ELECTRICAL SURGE | Class SL, Ur=18kV, Uc=15.3kV, 10kA, Gapless Metal Oxide c/w Pedestal Base for 22kV Effectively Earthed Systems | ACCULEC | ACCULEC PTY LTD - E18524 | PVI-LP 300815-3010 | CURRENT
002492221 | ARRESTER,ELECTRICAL SURGE | Class SL, Ur=18kV, Uc=15.3kV, 10kA, Gapless Metal Oxide c/w Pedestal Base for 22kV Effectively Earthed Systems | ACCULEC | ACCULEC PTY LTD - E18524 | 300815-3010 | CURRENT
002492239 | ARRESTER,ELECTRICAL SURGE | Class SL, Ur=30kV, Uc=24.4kV, 10kA, Gapless Metal Oxide c/w Pedestal Base for 33kV Effectively Earthed Systems | ACCULEC | ACCULEC PTY LTD - E18524 | PVI-LP 300824-3010 | CURRENT
002492239 | ARRESTER,ELECTRICAL SURGE | Class SL, Ur=30kV, Uc=24.4kV, 10kA, Gapless Metal Oxide c/w Pedestal Base for 33kV Effectively Earthed Systems | ACCULEC | ACCULEC PTY LTD - E18524 | 300824-3010 | CURRENT
002492247 | ARRESTER,ELECTRICAL SURGE | Class SM, Ur=54kV, Uc=42kV, 10kA, Gapless Metal Oxide c/w Pedestal Base for 66kV Effectively Earthed Systems | ACCULEC | ACCULEC PTY LTD - E18524 | EVP 004210-3010 | CURRENT
002492254 | ARRESTER,ELECTRICAL SURGE | Class SL, Ur=192kV, Uc=152kV, 10kA, Gapless Metal Oxide c/w Pedestal Base for 220kV Effectively Earthed Systems | ACCULEC | ACCULEC PTY LTD - E18524 | EVP 015210-3010 | CURRENT
002492262 | ARRESTER,ELECTRICAL SURGE | Class SL, Ur=12kV, Uc=10.2kV, 10kA, Gapless Metal Oxide c/w Pedestal Base for 11kV Non-Effectively Earthed Systems | ACCULEC | ACCULEC PTY LTD - E18524 | PVI-LP 300810-3010 | CURRENT
002492262 | ARRESTER,ELECTRICAL SURGE | Class SL, Ur=12kV, Uc=10.2kV, 10kA, Gapless Metal Oxide c/w Pedestal Base for 11kV Non-Effectively Earthed Systems | ACCULEC | ACCULEC PTY LTD - E18524 | 300810-3010 | CURRENT
002492270 | ARRESTER,ELECTRICAL SURGE | Class SL, Ur=24kV, Uc=19.5kV, 10kA, Gapless Metal Oxide c/w Pedestal Base for 22kV Non-Effectively Earthed Systems | ACCULEC | ACCULEC PTY LTD - E18524 | PVI-LP 300820-3010 | CURRENT
002492270 | ARRESTER,ELECTRICAL SURGE | Class SL, Ur=24kV, Uc=19.5kV, 10kA, Gapless Metal Oxide c/w Pedestal Base for 22kV Non-Effectively Earthed Systems | ACCULEC | ACCULEC PTY LTD - E18524 | 300820-3010 | CURRENT
002492288 | ARRESTER,ELECTRICAL SURGE | Class SL, Ur=36kV, Uc=29V, 10kA, Gapless Metal Oxide c/w Pedestal Base for 36kV Non-Effectively Earthed Systems | ACCULEC | ACCULEC PTY LTD - E18524 | PVI-LP 300829-3010 | CURRENT
002492288 | ARRESTER,ELECTRICAL SURGE | Class SL, Ur=36kV, Uc=29V, 10kA, Gapless Metal Oxide c/w Pedestal Base for 36kV Non-Effectively Earthed Systems | ACCULEC | ACCULEC PTY LTD - E18524 | 300829-3010 | CURRENT
002429744 | ARRESTER,ELECTRICAL SURGE | LDC3, Ur=96kV, Uc=77kV, 10kA, Gapless Metal Oxide c/w Insulated base for 110kV Effectively Earthed Systems | SIEMENS | SIEMENS LTD | 3EL2 096-2PJ31-4XA5 | CURRENT
002429751 | ARRESTER,ELECTRICAL SURGE | LDC3, Ur=120kV, Uc=88kV, 10kA, Gapless Metal Oxide c/w Insulated Base for 132kV Effectively Earthed Systems | SIEMENS | SIEMENS LTD | 3EL2 120-2PM31-4XA5 | CURRENT
002457786 | BATTERY,STORAGE | 125V, 125Ah, Dual String, 38 x UXH75-6 VRLA Monoblocs w/out Rack, Subs Standby Battery Bank, Contract 10591, Item 1a | CENTURYY | CENTURY YUASA | 341250 | CURRENT
002457950 | BATTERY,STORAGE | 125V, 125Ah, Dual String, 38 x UXH75-6 VRLA Monoblocs c/w Rack, Subs Standby Battery Bank, Contract 10591, Item 1b | CENTURYY | CENTURY YUASA | 341273 | CURRENT
002457794 | BATTERY,STORAGE | 125V, 180Ah, Dual String, 38 x UXH100-6 VRLA Monoblocs w/out Rack, Subs Standby Battery Bank, Contract 10591, Item 2a | CENTURYY | CENTURY YUASA | 341251 | CURRENT
002457968 | BATTERY,STORAGE | 125V, 180Ah, Dual String, 38 x UXH100-6 VRLA Monoblocs c/w Rack, Subs Standby Battery Bank, Contract 10591, Item 2b | CENTURYY | CENTURY YUASA | 341274 | CURRENT
002457802 | BATTERY,STORAGE | 125V, 224Ah, Dual String, 38 x UXH125-6 VRLA Monoblocs w/out Rack, Subs Standby Battery Bank, Contract 10591, Item 3a | CENTURYY | CENTURY YUASA | 341252 | CURRENT
002457976 | BATTERY,STORAGE | 125V, 224Ah, Dual String, 38 x UXH125-6 VRLA Monoblocs c/w Rack, Subs Standby Battery Bank, Contract 10591, Item 3b | CENTURYY | CENTURY YUASA | 341275 | CURRENT
002457810 | BATTERY,STORAGE | 110V, 90Ah, Dual String, 18 x UXH50-12 VRLA Monoblocs w/out Rack, Subs Standby Battery Bank, Contract 10591, Item 4a | CENTURYY | CENTURY YUASA | 341253 | CURRENT
002457984 | BATTERY,STORAGE | 110V, 90Ah, Dual String, 18 x UXH50-12 VRLA Monoblocs c/w Rack, Subs Standby Battery Bank, Contract 10591, Item 4b | CENTURYY | CENTURY YUASA | 341276 | CURRENT
002458115 | BATTERY,STORAGE | 110V, 90Ah, Dual String, 18 x UXH50-12 VRLA Monoblocs c/w Enclosed Rack, Subs Standby Battery Bank, Contract 10591, Item 4c | CENTURYY | CENTURY YUASA | 341296 | CURRENT
002457828 | BATTERY,STORAGE | 110V, 125Ah, Dual String, 36 x UXH75-6 VRLA Monoblocs w/out Rack, Subs Standby Battery Bank, Contract 10591, Item 5a | CENTURYY | CENTURY YUASA | 341254 | CURRENT
002457992 | BATTERY,STORAGE | 110V, 125Ah, Dual String, 36 x UXH75-6 VRLA Monoblocs c/w Rack, Subs Standby Battery Bank, Contract 10591, Item 5b | CENTURYY | CENTURY YUASA | 341277 | CURRENT
002457836 | BATTERY,STORAGE | 110V, 180Ah, Dual String, 36 x UXH100-6 VRLA Monoblocs w/out Rack, Subs Standby Battery Bank, Contract 10591, Item 6a | CENTURYY | CENTURY YUASA | 341255 | CURRENT
002458008 | BATTERY,STORAGE | 110V, 180Ah, Dual String 36 x UXH100-6 VRLA Monoblocs c/w Rack, Subs Standby Battery Bank, Contract 10591, Item 6b | CENTURYY | CENTURY YUASA | 341278 | CURRENT
002458123 | BATTERY,STORAGE | 110V, 180Ah, Dual String, 36 x UXH100-6 VRLA Monoblocs c/w Enclosed Rack, Subs Standby Battery Bank, Contract 10591, Item 6c | CENTURYY | CENTURY YUASA | 341298 | CURRENT
002457844 | BATTERY,STORAGE | 110V, 224Ah, Dual String, 36 x UXH125-6 VRLA Monoblocs w/out Rack, Subs Standby Battery Bank, Contract 10591, Item 7a | CENTURYY | CENTURY YUASA | 341256 | CURRENT
002458016 | BATTERY,STORAGE | 110V, 224Ah, Dual String, 36 x UXH125-6 VRLA Monoblocs c/w Rack, Subs Standby Battery Bank, Contract 10591, Item 7b | CENTURYY | CENTURY YUASA | 341279 | CURRENT
002458131 | BATTERY,STORAGE | 110V, 224Ah, Dual String, 36 x UXH125-6 VRLA Monoblocs c/w Enclosed Rack, Subs Standby Battery Bank, Contract 10591, Item 7c | CENTURYY | CENTURY YUASA | 341299 | CURRENT
002457851 | BATTERY,STORAGE | 110V, 400Ah, Dual String, 108 x UXL220-2 VRLA Monoblocs w/out Rack, Subs Standby Battery Bank, Contract 10591, Item 8a | CENTURYY | CENTURY YUASA | 341257 | CURRENT
002458024 | BATTERY,STORAGE | 110V, 400Ah, Dual String, 108 x UXL220-2 VRLA Monoblocs c/w Rack, Subs Standby Battery Bank, Contract 10591, Item 8b | CENTURYY | CENTURY YUASA | 341280 | CURRENT
002458149 | BATTERY,STORAGE | 110V, 400Ah, Dual String, 108 x UXL220-2 VRLA Monoblocs c/w Enclosed Rack, Subs Standby Battery Bank, Contract 10591, Item 8c | CENTURYY | CENTURY YUASA | 341300 | CURRENT
002457869 | BATTERY,STORAGE | 48V, 90Ah, Dual String, 8 x UXH50-12 VRLA Monoblocs w/out Rack, Subs Standby Battery Bank, Contract 10591, Item 9a | CENTURYY | CENTURY YUASA | 341258 | CURRENT
002458032 | BATTERY,STORAGE | 48V, 90Ah, Dual String, 8 x UXH50-12 VRLA Monoblocs c/w Rack, Subs Standby Battery Bank, Contract 10591, Item 9b | CENTURYY | CENTURY YUASA | 341281 | CURRENT
002458156 | BATTERY,STORAGE | 48V, 90Ah, Dual String, 8 x UXH50-12 VRLA Monoblocs c/w Enclosed Rack, Subs Standby Battery Bank, Contract 10591, Item 9c | CENTURYY | CENTURY YUASA | 341236 | CURRENT
002457885 | BATTERY,STORAGE | 48V, 180Ah, Dual String, 8 x FXH100-12S VRLA Monoblocs w/out Rack, Subs Standby Battery Bank, Contract 10591, Item 11a | CENTURYY | CENTURY YUASA | 313122-ITEM 3D | CURRENT
002458057 | BATTERY,STORAGE | 48V, 180Ah, Dual String, 8 x FXH100-12S VRLA Monoblocs c/w Rack, Subs Standby Battery Bank, Contract 10591, Item 11b | CENTURYY | CENTURY YUASA | 313122-ITEM 3D+R | CURRENT
002457893 | BATTERY,STORAGE | 48V, 224Ah, Dual String, 16 x UXH125-6 VRLA Monoblocs w/out Rack, Subs Standby Battery Bank, Contract 10591, Item 12a | CENTURYY | CENTURY YUASA | 341261 | CURRENT
002458065 | BATTERY,STORAGE | 48V, 224Ah, Dual String, 16 x UXH125-6 VRLA Monoblocs c/w Rack, Subs Standby Battery Bank, Contract 10591, Item 12b | CENTURYY | CENTURY YUASA | 341284 | CURRENT
002458164 | BATTERY,STORAGE | 48V, 224Ah, Dual String, 16 x UXH125-6 VRLA Monoblocs c/w Enclosed Rack, Subs Standby Battery Bank, Contract 10591, Item 12c | CENTURYY | CENTURY YUASA | 341301 | CURRENT
002457901 | BATTERY,STORAGE | 48V, 500Ah, Dual String, 48 x UXL330-2 VRLA Monoblocs w/out Rack, Subs Standby Battery Bank, Contract 10591, Item 13a | CENTURYY | CENTURY YUASA | 341262 | CURRENT
002458073 | BATTERY,STORAGE | 48V, 500Ah, Dual String, 48 x UXL330-2 VRLA Monoblocs c/w Rack, Subs Standby Battery Bank, Contract 10591, Item 13b | CENTURYY | CENTURY YUASA | 341285 | CURRENT
002458172 | BATTERY,STORAGE | 48V, 500Ah, Dual String, 48 x UXL 330-2 VRLA Monoblocs c/w Enclosed Rack, Subs Standby Battery Bank, Contract 10591, Item 13c | CENTURYY | CENTURY YUASA | 341302 | CURRENT
002457919 | BATTERY,STORAGE | 48V, 1000Ah, Dual String, 48 x UXL550-2 VRLA Monoblocs w/out Rack, Subs Standby Battery Bank, Contract 10591, Item 14a | CENTURYY | CENTURY YUASA | 341263 | CURRENT
002458081 | BATTERY,STORAGE | 48V, 1000Ah, Dual String, 48 x UXL550-2 VRLA Monoblocs c/w Rack, Subs Standby Battery Bank, Contract 10591, Item 14b | CENTURYY | CENTURY YUASA | 341286 | CURRENT
002457927 | BATTERY,STORAGE | 32V, 125Ah, Dual String, 10 x UXH75-6 VRLA Monoblocs w/out Rack, Subs Standby Battery Bank, Contract 10591, Item 15a | CENTURYY | CENTURY YUASA | 341264 | CURRENT
002458099 | BATTERY,STORAGE | 32V, 125Ah, Dual String, 10 x UXH75-6 VRLA Monoblocs c/w Rack, Subs Standby Battery Bank, Contract 10591, Item 15b | CENTURYY | CENTURY YUASA | 341287 | CURRENT
002457935 | BATTERY,STORAGE | 32V, 180Ah, Dual String, 10 x UXH100-6 VRLA Monoblocs w/out Rack, Subs Standby Battery Bank, Contract 10591, Item 16a | CENTURYY | CENTURY YUASA | 341265 | CURRENT
002458107 | BATTERY,STORAGE | 32V, 180Ah, Dual String, 10 x UXH100-6 VRLA Monoblocs c/w Rack, Subs Standby Battery Bank, Contract 10591, Item 16b | CENTURYY | CENTURY YUASA | 241288 | CURRENT
002457943 | BATTERY,STORAGE | 12V, 7Ah, 1 x NP7-12FR VRLA Monobloc, Recloser Standby Battery, Contract 10591, Item 17 | CENTURYY | CENTURY YUASA | 175017 | CURRENT
002492296 | CUTTER,BATTERY OPERATED | Milwaukee, M18 Force Logic, 860mm2 ACSR Cutter, Skin Only | MILWAUKE | MILWAUKEE POWER TOOLS | M18HCC45-0C | CURRENT
002492296 | CUTTER,BATTERY OPERATED | Milwaukee, M18 Force Logic, 860mm2 ACSR Cutter, Skin Only | C&LTOOL | CALTCO T/A C&L TOOL CENTRE | MILWTM18HCC45-0C | CURRENT
002492304 | ADAPTOR,UNIVERSAL | Button Adaptor to Bayonet/Taplin AL Fitting to suit 38mm Fibreglass Stick | PENTA | PENTA AUST (TMAC THEW & MCCANN/HYLEC) | PA10524 | CURRENT
002492304 | ADAPTOR,UNIVERSAL | Button Adaptor to Bayonet/Taplin AL Fitting to suit 38mm Fibreglass Stick | THEWMCAN | TMAC THEW & MCCANN GROUP | TM10524 | CURRENT
002492379 | RELAY,ELECTROMAGNETIC | Plug-In Relay, 110V DC, 4 C/O Contacts, Magnetic Arc Blowouts | RMSPROD | RMS PRODUCTS (RELAY MONITORING SYSTEMS) | D-B-D110- | PURCHASE AS REQUIRED
002492395 | RACEWAY,NONMETALLIC | Slotted Duct, 2m Lg, 150 x 100mm, Grey | REXEL | REXEL PTY LTD | 10208921 | CURRENT
002492403 | DAMPER,VIBRATION,TRANSMISSION LINE | Stockbridge Type, Clamp Size 15.5-20.0mm | PLP AUST | PREFORMED LINE PRODUCTS (AUST) | VSD-2020 | CURRENT
002492411 | TAG,MARKER | Pole Inspection Disc, Al, Non-Coloured, Non-Stamped, 50mm Dia, 2mm Thk c/w 6mm Dia Punched Hole 8mm from Edge | UAM | UTILITY ASSET MANAGEMENT P/L | DISC-PLAIN | CURRENT
002492429 | MULTIPLEXER CARD | PDH, DFX100, 4 x Eth Ports, 4 x E1 Ports 3 x V.11 Ports, 2 x SFP 100Base-X, Subrack Mechanics, c/w LOOP Support Software (excl SFP's) | COMMTEL | COMMTEL NETWORK SOLUTIONS PL | DFX100-SFP & DFX100SW-LP-SFP | CURRENT
002492429 | MULTIPLEXER CARD | PDH, DFX100, 4 x Eth Ports, 4 x E1 Ports 3 x V.11 Ports, 2 x SFP 100Base-X, Subrack Mechanics, c/w LOOP Support Software (excl SFP's) | AVARA | AVARA TECHNOLOGIES P/L (MANUFACTURER) | P21009.09 | CURRENT
002492437 | MULTIPLEXER CARD | DB4 Single Slot 75 Ohm Bal with 4xE1, DynaFlex Digital Branching Unit, 4xE1 | COMMTEL | COMMTEL NETWORK SOLUTIONS PL | DYF-DB4-75&DYF-DB4-SWENHANCED | CURRENT
002492437 | MULTIPLEXER CARD | DB4 Single Slot 75 Ohm Bal with 4xE1, DynaFlex Digital Branching Unit, 4xE1 | AVARA | AVARA TECHNOLOGIES P/L (MANUFACTURER) | P61011.02 | CURRENT
002460707 | RELAY,PROTECTION | Multi-Contact Tripping Relay, 48V DC, 10 Make, 0 Break, Latching Contacts c/w Latching Flag | RMS | RELAY MONITORING SYSTEMS PL | 2HSM519B2-C-10M00B-2M28S1 | CURRENT
002492494 | RELAY,ELECTROMAGNETIC | Mini Relay, 250VAC, 12VDC, 8A, 0.37kW, 8 Pin Flat, 2 Pole, 2CO, 300 Ohm, 3 Breaking/10 Making ms, 100000 Cycles, Plug-In Mount/Faston Connection, Silver | HAYMANS | HAYMANS ELECTRICAL | FID46.52.007412VDC | CURRENT
002492502 | BASE,RELAY | 250V, 8A, 8 Pin Flat, Screw Terminal, DIN Rail Mount, suit 4652 Relay Box Clamp, IP20, -40 to 70 deg C, 32.8 x 29 x 12.4mm | HAYMANS | HAYMANS ELECTRICAL | FID97.02 | CURRENT
002492510 | POWER SUPPLY | PDU Unit, 1RU, 240V, 10A, 1 x 3 Pin Aus Plug Input, 6 x 3 Pin Aus GPO Output, 2m Lg Cord, Horizontal Orientation, Black, 482.6 x 45 x 44.6mm, w/optional | HAYMANS | HAYMANS ELECTRICAL | SEVSEDG-6P-GPO | CURRENT
002492528 | SPECTACLES,INDUSTRIAL | SafeStyle Fusions, Black Frame, Tinted, Polorised, Medium Impact, PC Frame & Lens, UV400 99.95% UV Protection AS/NZS 1337.1:2010 | ATOMSUPP | ATOM SUPPLY | 40030262 | CURRENT
002492536 | MODEM,COMMUNICATIONS | 4G CATM1+NB-IoT Modem, Quectel Chipset, Yurika Metering Label, Industrial Telstra SIM Fitted, RJ45 to RJ45 Lead | INTERCEL | INTERCEL PTY LTD | ASSMRTS4M1YURNQ | CURRENT
002492544 | MODEM,COMMUNICATIONS | 4G CATM1+NB-IoT Modem, Telit Chipset, Yurika Metering Label, Industrial Telstra SIM Fitted, RJ45 to RJ45 Lead | INTELLI | INTELLI DESIGN | ID 45570 | CURRENT
002492551 | MODEM,COMMUNICATIONS | 4G CATM1+NB-IoT Modem, Quectel Chipset, Energex Label, Industrial Telstra SIM Fitted, RJ45 to RJ45 Lead | INTERCEL | INTERCEL PTY LTD | ASSMRTS4M1ENGNQ | CURRENT
002492577 | HELMET,SAFETY | Hard Hat TA570, White, Unbranded, Vented c/w Ratchet Headgear | ATOMSUPP | ATOM SUPPLY | 90070157 | CURRENT
002492585 | TRANSFORMER,DISTRIBUTION | Pole Mount, 11kV, 10kVA, 1Ph, Ester Oil (FR3) | WILSON | WILSON TRANSFORMER CO. PTY LTD | 873-A370-11-AA (FR3) | CURRENT
002492593 | TRANSFORMER,DISTRIBUTION | Pole Mount, 11kV, 25kVA, 1Ph, Ester Oil (FR3) | WILSON | WILSON TRANSFORMER CO. PTY LTD | 873-A371-11-AA (FR3) | CURRENT
002492601 | TRANSFORMER,DISTRIBUTION | Pole Mount, 11kV, 63kVA, 3Ph, Ester Oil (FR3) | WILSON | WILSON TRANSFORMER CO. PTY LTD | 874-A374-11-AA (FR3) | CURRENT
002492619 | TRANSFORMER,DISTRIBUTION | Pole Mount, 11kV, 500kVA, 3Ph, Ester Oil (FR3) | WILSON | WILSON TRANSFORMER CO. PTY LTD | 874-0609-11-AA (FR3) | CURRENT
002433522 | ELECTRONIC,PHASING DEVICE | Wireless Phasing Device, 11 - 132kV, Outdoor Kit w/Case | PENTA | PENTA AUST (TMAC THEW & MCCANN/HYLEC) | PA21500 | CURRENT
002433522 | ELECTRONIC,PHASING DEVICE | Wireless Phasing Device, 11 - 132kV, Outdoor Kit w/Case | SIBILLE | SIBILLE FAMECA ELECTRIC (MANUFACTURER) | TAG501011132 | CURRENT
002433522 | ELECTRONIC,PHASING DEVICE | Wireless Phasing Device, 11 - 132kV, Outdoor Kit w/Case | HYLEC | HYLEC PTY LTD | TAG501011132 | CURRENT
002492627 | ELECTROLYTE | Freezer Hydration Sqweeze Zero Pops, 5 Mixed Flavours, Sugar Free, Low Calorie, 90ml each, Pack of 10 | SQWINCH | THE SQWINCHER CORP (MANUFACTURER) | SQ159200232 | CURRENT
002492627 | ELECTROLYTE | Freezer Hydration Sqweeze Zero Pops, 5 Mixed Flavours, Sugar Free, Low Calorie, 90ml each, Pack of 10 | ATOMSUPP | ATOM SUPPLY | 40035205 | CURRENT
002492635 | COVER,TERMINAL BLOCK | Type EA 5, Single Cover, Snap Fit, Clear, suits Phoenix UK3N, UK5N & UK6N | PHOENIX | PHOENIX CONTACT PTY LTD | 1024014 | CURRENT
002492643 | COVER,TERMINAL BLOCK | Type EA 5-WS, Single Cover, Snap Fit, Yellow Tint, suits Phoenix UK3N, UK5N, & UK6N | PHOENIX | PHOENIX CONTACT PTY LTD | 1024085 | CURRENT
002492650 | COVER,TERMINAL BLOCK | Type EA 11, Single Cover, Snap Fit, Clear, suits Phoenix UK35 | PHOENIX | PHOENIX CONTACT PTY LTD | 1024263 | CURRENT
002492668 | MULTIPLEXER,DIGITAL | Avara sNGA Card, DynaFlex Secured Network Gateway Adaptor Unit, 8xV.11, 8xRS232, 2x10/100Base-T | AVARA | AVARA TECHNOLOGIES P/L (MANUFACTURER) | P61511.01 | CURRENT
002492668 | MULTIPLEXER,DIGITAL | Avara sNGA Card, DynaFlex Secured Network Gateway Adaptor Unit, 8xV.11, 8xRS232, 2x10/100Base-T | COMMTEL | COMMTEL NETWORK SOLUTIONS PL | DYF-SNGA-2FE | CURRENT
002492676 | TERMINAL STRIP | Mini Neutral Link, 100A, 500V, 5 Hole c/w Cover, Front Wiring, Black | CNWPL | CNW PL - SLACKS CREEK | CLIL5 | CURRENT
002492676 | TERMINAL STRIP | Mini Neutral Link, 100A, 500V, 5 Hole c/w Cover, Front Wiring, Black | CLIPSAL | GERARD INDUSTRIES QLD DIVSN P/L | L5 | CURRENT
002402793 | DIE,CRIMPING TOOL | Hex, 12T, 30.3mm A/F Al | TEN | THE ENERGY NETWORK | K12-30.3-AL | CURRENT
002492718 | CONTROL,TRANSMITTER | Converter Module Only, SFU-K 403, 200kVA Maintenance Spare Part Only, to fit in 19 inch Cabinet | LANDIS | LANDIS GYR (AUST) PTY LTD | 17'019'910'403 | CURRENT
002492726 | THERMOMETER,SELF-INDICATING,BIMETALLIC | Eathing Transformer, AKM 47080, Side-Mount, 5? Dial | INSULECT | INSULECT AUSTRALIA PL | 47080 | CURRENT
000124015 | FUSE,CARTRIDGE | 415V AC, HRC Cartridge VK Type, 60A, 57 x 22.2mm Dia, ETS 12-02-01 Group A (scm) | FUSECO | FUSECO PTY LTD | 2258F-63 | CURRENT
002492734 | ADAPTOR | Earth Park Adaptor with 100mm Longer Leg & supplied with GR304 and Cast Aluminium Gripall Spindle, Commonly Known as Temp EDO Earthing Stirrups | PWRLINE |  | A4-1830 | CURRENT
002492759 | CABLE ASSY,RADIO FREQUENCY | PolyPhaser TSX-NFF Type N F/F Bulkhead Coaxial Surge Protector, 698MHz - 2.7GHz, DC Block, 500W, IP67, 40kA | RFIND | RF INDUSTRIES | TSX-NFF | CURRENT
002492767 | CABLE,POWER,ELECTRICAL | U/Ground, 12.7/22kV, 1Cx400mm2 Al/TR-XLPE Insulated/(52/1.53) CWS/ Semiconduct WBT/Polylaminate Al, MDPE, 500m Steel Drum | MIDLANDS | MIDLAND METALS | MMO-22KV1X400ATRXWBTSCRWBTLATM | CURRENT
002492783 | MASK,AIR FILTERING | Respirators Disposable P2V Flat Fold Trident | ATOMSUPP | ATOM SUPPLY | 40023837 | CURRENT
002492791 | MASK,AIR FILTERING | Respirator Disposable P2 3030V Cupped Valved | ATOMSUPP | ATOM SUPPLY | 40044603 | CURRENT
002406755 | SLEEVE,ELECTRICAL CONNECTOR | NT, Shear Bolt, Straight, suit 240mm2 Al Stranded, Solid, 4 Core & 3 Core Round Cable | SICAME | SICAME AUSTRALIA PTY LTD | UM300 | CURRENT
002492809 | MONITOR | LV Monitor for Pole/OD Ground Mount Transformers c/w 4 x 140mm Dia Rogowski Coils w/5m Leads, S/S Mounting Bracket, Integrated Comms Device, External Low | DYNAMRAT | DYNAMIC RATINGS | TTM-001-C-P KIT | CURRENT
002492817 | MONITOR | LV Monitor for Padmount/ID Ground Mount Transformers c/w 4 x 140mm Dia Rogowski Coils w/5m Leads, Mounting Bracket w/Magnet Screw Fixing, Integrated Comms | DYNAMRAT | DYNAMIC RATINGS | TTM-001-C-K KIT | CURRENT
002492825 | TRANSFORMER,CURRENT | Flexible, Rogowski Coil, Class S, 140mm Dia w/5m Lead, Set of 4, Colour Coded RD/BU/WH/BL | ROGOWSKI | ROGOWSKI TECHNOLOGY CO. LTD | CTA-0002 | CURRENT
002492833 | LEAD,ELECTRICAL | suit Padmount/ID Ground Mount Monitors, 5m x 4mm2 Lead, Pre-Terminated, Set of 4 Colour Coded RD/BU/WH/BL | DYNAMRAT | DYNAMIC RATINGS | CAB-0010 | CURRENT
002492841 | LEAD,ELECTRICAL | suit Pole Mount/OD Ground Mount Monitors, 5m x 6mm2 Lead, Set of 4, Colour coded RD/BU/WH/BL | DYNAMRAT | DYNAMIC RATINGS | CAB-0011 | CURRENT
002492957 | RECEIVER,RIPPLE CONTROL | R1100, 1042Hz, SE-R, Program 818, Decabit, T33/EVSE/T31 c/w 1 x Switch Fitted R2 - REGIONAL | LANDIS | LANDIS GYR (AUST) PTY LTD | R1100200NNXXXNNEQ 818 | CURRENT
002492965 | RECEIVER,RIPPLE CONTROL | R1100, 1042Hz, SE-M, Program 918, Decabit, T33/EVSE/T31 c/w 1 x Switch Fitted R2 - METRO | LANDIS | LANDIS GYR (AUST) PTY LTD | R1100200NNXXXNNEQ 918 | CURRENT
002492973 | METER,WATTHOUR | EM133, 100A, 3 Ph WC, DIN Mount | SATEC | SATEC (AUSTRALIA) PTY LTD | EM133-XM-100-50HZ-SE-CC | CURRENT
002492981 | METER,WATTHOUR | EM133, 5A, 3 Ph CT, DIN Mount | SATEC | SATEC (AUSTRALIA) PTY LTD | EM133-XM-5-50HZ-SE-CC | CURRENT
002492999 | METER,WATTHOUR | EM133, HACS, 3 Ph CT, DIN Mount | SATEC | SATEC (AUSTRALIA) PTY LTD | EM133-XM-HACS-50HZ-SE-CC | CURRENT
002493005 | METER,WATTHOUR | EM235, FCAS, 5A, 3 Ph CT, DIN Mount | SATEC | SATEC (AUSTRALIA) PTY LTD | PRO-EM235-5-50HZ-ACDC-IO-FCAS | CURRENT
002493013 | METER,WATTHOUR | EM235, FCAS, 1A, 3 Ph CT, DIN Mount | SATEC | SATEC (AUSTRALIA) PTY LTD | PRO-EM235-1-50HZ-ACDC-IO-FCAS | CURRENT
002493021 | METER,WATTHOUR | EM235, FCAS, HCAS, 3 Ph CT, DIN Mount | SATEC | SATEC (AUSTRALIA) PTY LTD | PROEM235HCAS-50HZ-ACDC-IO-FCAS | CURRENT
002493039 | MODULE | I/O Module, 4RO, Accessory for PRO 235 Series | SATEC | SATEC (AUSTRALIA) PTY LTD | EMR4 | CURRENT
002493047 | MODULE | Comms Module, Ethernet (TCP/IP), Accessory for EM133 | SATEC | SATEC (AUSTRALIA) PTY LTD | ETH-DIN | CURRENT
002493054 | TRANSFORMER,CURRENT | HACS, 100A, Solid Core, Accessory for EM133 | SATEC | SATEC (AUSTRALIA) PTY LTD | EL0115 | CURRENT
002493062 | TRANSFORMER,CURRENT | HACS, 400A, Solid Core, Accessory for EM133 | SATEC | SATEC (AUSTRALIA) PTY LTD | EL0117 | CURRENT
002493070 | TRANSFORMER,CURRENT | HACS, 800A, Split Core, Accessory for EM133 | SATEC | SATEC (AUSTRALIA) PTY LTD | HX0158 | CURRENT
002493088 | TRANSFORMER,CURRENT | HACS, 2000A, Split Core, Accessory for EM133 | SATEC | SATEC (AUSTRALIA) PTY LTD | HX0154 | CURRENT
002466720 | BAG,WASHING | ZWN1W Washnet Bag, HD Polyester Knit, Ziptop Closure, ID Tag | FILTFAB | FILTERFAB LAUNDRY & HEALTHCARE | 201 | CURRENT
002454221 | COVER,FUSE | ABB SafeLink 1 & 2 Fuse Cap, Single Phase | ABB | ABB FAN PTY LTD | CA2012FC | CURRENT
000030311 | COVER,TERMINAL BLOCK | Type PL5 Protective Cover, 5.2mm Spacing Transparent, PC V2, Terminal Block Accessory | ABB | ABB FAN PTY LTD | 1SNK 900 618 R0000 | CURRENT
000030433 | COVER,TERMINAL BLOCK | Type PL8 Protective Cover, 8mm Spacing, Transparent, PC V2, Terminal Block Accessory | ABB | ABB FAN PTY LTD | 1SNK 900 620 R0000 | CURRENT
000030405 | COVER,TERMINAL BLOCK | Type CO Protective Cover, 1m Lg, 77mm W, 30mm H, Transparent, PVC, Terminal Block Accessory | ABB | ABB FAN PTY LTD | 1SNK 900 604 R0000 | CURRENT
000030404 | COVER,TERMINAL BLOCK | Type KCO Protective Cover Kit, Versatile Mounting c/w 2 x End Stops & 2 x Sealing Accessories, Dark Grey, Terminal Block Accessory | ABB | ABB FAN PTY LTD | 1SNK 900 624 R0000 | CURRENT
002493138 | COVER,TERMINAL BLOCK | Type PL6 Protective Cover, 6mm Spacing, Transparent, PC V2, Terminal Block Accessory | ABB | ABB FAN PTY LTD | 1SNK 900 619 R0000 | PENDING
002493146 | DIFFUSER,LIGHT | Visor Glare Shield, Front, for StreetLED MkII & MkIII | SYLVANIA | SYLVANIA SCHREDER | JLB00008 | CURRENT
002493153 | CYLINDER,GAS | Empty Cylinder, Size G, SF6 Maintenance Work Only, Purity >90%, Moisture as per MAC C3/C4 Criteria, N24 Silver Grey Body Y14 Gold Yellow Shoulder, Type 31 Valve, | CATALINA | CATALINA INDUSTRIES PL | 50KG SILVER GREY + GOLD YELLOW | PURCHASE AS REQUIRED
002493161 | CYLINDER,GAS | Empty Cylinder, 10kg, SF6 Maintenance Work Only, Purity >90%, Moisture as per MAC C3/C4 Criteria, N24 Silver Grey Body Y14 Gold Yellow Shoulder, Type 31 Valve, | CATALINA | CATALINA INDUSTRIES PL | 10KG SILVER GREY + GOLD YELLOW | PURCHASE AS REQUIRED
002451391 | CABLE,POWER,ELECTRICAL | 0.6/1kV, 4C+E, 70mm2 + 25mm2 E (18/2.35) Cu, X-90 Insulated/HFS-110-TP Bedded/DBT /HFS-110-TP Sheath/Nylon/HFS-110-TP Sheath, UV Stabilised, EESS-10733-01, | OLEX | OLEX AUSTRALIA PTY LTD | PDYC20SB004OMEM | CURRENT
002466894 | CABLE,POWER,ELECTRICAL | 0.6/1kV, 2C+E, 6mm2 + 2.5mm2 E Cu/ X-HF-90 Insulated/HFS-90-TP Bedding/DBT/ HFS-90-TP Orange Sheath, Red Black Green/Yellow Insulation, 500m Wood Drum | MIDLANDS | MIDLAND METALS | MMO-2+E X 6 CU XHF HFS DBT HFS | CURRENT
002493179 | TESTER | MT575 Digital 10kV HV Insulation Tester, CAT IV 600V & CAT III 1000V, Insulation Test Range from 1000V to 10,000V | MAJORTCH | MAJOR TECH AUSTRALIA | MT575 | CURRENT
002493179 | TESTER | MT575 Digital 10kV HV Insulation Tester, CAT IV 600V & CAT III 1000V, Insulation Test Range from 1000V to 10,000V | CNWPL | CNW PL - SLACKS CREEK | MAJMT575 | CURRENT
002493187 | LEAD SET,TEST | 5m Test Leads, for Major Tech MT575 10kV HV Insulation Tester | CNWPL | CNW PL - SLACKS CREEK | BI11523 | CURRENT
002493187 | LEAD SET,TEST | 5m Test Leads, for Major Tech MT575 10kV HV Insulation Tester | MAJORTCH | MAJOR TECH AUSTRALIA | BI11523 | CURRENT
002493195 | COVER,ELECTRICAL EQUIPMENT | HD Downlead Cover, 50mm ID, 2.7m Lg, 2.6mm Wall, Black, UV Stablilsed PVC, Fire Retardant, for use on Timber Poles | RMS | RELAY MONITORING SYSTEMS PL | EWG50-FRM | CURRENT
002493203 | RELAY,PROTECTION | FW 5.1.11, Line Diff, 16/10 IO, 48/250VDC Pwr, 1/5A CT, 850nm MMOF Line Comms Module, DNP3 over 100BaseFX (LC), 4U Case, IEC61850 Ed2 | ABB | ABB FAN PTY LTD | RED615 HBDDAEAGNPH1AMA11G | CURRENT
002493211 | RELAY,PROTECTION | FW 5.1.11, Line Diff, 16/10 IO, 24/60VDC Pwr, 1/5A CT, 850nm MMOF Line Comms Module, DNP3 over 100BaseFX (LC), 4U Case, IEC61850 Ed2 | ABB | ABB FAN PTY LTD | RED615 HBDDAEAGNPH1AMA21G | CURRENT
002493229 | RELAY,PROTECTION | FW 5.1.11, Line Diff, 16/10 IO, 48/250VDC Pwr, 1/5A CT, 1300nm SMOF Line Comms Module, DNP3 over 100BaseFX (LC), 4U Case, IEC61850 Ed2 | ABB | ABB FAN PTY LTD | RED615 HBDDAEAGNQH1AMA11G | CURRENT
002493237 | RELAY,PROTECTION | FW 5.1.11, Line Diff, 16/10 IO, 24/60VDC Pwr, 1/5A CT, 1300nm SMOF Line Comms Module, DNP3 over 100BaseFX (LC), 4U Case, IEC61850 Ed2 | ABB | ABB FAN PTY LTD | RED615 HBDDAEAGNQH1AMA21G | CURRENT
002493252 | ROLLER | Acetal Roller, 86mm Dia, for Strap Hoist EWP Lifting Jib, Dwg 2193-01103-Rev B | PENTA | PENTA AUST (TMAC THEW & MCCANN/HYLEC) | PA21793 | CURRENT
002493252 | ROLLER | Acetal Roller, 86mm Dia, for Strap Hoist EWP Lifting Jib, Dwg 2193-01103-Rev B | HYLEC | HYLEC PTY LTD | ACETALREELEGX | CURRENT
002493286 | TOOL | Installation & Removal Tool, Universal Head FCI Adapter, for LFI Navigator Series, Sunrise Adaptor | MVTECH | MV TECHNOLOGY SOLUTIONS P/L | 49-6006-004 | CURRENT
002493286 | TOOL | Installation & Removal Tool, Universal Head FCI Adapter, for LFI Navigator Series, Sunrise Adaptor | HRSTMNN | HORSTMANN GMBH (MANUFACTURER) | 49-6006-004 | CURRENT
002493302 | HOLDER,MARKER | UBE/D, Marker Carrier, Terminal Label Holder, Marking Field Size 40 x 17mm, DIN Rail Mount | PHOENIX | PHOENIX CONTACT PTY LTD | 0800307 | CURRENT
002493310 | COVER,TERMINAL BLOCK | AP-ME, Cover Profile, PVC, Transparent, 1m Lg | PHOENIX | PHOENIX CONTACT PTY LTD | 3034361 | CURRENT
002493328 | COVER,TERMINAL | APH-ME, Cover Profile Carrier, Sealable, DIN Rail Mount, for AP-ME Cover Profile | PHOENIX | PHOENIX CONTACT PTY LTD | 3034374 | CURRENT
002493336 | END PLATE,TERMINAL BLOCK | APT-ME, Cover Profile Carrier, DIN Rail Mount, End Plate for AP-ME Cover Profile | PHOENIX | PHOENIX CONTACT PTY LTD | 3034358 | CURRENT
002493344 | TERMINAL BLOCK | Type PTV 6, Feed-through, 41A Nom, 1000V Nom, 6mm2 Cross-Section, 2 Connections, Gray | PHOENIX | PHOENIX CONTACT PTY LTD | 1116734 | CURRENT
002493351 | END PLATE,TERMINAL BLOCK | D-PTV 6, End Cover, 36mm D, 2.2mm W, 61mm H, Gray, DIN Rail Mount | PHOENIX | PHOENIX CONTACT PTY LTD | 1180894 | CURRENT
002493369 | COVER,TERMINAL | AP 3-TNS 35, Cover Profile Carrier, Sealable, DIN Rail Mount, for AP 3 Cover Profile | PHOENIX | PHOENIX CONTACT PTY LTD | 5022672 | CURRENT
002493377 | COVER,TERMINAL BLOCK | AP 3, Cover Profile, PVC, Transparent, 1m Lg | PHOENIX | PHOENIX CONTACT PTY LTD | 5022643 | CURRENT
002493385 | CIRCUIT BREAKER | MCB, Acti9 iC60H, 6A, 1 Pole, C-Curve | SCHNEIDR | SCHNEIDER PTY LTD (MANUFACTURER) | A9F54106 | CURRENT
002493393 | INSULATION SLEEVING,ELECTRICAL | Heavy-Wall Heat Shrink Tubing, 180-50mm, 400mm Lg c/w Adhesive Coating, Pack of 5 | RAYCHEM | RAYCHEM (AUSTRALIA) PTY LTD | WCSM-180/50-400/S | CURRENT
002493393 | INSULATION SLEEVING,ELECTRICAL | Heavy-Wall Heat Shrink Tubing, 180-50mm, 400mm Lg c/w Adhesive Coating, Pack of 5 | TECONN | TE CONNECTIVITY LTD | EP6824-000 | CURRENT
002493401 | BRACKET,MOUNTING | Pole Termination Cable Cleat Saddle, Galv Steel, suit Ellis Al 2 Hole Cable Clamps, for 33kV 185mm2, Dwg 12588-A3 | GLOBAL | GLOBAL MANUFACTURING GROUP | ENERGEX-12588-A3-CABLE-185 | CURRENT
000104779 | SHADE BRIM,SAFETY HELMET | Snap Brim, Plastic, for Sun Protection, White Only, suit Protector 43 Safety Caps | ATOMSUPP | ATOM SUPPLY | 79903070 | CURRENT
000104779 | SHADE BRIM,SAFETY HELMET | Snap Brim, Plastic, for Sun Protection, White Only, suit Protector 43 Safety Caps | SNAPBRIM | SNAP BRIM (MANUFACTURER) | HC600 | CURRENT
000104448 | WRENCH | Drive End, 2133mm Lg (7ft), Rated at 10000 Lbf.ft | AMPLITUD | AMPLITUDE PTY LTD - 396777 | SAE09639 | CURRENT
002493419 | BIT,SCREWDRIVER | Milwaukee, Shockwave Power Bit, Phillips #2, 150mm (6") Lg, suit 1/4" Impact Driver Quick Connect | C&LTOOL | CALTCO T/A C&L TOOL CENTRE | MILWA48324902 | CURRENT
002493419 | BIT,SCREWDRIVER | Milwaukee, Shockwave Power Bit, Phillips #2, 150mm (6") Lg, suit 1/4" Impact Driver Quick Connect | MILWAUKE | MILWAUKEE POWER TOOLS | 48324902 | CURRENT
002493419 | BIT,SCREWDRIVER | Milwaukee, Shockwave Power Bit, Phillips #2, 150mm (6") Lg, suit 1/4" Impact Driver Quick Connect | C&LTOOL | CALTCO T/A C&L TOOL CENTRE | MILWA48324802 | CURRENT
002493427 | DRILL-DRIVER,ELECTRIC,PORTABLE | Milwaukee, M12 Fuel, 1/4" Hex Impact Driver Quick Connect, 12V, Tri-LED Lighting, Tool Only | MILWAUKE | MILWAUKEE POWER TOOLS | M12FID20 | CURRENT
002493427 | DRILL-DRIVER,ELECTRIC,PORTABLE | Milwaukee, M12 Fuel, 1/4" Hex Impact Driver Quick Connect, 12V, Tri-LED Lighting, Tool Only | C&LTOOL | CALTCO T/A C&L TOOL CENTRE | MILWTM12FID20 | CURRENT
001543095 | CABLE,POWER,ELECTRICAL | 0.6/1kV, 1C, 16mm2 (7/1.70) Cu/XLPE (X-90UV) Insul, Black, Metre Marked, 250m Wood Drum, JTS 03-01-08 (scm) | OLEX | OLEX AUSTRALIA PTY LTD | XDCP15SB001AACX | CURRENT
001543095 | CABLE,POWER,ELECTRICAL | 0.6/1kV, 1C, 16mm2 (7/1.70) Cu/XLPE (X-90UV) Insul, Black, Metre Marked, 250m Wood Drum, JTS 03-01-08 (scm) | MIDLANDS | MIDLAND METALS | MMO-1X16 CU X BLK | CURRENT
001543184 | CABLE,POWER,ELECTRICAL | 0.6/1kV, 1C, 70mm2 (19/2.14) Cu/XLPE (X-90) Insul, Grn/Ylw, Metre Marked, 250m Wood Drum, JTS 03-01-08 (Not for outdoor use) | OLEX | OLEX AUSTRALIA PTY LTD | XDCC20SB001AAHN | CURRENT
001543184 | CABLE,POWER,ELECTRICAL | 0.6/1kV, 1C, 70mm2 (19/2.14) Cu/XLPE (X-90) Insul, Grn/Ylw, Metre Marked, 250m Wood Drum, JTS 03-01-08 (Not for outdoor use) | MIDLANDS | MIDLAND METALS | MMO-1X70 CU X G/Y | CURRENT
001543176 | CABLE,POWER,ELECTRICAL | 0.6/1kV, 1C, 70mm2 (19/2.14) Cu/XLPE (X-90UV) Insul, Black, Metre Marked, 250m Wood Drum, JTS 03-01-08 (scm) | OLEX | OLEX AUSTRALIA PTY LTD | XDCC20SB001AABK | CURRENT
001543176 | CABLE,POWER,ELECTRICAL | 0.6/1kV, 1C, 70mm2 (19/2.14) Cu/XLPE (X-90UV) Insul, Black, Metre Marked, 250m Wood Drum, JTS 03-01-08 (scm) | MIDLANDS | MIDLAND METALS | MMO-1X70 CU X BLK | CURRENT
002402818 | CABLE,POWER,ELECTRICAL | 0.6/1kV, 1C, 95mm2 (37/1.78) Cu/XLPE (X-90UV) Insul, Black, Metre Marked, 250m Wood Drum, JTS 03-01-08 (scm) | OLEX | OLEX AUSTRALIA PTY LTD | XDCC22SB001AACX | CURRENT
002402818 | CABLE,POWER,ELECTRICAL | 0.6/1kV, 1C, 95mm2 (37/1.78) Cu/XLPE (X-90UV) Insul, Black, Metre Marked, 250m Wood Drum, JTS 03-01-08 (scm) | MIDLANDS | MIDLAND METALS | MMO-1X95 CU X BLK | CURRENT
001543133 | CABLE,POWER,ELECTRICAL | 0.6/1kV, 1C, 150mm2 (37/2.25) Cu/XLPE (X-90UV) Insul, Black, Metre Marked, 250m Wood Drum, JTS 03-01-08 (scm) | OLEX | OLEX AUSTRALIA PTY LTD | XDCP24SB001AACX | CURRENT
001543133 | CABLE,POWER,ELECTRICAL | 0.6/1kV, 1C, 150mm2 (37/2.25) Cu/XLPE (X-90UV) Insul, Black, Metre Marked, 250m Wood Drum, JTS 03-01-08 (scm) | MIDLANDS | MIDLAND METALS | MMO-1X150 CU X BLK | CURRENT
001543140 | CABLE,POWER,ELECTRICAL | 0.6/1kV, 1C, 185mm2 (37/2.52) Cu/XLPE (X-90UV) Insul, Black, Metre Marked, 250m Wood Drum, JTS 03-01-08 (scm) | OLEX | OLEX AUSTRALIA PTY LTD | XDCP25SB001AACX | CURRENT
001543140 | CABLE,POWER,ELECTRICAL | 0.6/1kV, 1C, 185mm2 (37/2.52) Cu/XLPE (X-90UV) Insul, Black, Metre Marked, 250m Wood Drum, JTS 03-01-08 (scm) | MIDLANDS | MIDLAND METALS | MMO-1X185 CU X BLK | CURRENT
002401198 | CABLE,POWER,ELECTRICAL | 0.6/1kV, 1C, 240mm2 Cu/XLPE (X-90UV) Insul, Black, Metre Marked, 250m Wood Drum, JTS 03-01-08 (scm) | OLEX | OLEX AUSTRALIA PTY LTD | XDCP26SB001AACX | CURRENT
002401198 | CABLE,POWER,ELECTRICAL | 0.6/1kV, 1C, 240mm2 Cu/XLPE (X-90UV) Insul, Black, Metre Marked, 250m Wood Drum, JTS 03-01-08 (scm) | MIDLANDS | MIDLAND METALS | MMO-1X240 CU X BLK | CURRENT
002400210 | CABLE,POWER,ELECTRICAL | 0.6/1kV, 1C, 16mm2 (7/1.70) Cu/XLPE (X-90UV) Sheath, Red, 250m Wood Drum, JTS 03-01-08 | OLEX | OLEX AUSTRALIA PTY LTD | XDCP15SB001AAJB | CURRENT
002400210 | CABLE,POWER,ELECTRICAL | 0.6/1kV, 1C, 16mm2 (7/1.70) Cu/XLPE (X-90UV) Sheath, Red, 250m Wood Drum, JTS 03-01-08 | MIDLANDS | MIDLAND METALS | MMO-1X16 CU X RD | CURRENT
001542803 | CABLE,POWER,ELECTRICAL | 0.6/1kV, 1C, 4mm2 (7/0.85) Cu/PVC (V-90) Sheath, White, 100m Plastic Spool, JTS 03-01-08 | OLEX | OLEX AUSTRALIA PTY LTD | BAAP09A1001AAWT | CURRENT
001542803 | CABLE,POWER,ELECTRICAL | 0.6/1kV, 1C, 4mm2 (7/0.85) Cu/PVC (V-90) Sheath, White, 100m Plastic Spool, JTS 03-01-08 | MIDLANDS | MIDLAND METALS | MMO-1X4 CU PVC WHT | CURRENT
001542811 | CABLE,POWER,ELECTRICAL | 0.6/1kV, 1C, 4mm2 (7/0.85) Cu/PVC (V-90) Sheath, Blue, 100m Plastic Spool, JTS 03-01-08 | OLEX | OLEX AUSTRALIA PTY LTD | BAAP09A1001AABE | CURRENT
001542811 | CABLE,POWER,ELECTRICAL | 0.6/1kV, 1C, 4mm2 (7/0.85) Cu/PVC (V-90) Sheath, Blue, 100m Plastic Spool, JTS 03-01-08 | MIDLANDS | MIDLAND METALS | MMO-1X4 CU PVC BLU | CURRENT
001542889 | CABLE,POWER,ELECTRICAL | 0.6/1kV, 1C, 6mm2 (7/1.04) Cu/PVC (V-90) Sheath, White, 100m Plastic Spool, JTS 03-01-08 | OLEX | OLEX AUSTRALIA PTY LTD | BAAP11A1001AAWT | CURRENT
001542889 | CABLE,POWER,ELECTRICAL | 0.6/1kV, 1C, 6mm2 (7/1.04) Cu/PVC (V-90) Sheath, White, 100m Plastic Spool, JTS 03-01-08 | MIDLANDS | MIDLAND METALS | MMO-1X6 CU PVC WHT | CURRENT
001542935 | CABLE,POWER,ELECTRICAL | 0.6/1kV, 1C, 10mm2 (7/1.35) Cu/PVC (V-90) Sheath, Red, 100m Plastic Spool, JTS 03-01-08 | OLEX | OLEX AUSTRALIA PTY LTD | BAAP13A1001AARD | CURRENT
001542935 | CABLE,POWER,ELECTRICAL | 0.6/1kV, 1C, 10mm2 (7/1.35) Cu/PVC (V-90) Sheath, Red, 100m Plastic Spool, JTS 03-01-08 | MIDLANDS | MIDLAND METALS | MMO-1X10 CU PVC RD | CURRENT
001542943 | CABLE,POWER,ELECTRICAL | 0.6/1kV, 1C, 10mm2 (7/1.35) Cu/PVC (V-90) Sheath, Black, 100m Plastic Spool, JTS 03-01-08 (scm) | OLEX | OLEX AUSTRALIA PTY LTD | BAAP13AA001AABK | CURRENT
001542943 | CABLE,POWER,ELECTRICAL | 0.6/1kV, 1C, 10mm2 (7/1.35) Cu/PVC (V-90) Sheath, Black, 100m Plastic Spool, JTS 03-01-08 (scm) | MIDLANDS | MIDLAND METALS | MMO-1X10 CU PVC BLK | CURRENT
002401141 | CABLE,POWER,ELECTRICAL | 0.6/1kV, 1C, 16mm2 (7/1.70) Cu/PVC (V-90) Insul, Blue, 100m Wood Drum, JTS 03-01-08 | OLEX | OLEX AUSTRALIA PTY LTD | BAAP15AA001AABE | CURRENT
002401141 | CABLE,POWER,ELECTRICAL | 0.6/1kV, 1C, 16mm2 (7/1.70) Cu/PVC (V-90) Insul, Blue, 100m Wood Drum, JTS 03-01-08 | MIDLANDS | MIDLAND METALS | MMO-1X16 CU PVC BLU | CURRENT
002401142 | CABLE,POWER,ELECTRICAL | 0.6/1kV, 1C, 16mm2 (7/1.70) Cu/PVC (V-90) Insul, White, 100m Wood Drum, JTS 03-01-08 | OLEX | OLEX AUSTRALIA PTY LTD | BAAP15A1001AAWT | CURRENT
002401142 | CABLE,POWER,ELECTRICAL | 0.6/1kV, 1C, 16mm2 (7/1.70) Cu/PVC (V-90) Insul, White, 100m Wood Drum, JTS 03-01-08 | MIDLANDS | MIDLAND METALS | MMO-1X16 CU PVC WHT | CURRENT
002401130 | CABLE,POWER,ELECTRICAL | 0.6/1kV, 1C, 25mm2 (19/1.35) Hard Drawn, Cu/XLPE (X-90UV) Sheath, Black, 250m Wood Drum, JTS 03-01-08 (scm) | OLEX | OLEX AUSTRALIA PTY LTD | XDCT17SB001AACX | CURRENT
002401130 | CABLE,POWER,ELECTRICAL | 0.6/1kV, 1C, 25mm2 (19/1.35) Hard Drawn, Cu/XLPE (X-90UV) Sheath, Black, 250m Wood Drum, JTS 03-01-08 (scm) | MIDLANDS | MIDLAND METALS | MMO-1X25 CU X BLK | CURRENT
001313021 | CABLE,POWER,ELECTRICAL | 0.6/1kV, 1C, 35mm2 (19/1.53) Hard Drawn, Cu/XLPE (X-90UV) Insul, Metre Marked, 250m Wood Drum, JTS 03-01-08 (scm) | OLEX | OLEX AUSTRALIA PTY LTD | XDCT18SB001AACX | CURRENT
001313021 | CABLE,POWER,ELECTRICAL | 0.6/1kV, 1C, 35mm2 (19/1.53) Hard Drawn, Cu/XLPE (X-90UV) Insul, Metre Marked, 250m Wood Drum, JTS 03-01-08 (scm) | MIDLANDS | MIDLAND METALS | MMO-1X35 CU X BLK | CURRENT
001313028 | CABLE,POWER,ELECTRICAL | 0.6/1kV, 1C, 50mm2 (19/1.78) Hard Drawn, Cu/XLPE (X-90UV) Insul, Black, Metre Marked, 250m Wood Drum, JTS 03-01-08 (scm) | OLEX | OLEX AUSTRALIA PTY LTD | XDCT19SB001AACX | CURRENT
001313028 | CABLE,POWER,ELECTRICAL | 0.6/1kV, 1C, 50mm2 (19/1.78) Hard Drawn, Cu/XLPE (X-90UV) Insul, Black, Metre Marked, 250m Wood Drum, JTS 03-01-08 (scm) | MIDLANDS | MIDLAND METALS | MMO-1X50 HDCU X BLK | CURRENT
001541785 | CABLE,POWER,ELECTRICAL | SDI, 450/750V, 2C+E, 2.5mm2 (7/0.67) Cu/ PVC, Sheath, White, Flat, JTS 03-01-08 | OLEX | OLEX AUSTRALIA PTY LTD | CNCP07A1002WVAA | CURRENT
001541785 | CABLE,POWER,ELECTRICAL | SDI, 450/750V, 2C+E, 2.5mm2 (7/0.67) Cu/ PVC, Sheath, White, Flat, JTS 03-01-08 | MIDLANDS | MIDLAND METALS | MMO-2+EX2.5 CU PVC PVC FLAT | CURRENT
002401145 | CABLE,POWER,ELECTRICAL | 450/750V, 2C, 6mm2 (7/1.04) Cu/PVC Insul /PVC Sheath, White, Flat, 100m Plastic Spool, JTS 03-01-08 | OLEX | OLEX AUSTRALIA PTY LTD | CACP11A5002WVAA | CURRENT
002401145 | CABLE,POWER,ELECTRICAL | 450/750V, 2C, 6mm2 (7/1.04) Cu/PVC Insul /PVC Sheath, White, Flat, 100m Plastic Spool, JTS 03-01-08 | MIDLANDS | MIDLAND METALS | MMO-2X6 CU PVC PVC FLAT | CURRENT
002466886 | CABLE,POWER,ELECTRICAL | 0.6/1kV, 2C, 4mm2 Cu/X-HF-90 Insul/ HFS-90-TP Bedding/DBT/HFS-90-TP, Black Sheath, Red & Black Insul, 100m Wood Drum, JTS 03-01-08 | MIDLANDS | MIDLAND METALS | MMO-2X4 CU X DBT HFS NJ HFS | CURRENT
002466910 | CABLE,POWER,ELECTRICAL | 0.6/1kV, 4C+E, 4mm2+2.5mm2 E Cu/X-HF-90 Insul/HFS-90-TP Bedding/DBT/HFS-90-TP, Orange Sheath, Red Wht Blue Blk Grn/Ylw Insul, 500m Wood Drum, JTS 03-01-08 | MIDLANDS | MIDLAND METALS | MMO-4+EX4 CU XHF HFS DBT HFS | CURRENT
002466928 | CABLE,POWER,ELECTRICAL | 0.6/1kV, 4C+E, 6mm2+2.5mm2 E Cu/X-HF-90 Insul/HFS-90-TP Bedding/DBT/HFS-90-TP, Orange Sheath, Red Wht Blue Blk Grn/Ylw Insul, 500m Wood Drum, JTS 03-01-08 | MIDLANDS | MIDLAND METALS | MMO-4+E X 6 CU XHF HFS DBT HFS | CURRENT
002466944 | CABLE,POWER,ELECTRICAL | 0.6/1kV, 4C+E, 25mm2+6mm2 E Cu/X-HF-90 Insul/HFS-90-TP Bedding/DBT/HFS-90-TP, Orange Sheath, Red Wht Blue Blk Grn/Ylw Insul, 500m Wood Drum, JTS 03-01-08 | MIDLANDS | MIDLAND METALS | MMO-4+EX25 CU X DBT HFS NJ HFS | CURRENT
002466951 | CABLE,POWER,ELECTRICAL | 0.6/1kV, 4C+E, 35mm2+10mm2 E Cu/X-HF-90 Insul/HFS-90-TP Bedding/DBT/HFS-90-TP, Orange Sheath, Red Wht Blue Blk Grn/Ylw Insul, 500m Wood Drum, JTS 03-01-08 | MIDLANDS | MIDLAND METALS | MMO-4+EX35 CU X DBT HFS NJ HFS | CURRENT
002466969 | CABLE,POWER,ELECTRICAL | 0.6/1kV, 4C+E, 70mm2+25mm2 E Cu/X-HF-90 Insul/HFS-90-TP Bedding/DBT/HFS-90-TP, Orange Sheath, Red Wht Blue Blk Grn/Ylw Insul, 500m Wood Drum, JTS 03-01-08 | MIDLANDS | MIDLAND METALS | MMO-4+EX70 CU XHF HFS DBT HFS | CURRENT
002466977 | CABLE,POWER,ELECTRICAL | 0.6/1kV, 4C+E, 240mm2+95mm2 E Cu/X-HF-90 Insul/HFS-90-TP Bedding/DBT/HFS-90-TP, Orange Sheath, Red Wht Blue Blk Grn/Ylw Insul, 100m Wood Drum, JTS 03-01-08 | MIDLANDS | MIDLAND METALS | MMO-4+EX240CU X DBT HFS NJ HFS | CURRENT
002466985 | CABLE,POWER,ELECTRICAL | 0.6/1kV, 4C+E 400mm2+120mm2 E Cu/X-HF-90 Insul/HFS-90-TP Bedding/DBT/HFS-90-TP, Orange Sheath, Red Wht Blue Blk Grn/Ylw Insul, 100m Wood Drum, JTS 03-01-08 | MIDLANDS | MIDLAND METALS | MMO-4+EX400CU X DBT HFS NJ HFS | CURRENT
002466811 | CABLE,POWER,ELECTRICAL | 0.6/1kV, 1C, 70mm2 Cu/X-HF-90 Insul/ HFS-90-TP Bedding/DBT/HFS-90-TP Orange Sheath, Natural Insul, 500m Wood Drum, JTS 03-01-08 | MIDLANDS | MIDLAND METALS | MMO-1X70 CU X DBT HFS NJ HFS | CURRENT
002466829 | CABLE,POWER,ELECTRICAL | 0.6/1kV, 1C, 95mm2 Cu/X-HF-90 Insul/ HFS-90-TP Bedding/DBT/HFS-90-TP Orange Sheath, Natural Insul, 500m Wood Drum, JTS 03-01-08 | MIDLANDS | MIDLAND METALS | MMO-1X95 CU X DBT HFS NJ HFS | CURRENT
002466845 | CABLE,POWER,ELECTRICAL | 0.6/1kV, 1C, 240mm2 Cu/X-HF-90 Insul/ HFS-90-TP Bedding/DBT/HFS-90-TP Orange Sheath, Natural Insul, 250m Wood Drum, JTS 03-01-08 | MIDLANDS | MIDLAND METALS | MMO-1X240 CU X DBT HFS NJ HFS | CURRENT
002466373 | CABLE,POWER,ELECTRICAL | Flexible, 0.6/1kV, 1C, 35mm2 (490/0.30) Cu/X-HF-90/HFS-90-TP, 100m Wood Drum, JTS 03-01-08 | MIDLANDS | MIDLAND METALS | MMO-1X35 CU XHF HFS | CURRENT
002466381 | CABLE,POWER,ELECTRICAL | Flexible, 0.6/1kV, 1C, 50mm2 (714/0.30) Cu/X-HF-90/HFS-90-TP, 100m Wood Drum, JTS 03-01-08 | MIDLANDS | MIDLAND METALS | MMO-1X50 CU XHF HFS | CURRENT
002466399 | CABLE,POWER,ELECTRICAL | Flexible, 0.6/1kV, 1C, 70mm2 (980/0.30) Cu/X-HF-90/HFS-90-TP, 100m Wood Drum, JTS 03-01-08 | MIDLANDS | MIDLAND METALS | MMO-1X70 CU XHF HFS | CURRENT
002493435 | MODULE,TRANSCEIVER | 10G, SFP+ BiDi LR, TX1270 / RX1330nm, 20km, SMF, LC Simplex Connector, Programmable | FLEXOPTX | FLEXOPTIX UNIVERSAL TRANSCEIVERS | P.B1696.20.ADI | CURRENT
002493443 | MODULE,TRANSCEIVER | 10G, SFP+ BiDi LR, TX1330 / RX1270nm, 20km, SMF, LC Simplex Connector, Programmable | FLEXOPTX | FLEXOPTIX UNIVERSAL TRANSCEIVERS | P.B1696.20.DAI | CURRENT
002493450 | CUTTER,WEED,WHIP | Milwaukee, M-18 Fuel, Brushcutter Attachment, suits M18FOPH power Head | C&LTOOL | CALTCO T/A C&L TOOL CENTRE | MILWAM18FOPHBCA | CURRENT
002493450 | CUTTER,WEED,WHIP | Milwaukee, M-18 Fuel, Brushcutter Attachment, suits M18FOPH power Head | MILWAUKE | MILWAUKEE POWER TOOLS | M18FOPHBCA | CURRENT
002493468 | BLADE,BRUSHCUTTER | Milwaukee, 4 Tooth Brushcutter Blade, suits M18 Fuel Brushcutter M18FBC | MILWAUKE | MILWAUKEE POWER TOOLS | 49162757 | CURRENT
002493468 | BLADE,BRUSHCUTTER | Milwaukee, 4 Tooth Brushcutter Blade, suits M18 Fuel Brushcutter M18FBC | C&LTOOL | CALTCO T/A C&L TOOL CENTRE | MILWA49162757 | CURRENT
002493484 | PROCESSOR,GATEWAY | Opengear Terminal Server, 16 x Serial Ports, 2 x 36 to 72VDC Input, 2 x 1GbE Dual LAN Ports, 1RU Rack Mount, RJ45 RS-232 | DATA3 | DATA#3 LIMITED | CM8116-DDC | PURCHASE AS REQUIRED
002493492 | PROCESSOR,GATEWAY | Opengear Terminal Server, 32 x Serial Ports, 2 x 36 to 72VDC Input, 2 x 1GbE Dual LAN Ports, 1RU Rack Mount, RJ45 RS-232 | DATA3 | DATA#3 LIMITED | CM8132-DDC | PURCHASE AS REQUIRED
002493500 | PROCESSOR,GATEWAY | Opengear Terminal Server, 48 x Serial Ports, 2 x 36 to 72VDC Input, 2 x 1GbE Dual LAN Ports, 1RU Rack Mount, RJ45 RS-232 | DATA3 | DATA#3 LIMITED | CM8148-DDC | PURCHASE AS REQUIRED
002493518 | PROCESSOR,GATEWAY | Lantronix UDS1100-PoE, Single-Port, 1 x DM25F DCE Connector, Serial Interface RS-232/422/485, 300bps to 921.6Kbps Serial to Enet Terminal Server | LANTRONX | LANTRONIX INC. (MANUFACTURER) | UD11000P0-01 | CURRENT
002493518 | PROCESSOR,GATEWAY | Lantronix UDS1100-PoE, Single-Port, 1 x DM25F DCE Connector, Serial Interface RS-232/422/485, 300bps to 921.6Kbps Serial to Enet Terminal Server | MMELEC | MM ELECTRICAL MERCHANDISING | UD11000P0-01 | CURRENT
002493534 | SWITCHGEAR | Feeder Switchgear Unit, 36kV, 800A, 31.5kA, 2000A Bus, Metal Encl Fixed Switchgear & Control Gear Assy, suit 110V DC Aux Supply c/w CTs for Feeder & | SIEMENS | SIEMENS LTD | 8DA10 | CURRENT
002493542 | LAMP,LED | Headlamp, Rechargeable, COAST XPH25R, 400 Lumen, IP54, Twist Focus Pure Beam Flood & Spot, 120m Beam, Detachable Handheld Flashlight & Built-in | AMPLITUD | AMPLITUDE PTY LTD - 396777 | COAXPH25R | CURRENT
002493559 | BATTERY,STORAGE | Rechargeable, Zithion Battery, ZX310, Suits XPH25R Coast headlamp | AMPLITUD | AMPLITUDE PTY LTD - 396777 | COAZX310 | CURRENT
002493567 | CRIMPING TOOL, TERMINAL, HAND | Hand Crimper, Hex Crimper 6-50mm2, 390mm long | CABAC | CABAC (MANUFACTURER) | K05 | CURRENT
002493575 | CRIMPING TOOL, TERMINAL, HAND | Hand Crimper, Hex Crimper 6-120mm2, 660mm long | CABAC | CABAC (MANUFACTURER) | K06 | CURRENT
002493658 | SENSOR | NB3D Pulse Counter, Taggle, NB-IoT Transmitter Baton, Gen-3 D-Cell, Radio NB-IoT Band 28 c/w M12 Female Connector, for Yurika Metering | TAGGLE | TAGGLE SYSTEMS PTY LTD | NB3D-C0-I-1B-CON-0-0-AU | CURRENT
002493682 | SENSOR | SP3C Pulse Counter, Standard, Taggle Byron, 25mW Transmitter, 30min Sample & Transmit, LIPD Band radio C-Cell Battery c/w 1.9m Lead, for Yurika Metering | TAGGLE | TAGGLE SYSTEMS PTY LTD | SP3C-T1-I-1B-W-0-30-AU | CURRENT
002493740 | SLEEVES,ELECTRICAL WORKERS | Class 2, Extra Curve, Live Line Sleeves (pair) Length 610mm, Small Size 24" | YOTSUGI | YOTSUGI CO. LTD | RIS2RYECS-YT | CURRENT
002493757 | SLEEVES,ELECTRICAL WORKERS | Class 2, Extra Curve, Live Line Sleeves (pair) Length 675mm, Regular Size 26.5" | YOTSUGI | YOTSUGI CO. LTD | RIS2RYECR-YT | CURRENT
002493765 | SLEEVES,ELECTRICAL WORKERS | Class 2, Extra Curve, Live Line Sleeves (pair) Length 725mm, Large Size 28.5" | YOTSUGI | YOTSUGI CO. LTD | RIS2RYECL-YT | CURRENT
002493773 | SLEEVES,ELECTRICAL WORKERS | Class 2, Extra Curve, Live Line Sleeves (pair) Length 750mm, Extra Large Size 29.5" | YOTSUGI | YOTSUGI CO. LTD | RIS2RYECXL-YT | CURRENT
002493781 | SLEEVES,ELECTRICAL WORKERS | Class 4, Extra Curve, Live Line Sleeves (pair) Length 610mm, Small Size 24" | YOTSUGI | YOTSUGI CO. LTD | RIS4RYECS-YT | CURRENT
002493799 | SLEEVES,ELECTRICAL WORKERS | Class 4, Extra Curve, Live Line Sleeves (pair) Length 675mm, Regular Size 26.5" | YOTSUGI | YOTSUGI CO. LTD | RIS4RYECR-YT | CURRENT
002493807 | SLEEVES,ELECTRICAL WORKERS | Class 4, Extra Curve, Live Line Sleeves (pair) Length 725mm, Large Size 28.5" | YOTSUGI | YOTSUGI CO. LTD | RIS4RYECL-YT | CURRENT
002493815 | SLEEVES,ELECTRICAL WORKERS | Class 4, Extra Curve, Live Line Sleeves (pair) Length 750mm, Extra Large Size 29.5" | YOTSUGI | YOTSUGI CO. LTD | RIS4RYECXL-YT | CURRENT
002493823 | RESPIRATOR OUTFIT | Versaflo TRM-307C, TR-300+ PAPR Ready-to-go Kit, c/w M-307 Helmet with Flame Resistant Face Seal, Charger, P3 Filter & Padded Bag | ALLENS | ALLENS INDUSTRIAL PRODUCTS PTY LTD | AT010590548 | CURRENT
002493823 | RESPIRATOR OUTFIT | Versaflo TRM-307C, TR-300+ PAPR Ready-to-go Kit, c/w M-307 Helmet with Flame Resistant Face Seal, Charger, P3 Filter & Padded Bag | 3M | 3M AUSTRALIA PTY LTD | AT010590548 | CURRENT
002493831 | RESPIRATOR,PORTABLE | Versaflo TR-315A, Powered Air Purifying Respirator System | 3M | 3M AUSTRALIA PTY LTD | XA010037779 | CURRENT
002493831 | RESPIRATOR,PORTABLE | Versaflo TR-315A, Powered Air Purifying Respirator System | ALLENS | ALLENS INDUSTRIAL PRODUCTS PTY LTD | XA010037779 | CURRENT
002493849 | RESPIRATOR,AIR FILTERING | Versaflo M-307, High Impact Helmet & Faceshield, c/w Coated Visor & Flame Resistant Face Seal | ALLENS | ALLENS INDUSTRIAL PRODUCTS PTY LTD | 70071562006 | CURRENT
002493849 | RESPIRATOR,AIR FILTERING | Versaflo M-307, High Impact Helmet & Faceshield, c/w Coated Visor & Flame Resistant Face Seal | 3M | 3M AUSTRALIA PTY LTD | 70071562006 | CURRENT
002493856 | HOSE ASSY,AIR BREATHING | Versaflo BT-30, Length Adjusting Breathing Tube, Quick Release Swivel Connection, for Versaflo TR-300 Series PAPR | ALLENS | ALLENS INDUSTRIAL PRODUCTS PTY LTD | XA007706584 | CURRENT
002493856 | HOSE ASSY,AIR BREATHING | Versaflo BT-30, Length Adjusting Breathing Tube, Quick Release Swivel Connection, for Versaflo TR-300 Series PAPR | 3M | 3M AUSTRALIA PTY LTD | XA007706584 | CURRENT
002493864 | FILTER | Versaflo TR-3600 Prefilter, Particulate Filter, for Versaflo TR-300 Series PAPR | ALLENS | ALLENS INDUSTRIAL PRODUCTS PTY LTD | AT010592650 | CURRENT
002493864 | FILTER | Versaflo TR-3600 Prefilter, Particulate Filter, for Versaflo TR-300 Series PAPR | 3M | 3M AUSTRALIA PTY LTD | AT010592650 | CURRENT
002493880 | BELT | Versaflo TR-327, Easy-clean Waist Belt, for Versaflo TR-300 Series PAPR | ALLENS | ALLENS INDUSTRIAL PRODUCTS PTY LTD | XA007706709 | CURRENT
002493880 | BELT | Versaflo TR-327, Easy-clean Waist Belt, for Versaflo TR-300 Series PAPR | 3M | 3M AUSTRALIA PTY LTD | XA007706709 | CURRENT
002493898 | SPLICE ENCLOSURE,FIBRE OPTIC | OTP, OFS-200, 12-Way SC/SCA, Wall Mount, 1x Splice Cass, No Thru Adpts | OPTICAL | OPTICAL SYSTEMS DESIGN | OFS-200-12SSC-B-1 | CURRENT
002493906 | SPLICE ENCLOSURE,FIBRE OPTIC | OTP, OFS-200, 12-Way ST/FC, Wall Mount, 1x Splice Cass, No Thru Adpts | OPTICAL | OPTICAL SYSTEMS DESIGN | OFS-200-12ST/FC-B-1 | CURRENT
002493914 | SPLICE ENCLOSURE,FIBRE OPTIC | OTP, OFS-400, 48-Way ST/FC, 2RU, 19" Rack Mount, 4x Splice Cass, No Thru Adpts | OPTICAL | OPTICAL SYSTEMS DESIGN | OFS-400-48ST-B-4 | CURRENT
002493922 | SPLICE ENCLOSURE,FIBRE OPTIC | OTP, OFS-400, 72-Way SC/SCA, 2RU, 19" Rack Mount, 3x High Cap Splice Cass, No Thru Adpts | OPTICAL | OPTICAL SYSTEMS DESIGN | OFS-400-72SSC-H-3 | CURRENT
002493930 | SPLICE ENCLOSURE,FIBRE OPTIC | OTP, OFS-200, 24-Way ST/FC, Wall Mount, IP Rated, 2x Splice Cass, No Thru Adpts | OPTICAL | OPTICAL SYSTEMS DESIGN | OFS-200-24ST-B-2-IP | CURRENT
002493948 | SPLICE ENCLOSURE,FIBRE OPTIC | OTP, OFS-200, 24-Way SC/SCA, Wall Mount, IP Rated, 2x Splice Cass, No Thru Adpts | OPTICAL | OPTICAL SYSTEMS DESIGN | OFS-200-24SSC-B-2-IP | CURRENT
002493955 | SPLICE ENCLOSURE,FIBRE OPTIC | OTP, OFS-MOD12, 12-Way SC/SCA, 1x Splice Cass, No Thru Adpts | OPTICAL | OPTICAL SYSTEMS DESIGN | OFS-MOD-12SC | CURRENT
002493963 | SPLICE ENCLOSURE,FIBRE OPTIC | OTP, OFS-MOD12, 12-Way ST/FC, 1x Splice Cass, No Thru Adpts | OPTICAL | OPTICAL SYSTEMS DESIGN | OFS-MOD-12ST | CURRENT
002493971 | SPLICE ENCLOSURE,FIBRE OPTIC | OTP, OFS-800, 96-Way SC/SCA, Wall Mount, IP Rated, 8x Splice Cass, 100x Splice Prot, No Thru Adpts | OPTICAL | OPTICAL SYSTEMS DESIGN | OFS-CSPN-084 | CURRENT
002493989 | SPLICE ENCLOSURE,FIBRE OPTIC | OTP, OFS-800 SCA Kit, 96-Way SC/SCA, Wall Mount, IP Rated, 8x Splice Cass, 100x Splice Prot, 72x SCA Thru Adpts, 72x SCA SMOF Pigtails | OPTICAL | OPTICAL SYSTEMS DESIGN | OFS-CSPN-085 | CURRENT
002493997 | SPLICE ENCLOSURE,FIBRE OPTIC | OTP, OFS-800, 72-Way ST/FC, Wall Mount, IP Rated, 6x Splice Cass, 100x Splice Prot, No Thru Adpts | OPTICAL | OPTICAL SYSTEMS DESIGN | OFS-CSPN-086 | CURRENT
002494003 | SPLICE ENCLOSURE,FIBRE OPTIC | OTP, OFS-800 FC Kit, 72-Way ST/FC, Wall Mount, IP Rated, 6x Splice Cass, 100x Splice Prot, 72x FC Thru Adpts, 72x FC SMOF Pigtails | OPTICAL | OPTICAL SYSTEMS DESIGN | OFS-CSPN-087 | CURRENT
002494011 | SPLICE ENCLOSURE,FIBRE OPTIC | OTP, OFS-900 FC Kit, 24-Way ST/FC, 1RU, 19" Rack Mount, 2x Splice Cass, 25x Splice Prot, 24x FC Thru Adpts, 24x FC SMOF Pigtails | OPTICAL | OPTICAL SYSTEMS DESIGN | OFS-CSPN-088 | CURRENT
002494029 | SPLICE ENCLOSURE,FIBRE OPTIC | OTP, OFS-900 ST Kit, 24-Way ST/FC, 1RU, 19" Rack Mount, 2x Splice Cass, 25x Splice Prot, 24x ST Thru Adpts, 24x ST OM1 Pigtails | OPTICAL | OPTICAL SYSTEMS DESIGN | OFS-CSPN-089 | CURRENT
002494037 | SPLICE ENCLOSURE,FIBRE OPTIC | OTP, OFS-900 SCA Kit, 24-Way SC/SCA, 1RU, 19" Rack Mount, 2x Splice Cass, 25x Splice Prot, 24x SCA Thru Adpts, 24x SCA SMOF Pigtails | OPTICAL | OPTICAL SYSTEMS DESIGN | OFS-CSPN-090 | CURRENT
002494045 | SPLICE ENCLOSURE,FIBRE OPTIC | OTP, OFS-900 DLC OM3 Kit, 24-Way SC/SCA, 1RU, 19" Rack Mount, 2x Splice Cass, 25x Splice Prot, 12x DLC OM3 Thru Adpts, 12x SC Blanks, 24x LC OM3 Pigtails | OPTICAL | OPTICAL SYSTEMS DESIGN | OFS-CSPN-091 | CURRENT
002494052 | SPLICE ENCLOSURE,FIBRE OPTIC | OTP, OFS-200 FC Kit, 24-Way ST/FC, Wall Mount, IP Rated, 2x Splice Cass, 25x Splice Prot, 24x FC Thru Adpts, 24x FC SMOF Pigtails | OPTICAL | OPTICAL SYSTEMS DESIGN | OFS-CSPN-092 | CURRENT
002494060 | SPLICE ENCLOSURE,FIBRE OPTIC | OTP, OFS-200 ST Kit, 24-Way ST/FC, Wall Mount, IP Rated, 2x Splice Cass, 25x Splice Prot, 24x ST Thru Adpts, 24x ST OM1 Pigtails | OPTICAL | OPTICAL SYSTEMS DESIGN | OFS-CSPN-093 | CURRENT
002494078 | SPLICE ENCLOSURE,FIBRE OPTIC | OTP, OFS-200 SCA Kit, 24-Way SC/SCA, Wall Mount, IP Rated, 2x Splice Cass, 25x Splice Prot, 24x SCA Thru Adpts, 24x SCA SMOF Pigtails | OPTICAL | OPTICAL SYSTEMS DESIGN | OFS-CSPN-094 | CURRENT
002494086 | SPLICE ENCLOSURE,FIBRE OPTIC | OTP, OFS-200 DLC OM3 Kit, 24-Way SC/SCA, Wall Mount, IP Rated, 2x Splice Cass, 25x Splice Prot, 12x DLC OM3 Thru Adpts, 12x SC Blanks, 24x LC OM3 Pigtails | OPTICAL | OPTICAL SYSTEMS DESIGN | OFS-CSPN-095 | CURRENT
002494094 | SPLICE ENCLOSURE,FIBRE OPTIC | OTP, OFS-400 SCA Kit, 72-Way SC/SCA, 2RU 19" Rack Mount, 3x High Cap Splice Cass, 75x Splice Prot, 72x SCA Thru Adpts, 72x SCA SMOF Pigtails | OPTICAL | OPTICAL SYSTEMS DESIGN | OFS-CSPN-096 | CURRENT
002494102 | SPLICE ENCLOSURE,FIBRE OPTIC | OTP, OFS-400 FC Kit, 48-Way SC/SCA, Wall Mount, 4x Splice Cass, 50x Splice Prot, 48x FC Thru Adpts, 48x FC SMOF Pigtails | OPTICAL | OPTICAL SYSTEMS DESIGN | OFS-CSPN-097 | CURRENT
002494110 | SPLICE ENCLOSURE,FIBRE OPTIC | CLJ, FOSC-400D5 Kit, Patch Basket, 2x SC/SCA Splice/Patch Tray, 45mm Splice Prot, 12x DLC SMOF Thru Adpts, 24x LC SMOF Pigtails, 6x 1m LC-LC Duplex Patch | OPTICAL | OPTICAL SYSTEMS DESIGN | OFS-CSPN-098 | CURRENT
002494128 | SPLICE ENCLOSURE,FIBRE OPTIC | OTP, GEN MOD-12 Sub Kit, 12-Way SC/SCA, Wall Mount, SS IP Rated, 5x Splice Prot, 2x DLC OM3 Thru Adpts, 4x LC OM3 Pigtails | OPTICAL | OPTICAL SYSTEMS DESIGN | OFS-CSPN-099 | CURRENT
002494136 | SPLICE ENCLOSURE,FIBRE OPTIC | OTP, GEN MOD-12 DTS Kit, 12-Way SC/SCA, Wall Mount, SS IP Rated, 10x Splice Prot 4x E2000 OM3 Thru Adpts, 4x E2000 OM3 Pigtails, 4x SCA Thru Adpts, 4x SCA SMOF | OPTICAL | OPTICAL SYSTEMS DESIGN | OFS-CSPN-100 | CURRENT
002407243 | GRIP,DEADEND | Aerial c/w Earth, 1.5m Earth Bond Lead & No Shackle, suit 14.0mm CC-38/48/551, ETS 11-09-01 | DULHUNTY | DULHUNTY INDUSTRIES PTY LTD | OPGWTS-1390L-ER | CURRENT
002407249 | CLAMP,SUSPENSION | Downlead Cushion, suit 14.0mm OPGW & with 14.0mm OPGW & Attachment to Concrete Pole, ETS 11-09-01 | TEN | THE ENERGY NETWORK | OPGW-DL-18-CW | CURRENT
002426880 | BRACKET,MOUNTING | OPGW Mounting Bracket, suit Coiling, 11.4mm & 14.0mm OPGW (scm) | OPTICAL | OPTICAL SYSTEMS DESIGN | OFS-1080-18-02 | CURRENT
002407241 | CLAMP,SUSPENSION | Double Armour Grip, suit 13.62mm-14.20mm LHL OPGW CC-38/48/551 c/w Yoke Plate, No Shackle or Clevis Tongues, M16 Bolt, ETS 11-09-01 | PLP AUST | PREFORMED LINE PRODUCTS (AUST) | OFAGS-4300210L-ER | CURRENT
002407252 | SHACKLE | Bow, Galv Steel, 120kN c/w Clevis Bolt Nut & Hump Split Pin, ETS 11-09-01 (scm) | PLP AUST | PREFORMED LINE PRODUCTS (AUST) | S120A | CURRENT
002407256 | CLEVIS,TONGUE | 120kN, ETS 11-09-01 | TEN | THE ENERGY NETWORK | CT-120 | CURRENT
002416345 | WASHER,FLAT | Round, M12, 25mm OD, 1.6mm Thk, S/Steel Gde 316, Aust Std | HOBSON | HOBSON ENGINEERING CO PTY LTD 393904 | WFRS6M12240T15 | CURRENT
002407139 | DAMPER,VIBRATION,TRANSMISSION LINE | Stockbridge Type, OPGW, 14.0 mm with Structural Rods, ETS 11-09-01 | TEN | THE ENERGY NETWORK | 4D20-23.4OPGW | CURRENT
002407239 | CLAMP,SUSPENSION | Armour Grip c/w Structural Rods & Earth suit 13.62mm-14.20 mm CC-38/48/551 LHL OPGW,No Shackle or Twist/Eye Tongue, ETS 11-09-01 | PLP AUST | PREFORMED LINE PRODUCTS (AUST) | OPGWSS-1362L-ER | CURRENT
002407253 | TWISTED EYE TONGUE | 120kN, ETS 11-09-01 | PLP AUST | PREFORMED LINE PRODUCTS (AUST) | TET120 | CURRENT
002435402 | SPLICE ENCLOSURE,FIBRE OPTIC | OPGW c/w Entry Glands & Nipples for 2 x 14.0mm OD, AFL 48 SMOF OPGW, Splice Cassette, Tower/Pole Mount Hardware, Band-it strap not incl (scm) | OPTICAL | OPTICAL SYSTEMS DESIGN | 1080-2-B00B-8(001)008(001)-TP | CURRENT
002417947 | SPLICE ENCLOSURE,FIBRE OPTIC | OPGW c/w Entry Glands & Nipples for 1 x 14 OD, AFL 24 SMOF OPGW & 1 x UG ADS Cable, Splice Cassette, Tower/Pole Mount Hardware, Band-it strap not includ | OPTICAL | OPTICAL SYSTEMS DESIGN | OFS-1080-1-B000-8001-TP | CURRENT
002494144 | ELBOW,TERMINATION POWER CABLE. | Set of 3, 630A, Bolted, suit 22kV 1C 400mm2 Al XLPE Polylam Cable | TECONN | TE CONNECTIVITY LTD | RSTI-5951-PL | CURRENT
002494144 | ELBOW,TERMINATION POWER CABLE. | Set of 3, 630A, Bolted, suit 22kV 1C 400mm2 Al XLPE Polylam Cable | TECONN | TE CONNECTIVITY LTD | ES7585-000 | CURRENT
002494151 | TERMINATION KIT,ELECTRICAL CABLE | Outdoor, 22kV, 400mm2 Al, 1 Core XLPE c/w Heat Shrink Cable Term Kit, Solvent Wipes, Cable Core Lugs, Cable Screen Lugs | TECONN | TE CONNECTIVITY LTD | EPKT-24E1XO-A-AMPC-PL | CURRENT
002494151 | TERMINATION KIT,ELECTRICAL CABLE | Outdoor, 22kV, 400mm2 Al, 1 Core XLPE c/w Heat Shrink Cable Term Kit, Solvent Wipes, Cable Core Lugs, Cable Screen Lugs | TECONN | TE CONNECTIVITY LTD | ES7586-000 | CURRENT
002494169 | JOINT,ELECTRICAL POWER CABLE | 22kV, 400mm2 Al, 1C XLPE Cable, Insect Protected c/w Heat Shrink Cable Joint Kit, Solvent Wipes, Mechanical Cable Connectors, Cable Screen Links, 1Ph Only | TECONN | TE CONNECTIVITY LTD | MXSU-5141-PL | CURRENT
002494169 | JOINT,ELECTRICAL POWER CABLE | 22kV, 400mm2 Al, 1C XLPE Cable, Insect Protected c/w Heat Shrink Cable Joint Kit, Solvent Wipes, Mechanical Cable Connectors, Cable Screen Links, 1Ph Only | TECONN | TE CONNECTIVITY LTD | ES7584-000 | CURRENT
002494219 | GRIP,DEADEND | OPGW Conductor Range 8.5 to 9.7mm c/w Earth Wire & Clamp, Clevis Thimble, Ext Link & Bow Shackle | GRAPHSOL | GRAPH SOLUTIONS PTY LTD | KMAY01E367 | CURRENT
002494227 | CLAMP,SUSPENSION | Armour Grip c/w Structural Rods & Earth, suit 9.6mm SFPOC/SFSJ-12509 OPGW | GRAPHSOL | GRAPH SOLUTIONS PTY LTD | KMHY01E238 | CURRENT
002494235 | CLAMP,SUSPENSION | Armour Grip Double c/w Structural Rods & Earth, suit 9.6mm SFPOC/SFSJ-12509 OPGW | GRAPHSOL | GRAPH SOLUTIONS PTY LTD | KMHY01E254-A | CURRENT
000866001 | TRANSFORMER,METERING | 11kV/110kV, 400A, 3Ph, Distribution Use ONLY c/w 11kV/110V, 3Ph 50VA/ph Cls 0.5m3p VT, 3 x 200/5 Cls 15VA/ph 0.5m2 CT, 6 x HV Bushings, Pole/Platform Mount | TWS | TWS ENERGY CONTROLS | SBT01C | CURRENT
002494268 | BATTERY,STORAGE | 125V, 180Ah, Dual String, 38 x UXH100-6 VRLA Monoblocs, c/w Enclosed Rack, Subs Standby Battery Bank, Contract 10591, Item 2c | CENTURYY | CENTURY YUASA | 341310 | CURRENT
002494276 | TRANSMITTER,TEMPERATURE | RTDT225, 2 Wire Output 4-20mA (loop), Input 0-100DegC, Direct, Option Loop Voltage 31 to 55V (60V for 30Sec), u/w PT100 Temperature Probe | APCS | INACO AUTOMATION CONTROLS | RTDT225-141A | CURRENT
002494284 | SENSOR,TEMPERATURE | PT100, Threaded Temperature Probe, M6 x 12mm Thread, 316 S/Steel, 200DegC Max, 500Vdc, 2m/3 Core Teflon Cable, u/w RTD Temperature Transmitter | APCS | INACO AUTOMATION CONTROLS | PR507 | CURRENT
002494292 | CIRCUIT BREAKER | MCB, Acti9 iC60N, 2A, 2 Pole, 415V AC, 60V DC, C-Curve | SCHNEIDR | SCHNEIDER PTY LTD (MANUFACTURER) | A9F44202 | CURRENT
002494300 | CIRCUIT BREAKER | MCB, Acti9 iC60N, 4A, 2 Pole, 415V AC, 60V DC, C-Curve | SCHNEIDR | SCHNEIDER PTY LTD (MANUFACTURER) | A9F44204 | CURRENT
002494318 | CIRCUIT BREAKER | MCB, Acti9 iC60N, 6A, 2 Pole, 415V AC, 60V DC, C-Curve | SCHNEIDR | SCHNEIDER PTY LTD (MANUFACTURER) | A9F44206 | CURRENT
002494326 | CIRCUIT BREAKER | MCB, Acti9 iC60N, 10A, 2 Pole, 415V AC, 60V DC, C-Curve | SCHNEIDR | SCHNEIDER PTY LTD (MANUFACTURER) | A9F44210 | CURRENT
002494334 | CIRCUIT BREAKER | MCB, Acti9 iC60N, 16A, 2 Pole, 415V AC, 60V DC, C-Curve | SCHNEIDR | SCHNEIDER PTY LTD (MANUFACTURER) | A9F44216 | CURRENT
002494342 | CIRCUIT BREAKER | MCB, Acti9 iC60N, 20A, 2 Pole, 415V AC, 60V DC, C-Curve | SCHNEIDR | SCHNEIDER PTY LTD (MANUFACTURER) | A9F44220 | CURRENT
002494359 | CIRCUIT BREAKER | MCB, Acti9 iC60N, 25A, 2 Pole, 415V AC, 60V DC, C-Curve | SCHNEIDR | SCHNEIDER PTY LTD (MANUFACTURER) | A9F44225 | CURRENT
002494367 | CIRCUIT BREAKER | MCB, Acti9 iC60N, 32A, 2 Pole, 415V AC, 60V DC, C-Curve | SCHNEIDR | SCHNEIDER PTY LTD (MANUFACTURER) | A9F44232 | CURRENT
002494375 | CIRCUIT BREAKER | MCB, Acti9 iC60N, 40A, 2 Pole, 415V AC, 60V DC, C-Curve | SCHNEIDR | SCHNEIDER PTY LTD (MANUFACTURER) | A9F44240 | CURRENT
002494383 | CIRCUIT BREAKER | MCB, Acti9 iC60N, 50A, 2 Pole, 415V AC, 60V DC, C-Curve | SCHNEIDR | SCHNEIDER PTY LTD (MANUFACTURER) | A9F44250 | CURRENT
002494391 | CIRCUIT BREAKER | MCB, Acti9 iC60N, 63A, 2 Pole, 415V AC, 60V DC, C-Curve | SCHNEIDR | SCHNEIDER PTY LTD (MANUFACTURER) | A9F44263 | CURRENT
002494409 | CIRCUIT BREAKER | MCB, Acti9 iC60H, 32A, 3 Pole, 415V AC, 60V DC, C-Curve | SCHNEIDR | SCHNEIDER PTY LTD (MANUFACTURER) | A9F44332 | CURRENT
002494417 | CIRCUIT BREAKER | MCB, Acti9 iC60N, 63A, 3 Pole, 415V AC, 60V DC, C-Curve | SCHNEIDR | SCHNEIDER PTY LTD (MANUFACTURER) | A9F44363 | CURRENT
002494425 | BUSBAR | Comb, Act9, 12 Module, 2 Pole, 100A | SCHNEIDR | SCHNEIDER PTY LTD (MANUFACTURER) | A9XPH224 | CURRENT
002494433 | END CAP | Busbar Side Cover, Acti9, 2 Pole (P10) | SCHNEIDR | SCHNEIDER PTY LTD (MANUFACTURER) | A9XPE210 | CURRENT
002494441 | CONNECTOR,RECEPTACLE | Double Switch Socket-Outlet, 250V, 10A, 3 Pin, Horizontal Mount | CLIPSAL | GERARD INDUSTRIES QLD DIVSN P/L | CLI2025WE | CURRENT
002494458 | ENCLOSURE | Surface Enclosure, Double GPO Mounting Box, Rectangular, 20mm End Entries, 115mm, White | CLIPSAL | GERARD INDUSTRIES QLD DIVSN P/L | CLI238WE | CURRENT
002494466 | ENCLOSURE | Circuit Breaker Enclosure, DIN Rail Assy Mounting Cover, 240V/440V, 4 Pole, IP64 | CLIPSAL | GERARD INDUSTRIES QLD DIVSN P/L | CLI56CB410 | CURRENT
002494474 | COVER | Mounting Enclosure Lid, 1 Gang, Square, Grey c/w Gasket, suit Enclosure Mounting Back Box, for Anderson Plug | CLIPSAL | GERARD INDUSTRIES QLD DIVSN P/L | CLI56L1GY | CURRENT
002494482 | RELAY | Trip Circuit Supervision Relay, 50V DC, Green LED Under Normal Conditions | RMS | RELAY MONITORING SYSTEMS PL | 1X30-CBA | CURRENT
002494490 | ENCLOSURE | Mounting Back Box, 1 Gang, Shallow, Square, 101 x 101 x 38mm, Grey, for Anderson Plug | CLIPSAL | GERARD INDUSTRIES QLD DIVSN P/L | CLI56ES1GY | CURRENT
002494508 | TERMINAL BLOCK | UT4, Feed-through, 32A Nom, 1000V, Rated 4mm2 Cross Section, 0.14mm2-6mm2 Cross Section, 2 Connections, Screw Connection, Grey, Pack of 50 | PHOENIX | PHOENIX CONTACT PTY LTD | 3044102 | CURRENT
002494516 | PARTITION,TERMINAL BLOCK | Type ATP-URTK/SP, Partition Plate, 64mm Lg, 2mm W, 99mm H, Grey, Pack of 100 | PHOENIX | PHOENIX CONTACT PTY LTD | 0311139 | CURRENT
002494524 | BRIDGE,TERMINAL BLOCK | Type FBS 4-6, Plug-in Jumper, 4 Positions, 6.2mm Pitch, Red, Pack of 50 | PHOENIX | PHOENIX CONTACT PTY LTD | 3030255 | CURRENT
002494532 | END PLATE,TERMINAL BLOCK | Type D-UT 2,5/10, End Cover, 39.8mm D, 2.2mm W, 47mm H, Grey | PHOENIX | PHOENIX CONTACT PTY LTD | 3047028 | CURRENT
002494540 | LIGHT EMITTING DIODE | Indicator Lamp, Single Chip, White, 48V AC/DC, BA9s, MBC, for Network Connection Skid | RSCOMP | RADIOSPARES COMPONENT PTY LTD | 209-349 | CURRENT
002494557 | LIGHT EMITTING DIODE | Indicator Lamp, Single Chip, Green, 48V AC/DC, BA9s, MBC, for Network Connection Skid | RSCOMP | RADIOSPARES COMPONENT PTY LTD | 210-642 | CURRENT
002494565 | LIGHT EMITTING DIODE | Indicator Lamp, Single Chip, Red, 48V AC/DC, BA9s, MBC, for Network Connection Skid | RSCOMP | RADIOSPARES COMPONENT PTY LTD | 210-636 | CURRENT
000003369 | ISOLATOR | Signal Isolator SPL0837, Input Signal Range 20-140VDC, 3 Terminals 70-140VDC, 30-60VDC (48DC) & 20-40VDC (32DC), Output Link 4-20mA | APCS | INACO AUTOMATION CONTROLS | SPL0837 | CURRENT
000003369 | ISOLATOR | Signal Isolator SPL0837, Input Signal Range 20-140VDC, 3 Terminals 70-140VDC, 30-60VDC (48DC) & 20-40VDC (32DC), Output Link 4-20mA | APCS | INACO AUTOMATION CONTROLS | SI 236-991019 | CURRENT
000530017 | CONTROL,ROTARY SWITCH | CB Control, A715, Red Handle, Engraving AUQ003: Trip-N-Close Return to Centre, No Internal Bridges | KRSNMR | KRAUS & NAIMER (MANUFACTURER) | CH10B A715-600E AUS0003 | CURRENT
000030359 | CONTROL,ROTARY SWITCH | SCADA, 3 Pole, 48 x 48mm, Black Handle, Engraving AU9304N: Off-On, S0 F990/A10/-P1L, suit ZSS CB Control Schematics | KRSNMR | KRAUS & NAIMER (MANUFACTURER) | CH10 AU601611 E AUS0010 | CURRENT
000530000 | LIGHT,PANEL | Pilot, No LED, Full Voltage, Input Various Voltages, Round for Front Panel Mounting, LED not included | IPD | IPD GROUP LIMITED | HW1P-1FQ-W | CURRENT
000530003 | PUSH BUTTON | Illuminated, White, Full Voltage, Input Various Voltages, Round for Front Panel Mounting, LED not included | IPD | IPD GROUP LIMITED | HW1L-M1F11D2-W | CURRENT
002457877 | BATTERY,STORAGE | 48V, 125Ah, Dual String, 8 x FXH100-12S VRLA Monoblocs w/out Rack, Subs Standby Battery Bank, Contract 10591, Item 10a | CENTURYY | CENTURY YUASA | 313122-ITEM 3C | CURRENT
002494573 | ARRESTER,ELECTRICAL SURGE | SPD G4 15kV/15kA, Ur=255V, Uoc=15kV, In=5kA, Imax=15kA, suits Philips RoadFlair Lumianire & Tango Floodlights | PHILIPS | PHILIPS AUSTRALIA PTY LTD | 911401820190 | CURRENT
002494581 | DISPLAY UNIT | LG Monitor, 23.8" FHD 1920 x 1080 IPS Display, 19VDC Input Supply, HDMI Input, No Audio, No Headphone Out, Desk Stand & VESA Mount, NOT FOR OFFICE USE | LG | LG ELECTRONICS | 24MQ400-B | CURRENT
002494599 | INTERFACE UNIT,COMPUTER | USB Audio Adapter, Input USB2.0, Output 3.5mm Stereo Jack Headset & Mic, 42 x 28 x 10mm, for HMI Client PC Alarm Annunciation, NOT FOR OFFICE USE | VOLANS | VOLANS | VL-UA01 | CURRENT
002494607 | DRONE | DJI Mini4 Pro Flymore Combo, <250g, SanDisk Extreme Pro microSD 128GB, EQL Skin, UGREEN Nexode 35W 2-port Fast charger, DJI RC Screen Protector | D1STORE | D1 STORE PTY LTY (FOR DJI TECH CO) | DJIMINI4PRORC2C | CURRENT
002494607 | DRONE | DJI Mini4 Pro Flymore Combo, <250g, SanDisk Extreme Pro microSD 128GB, EQL Skin, UGREEN Nexode 35W 2-port Fast charger, DJI RC Screen Protector | UAVME | UAV ME (DRONE SPECIALISTS) | ERG-001 | CURRENT
002494615 | RELAY,ELECTROMAGNETIC | Load Control Check Back Receiver, 110V or 30V Input, Frequency Measurement 100Hz - 1350Hz, Adjustable Voltage Trigger | LANDIS | LANDIS GYR (AUST) PTY LTD | KECO_CB-01 | CURRENT
002492338 | REGULATOR,VOLTAGE | 12kV, 200A, 1Ph, Pole Mount, S/Steel, 95kV BIL, 32 Taps, 0.625% Steps, IDPT Version, w/out Control Cable & Box | EATON | EATON ELECTRIC SYSTEMS PTY LTD | WFD22J305K0000193A | CURRENT
002492361 | REGULATOR,VOLTAGE | 12-24kV, 200A, 1Ph, Pole Mount S/Steel, 150kV BIL, 32 Taps, 0.625% Steps, IDPT Version, w/out Control Cable & Box | EATON | EATON ELECTRIC SYSTEMS PTY LTD | WFN44J3C5K0000193A | CURRENT
002494623 | BOOTS,SAFETY | Blundstone, 150mm Women's Jogger/Hiker, Black, Lace Up/Zip Sided, Leather, Composite Toe, Anti-Static, Sizes 5 to 11, Half Sizes 6.5 to 9.5 | BLKWOODS | J BLACKWOOD & SON LTD | 887 | CURRENT
002494623 | BOOTS,SAFETY | Blundstone, 150mm Women's Jogger/Hiker, Black, Lace Up/Zip Sided, Leather, Composite Toe, Anti-Static, Sizes 5 to 11, Half Sizes 6.5 to 9.5 | BLUNDST | BLUNDSTONE AUSTRALIA PTY LTD | 887 | CURRENT
002494631 | BOOTS,SAFETY | Blundstone, 135mm Unisex RotoFlex, Wheat, Lace Up/Zip Sided, Composite Toe, Sizes 4 to 14, Half Sizes 7.5 to 10.5 | BLKWOODS | J BLACKWOOD & SON LTD | 8550 | CURRENT
002494631 | BOOTS,SAFETY | Blundstone, 135mm Unisex RotoFlex, Wheat, Lace Up/Zip Sided, Composite Toe, Sizes 4 to 14, Half Sizes 7.5 to 10.5 | BLUNDST | BLUNDSTONE AUSTRALIA PTY LTD | 8550 | CURRENT
002494649 | BOOTS,SAFETY | Blundstone, 135mm Unisex RotoFlex, Stone, Lace Up/Zip Sided, Composite Toe, Sizes 4 to 14, Half Sizes 7.5 to 10.5 | BLUNDST | BLUNDSTONE AUSTRALIA PTY LTD | 8553 | CURRENT
002494649 | BOOTS,SAFETY | Blundstone, 135mm Unisex RotoFlex, Stone, Lace Up/Zip Sided, Composite Toe, Sizes 4 to 14, Half Sizes 7.5 to 10.5 | BLKWOODS | J BLACKWOOD & SON LTD | 03051946 | CURRENT
002494656 | BOOTS,SAFETY | Blundstone, 150mm Unisex RotoFlex, Wheat, Lace Up/Zip Sided, Composite Toe, Sizes 5 to 14, Half Sizes 7.5 to 10.5 | BLKWOODS | J BLACKWOOD & SON LTD | 8560 | CURRENT
002494656 | BOOTS,SAFETY | Blundstone, 150mm Unisex RotoFlex, Wheat, Lace Up/Zip Sided, Composite Toe, Sizes 5 to 14, Half Sizes 7.5 to 10.5 | BLUNDST | BLUNDSTONE AUSTRALIA PTY LTD | 8560 | CURRENT
002494664 | BOOTS,SAFETY | Blundstone, 150mm Unisex RotoFlex, Black, Lace Up/Zip Sided, Composite Toe, Sizes 3 to 15, Half Sizes 7.5 to 10.5 | BLKWOODS | J BLACKWOOD & SON LTD | 8561 | CURRENT
002494664 | BOOTS,SAFETY | Blundstone, 150mm Unisex RotoFlex, Black, Lace Up/Zip Sided, Composite Toe, Sizes 3 to 15, Half Sizes 7.5 to 10.5 | BLUNDST | BLUNDSTONE AUSTRALIA PTY LTD | 8561 | CURRENT
002494672 | BOOTS,SAFETY | Blundstone, 150mm Women's RotoFlex, Wheat, Lace Up/Zip Sided, Composite Toe, Sizes 5 to 12, Half Sizes 6.5 to 10.5 | BLKWOODS | J BLACKWOOD & SON LTD | 8860 | CURRENT
002494672 | BOOTS,SAFETY | Blundstone, 150mm Women's RotoFlex, Wheat, Lace Up/Zip Sided, Composite Toe, Sizes 5 to 12, Half Sizes 6.5 to 10.5 | BLUNDST | BLUNDSTONE AUSTRALIA PTY LTD | 8860 | CURRENT
002494680 | BOOTS,SAFETY | Blundstone, 150mm Women's RotoFlex, Stone, Lace Up/Zip Sided, Composite Toe, Sizes 5 to 12, Half Sizes 6.5 to 10.5 | BLKWOODS | J BLACKWOOD & SON LTD | 8863 | CURRENT
002494680 | BOOTS,SAFETY | Blundstone, 150mm Women's RotoFlex, Stone, Lace Up/Zip Sided, Composite Toe, Sizes 5 to 12, Half Sizes 6.5 to 10.5 | BLUNDST | BLUNDSTONE AUSTRALIA PTY LTD | 8863 | CURRENT
002494698 | BOOTS,SAFETY | Blundstone, 185mm Unisex XFoot High-Leg, Black, Lace Up, Leather, Steel Toe, Rubber Sole, Water Resistant, Sizes 5 to 13, Half Sizes 7.5 to 10.5 | BLKWOODS | J BLACKWOOD & SON LTD | 995 | CURRENT
002494698 | BOOTS,SAFETY | Blundstone, 185mm Unisex XFoot High-Leg, Black, Lace Up, Leather, Steel Toe, Rubber Sole, Water Resistant, Sizes 5 to 13, Half Sizes 7.5 to 10.5 | BLUNDST | BLUNDSTONE AUSTRALIA PTY LTD | 995 | CURRENT
002494706 | BOOTS,SAFETY | Blundstone, 150mm Unisex XFoot, Wheat, Lace Up/Zip Sided, Leather, Steel Toe, Rubber Sole, Sizes 5 to 14, Half Sizes 7.5 to 10.5 | BLUNDST | BLUNDSTONE AUSTRALIA PTY LTD | 992100 | CURRENT
002494706 | BOOTS,SAFETY | Blundstone, 150mm Unisex XFoot, Wheat, Lace Up/Zip Sided, Leather, Steel Toe, Rubber Sole, Sizes 5 to 14, Half Sizes 7.5 to 10.5 | BLKWOODS | J BLACKWOOD & SON LTD | 01066418 | CURRENT
002494714 | BOOTS,SAFETY | Blundstone, Unisex Executive, Black, Elastic Sided, Leather, Steel Toe, Broad Fit, Sizes 7 to 12, Half Sizes 8.5 to 10.5 | BLKWOODS | J BLACKWOOD & SON LTD | 787 | CURRENT
002494714 | BOOTS,SAFETY | Blundstone, Unisex Executive, Black, Elastic Sided, Leather, Steel Toe, Broad Fit, Sizes 7 to 12, Half Sizes 8.5 to 10.5 | BLUNDST | BLUNDSTONE AUSTRALIA PTY LTD | 787 | CURRENT
002494722 | BOOTS,SAFETY | Blundstone, Unisex Jogger, Black/White, Lace Up, Breathable Nylon, Composite Toe Anti-Static, Sizes 5 to 13 | BLKWOODS | J BLACKWOOD & SON LTD | 793 | CURRENT
002494722 | BOOTS,SAFETY | Blundstone, Unisex Jogger, Black/White, Lace Up, Breathable Nylon, Composite Toe Anti-Static, Sizes 5 to 13 | BLUNDST | BLUNDSTONE AUSTRALIA PTY LTD | 793 | CURRENT
002494730 | BOOTS,SAFETY | Blundstone, Unisex Jogger, Black, Lace Up, Breathable Nylon, Composite Toe Anti-Static, Sizes 5 to 13 | BLKWOODS | J BLACKWOOD & SON LTD | 795 | CURRENT
002494730 | BOOTS,SAFETY | Blundstone, Unisex Jogger, Black, Lace Up, Breathable Nylon, Composite Toe Anti-Static, Sizes 5 to 13 | BLUNDST | BLUNDSTONE AUSTRALIA PTY LTD | 795 | CURRENT
002494748 | BOOTS,SAFETY | Blundstone, Unisex Extreme, Black, Lace Up/Zip Sided, Leather, Steel Toe, Rubber Sole, Chemical & Water Resistant, Sizes 5 to 14, Half Sizes 7.5 to 10.5 | BLKWOODS | J BLACKWOOD & SON LTD | 982 | CURRENT
002494748 | BOOTS,SAFETY | Blundstone, Unisex Extreme, Black, Lace Up/Zip Sided, Leather, Steel Toe, Rubber Sole, Chemical & Water Resistant, Sizes 5 to 14, Half Sizes 7.5 to 10.5 | BLUNDST | BLUNDSTONE AUSTRALIA PTY LTD | 982 | CURRENT
002494755 | GUMBOOT | Blundstone, 350mm Unisex Safety Gumboot, Grey, Steel Toe, Waterproof PVC/Nitrile, Internal Metatarsal Guard, Sizes 4 to 14 | BLKWOODS | J BLACKWOOD & SON LTD | 028 | CURRENT
002494755 | GUMBOOT | Blundstone, 350mm Unisex Safety Gumboot, Grey, Steel Toe, Waterproof PVC/Nitrile, Internal Metatarsal Guard, Sizes 4 to 14 | BLUNDST | BLUNDSTONE AUSTRALIA PTY LTD | 028 | CURRENT
002494763 | GUMBOOT | Blundstone, 350mm Unisex Safety Gumboot, Grey, Steel Toe, Waterproof PVC/Nitrile, Sizes 5 to 13 | BLKWOODS | J BLACKWOOD & SON LTD | 025 | CURRENT
002494763 | GUMBOOT | Blundstone, 350mm Unisex Safety Gumboot, Grey, Steel Toe, Waterproof PVC/Nitrile, Sizes 5 to 13 | BLUNDST | BLUNDSTONE AUSTRALIA PTY LTD | 025 | CURRENT
002494771 | GUMBOOT | Blundstone, 350mm Unisex Safety Gumboot, Grey, Steel Toe, Waterproof PVC/Nitrile, Penetration Resistant, Sizes 5 to 13 | BLKWOODS | J BLACKWOOD & SON LTD | 024 | CURRENT
002494771 | GUMBOOT | Blundstone, 350mm Unisex Safety Gumboot, Grey, Steel Toe, Waterproof PVC/Nitrile, Penetration Resistant, Sizes 5 to 13 | BLUNDST | BLUNDSTONE AUSTRALIA PTY LTD | 024 | CURRENT
002494789 | SHOES,SAFETY | Blundstone, Women's, Black, Slip-On, Leather, Composite Toe, Broad Fit, Sizes 5 to 11, Half Sizes 6.5 to 9.5 | BLKWOODS | J BLACKWOOD & SON LTD | 886 | CURRENT
002494789 | SHOES,SAFETY | Blundstone, Women's, Black, Slip-On, Leather, Composite Toe, Broad Fit, Sizes 5 to 11, Half Sizes 6.5 to 9.5 | BLUNDST | BLUNDSTONE AUSTRALIA PTY LTD | 886 | CURRENT
002494797 | SHOES,SAFETY | Blundstone, Women's Jogger, Black/Grey, Lace Up, Breathable Nylon, Composite Toe Anti-Static, Sizes 5 to 11, Half Sizes 6.5 to 9.5 | BLKWOODS | J BLACKWOOD & SON LTD | 883 | CURRENT
002494797 | SHOES,SAFETY | Blundstone, Women's Jogger, Black/Grey, Lace Up, Breathable Nylon, Composite Toe Anti-Static, Sizes 5 to 11, Half Sizes 6.5 to 9.5 | BLUNDST | BLUNDSTONE AUSTRALIA PTY LTD | 883 | CURRENT
002494805 | BOOTS,SAFETY | KingGee, Quantum Hybrid, Wheat/Black, Lace Up/Zip Sided, Leather & Nylon, Composite Toe, Anti-Static, Sizes 3 to 16, Half Sizes 7.5 to 10.5 | BLKWOODS | J BLACKWOOD & SON LTD | K27115 | CURRENT
002494805 | BOOTS,SAFETY | KingGee, Quantum Hybrid, Wheat/Black, Lace Up/Zip Sided, Leather & Nylon, Composite Toe, Anti-Static, Sizes 3 to 16, Half Sizes 7.5 to 10.5 | KINGGEE | KINGGEE WORKWEAR CO LTD | K27115 | CURRENT
002494813 | BOOTS,SAFETY | KingGee, Quantum Hybrid, Cedar/Black, Lace Up/Zip Sided, Leather & Nylon, Composite Toe, Anti-Static, Sizes 3 to 16, Half Sizes 7.5 to 10.5 | BLKWOODS | J BLACKWOOD & SON LTD | K27120 | CURRENT
002494813 | BOOTS,SAFETY | KingGee, Quantum Hybrid, Cedar/Black, Lace Up/Zip Sided, Leather & Nylon, Composite Toe, Anti-Static, Sizes 3 to 16, Half Sizes 7.5 to 10.5 | KINGGEE | KINGGEE WORKWEAR CO LTD | K27120 | CURRENT
002494821 | BOOTS,SAFETY | KingGee, Quantum Hybrid, Black, Lace Up/Zip Sided, Leather & Nylon, Composite Toe, Anti-Static, Sizes 3 to 16, Half Sizes 7.5 to 10.5 | BLKWOODS | J BLACKWOOD & SON LTD | K27145 | CURRENT
002494821 | BOOTS,SAFETY | KingGee, Quantum Hybrid, Black, Lace Up/Zip Sided, Leather & Nylon, Composite Toe, Anti-Static, Sizes 3 to 16, Half Sizes 7.5 to 10.5 | KINGGEE | KINGGEE WORKWEAR CO LTD | K27145 | CURRENT
002494862 | BOOTS,SAFETY | KingGee, 150mm Phoenix 6C Metguard, Wheat, Lace Up, Leather, Composite Toe, EH Resistant, Sizes 3 to 16, Half Sizes 7.5 to 10.5 | BLKWOODS | J BLACKWOOD & SON LTD | K27872 | CURRENT
002494862 | BOOTS,SAFETY | KingGee, 150mm Phoenix 6C Metguard, Wheat, Lace Up, Leather, Composite Toe, EH Resistant, Sizes 3 to 16, Half Sizes 7.5 to 10.5 | KINGGEE | KINGGEE WORKWEAR CO LTD | K27872 | CURRENT
002494870 | BOOTS,SAFETY | KingGee, Tradie 6Z, Black, Lace Up/Zip Sided, Leather & Nylon, Composite Toe, Heat & EH Resistant, Sizes 6 to 14, Half Sizes 7.5 to 10.5 | BLKWOODS | J BLACKWOOD & SON LTD | K27155 | CURRENT
002494870 | BOOTS,SAFETY | KingGee, Tradie 6Z, Black, Lace Up/Zip Sided, Leather & Nylon, Composite Toe, Heat & EH Resistant, Sizes 6 to 14, Half Sizes 7.5 to 10.5 | KINGGEE | KINGGEE WORKWEAR CO LTD | K27155 | CURRENT
002494888 | BOOTS,SAFETY | KingGee, Terra Firma Hybrid, Black/ Burnt Orange, Lace Up/Zip Sided, Microfibre, Composite Toe, Anti-Static, Sizes 3 to 14 | BLKWOODS | J BLACKWOOD & SON LTD | K27951 | CURRENT
002494888 | BOOTS,SAFETY | KingGee, Terra Firma Hybrid, Black/ Burnt Orange, Lace Up/Zip Sided, Microfibre, Composite Toe, Anti-Static, Sizes 3 to 14 | KINGGEE | KINGGEE WORKWEAR CO LTD | K27951 | CURRENT
002494896 | BOOTS,SAFETY | KingGee, Terra Firma Hybrid, Black/ Forest Green, Lace Up/Zip Sided, Microfibre, Composite Toe, Anti-Static, Sizes 3 to 14 | BLKWOODS | J BLACKWOOD & SON LTD | K27952 | CURRENT
002494896 | BOOTS,SAFETY | KingGee, Terra Firma Hybrid, Black/ Forest Green, Lace Up/Zip Sided, Microfibre, Composite Toe, Anti-Static, Sizes 3 to 14 | KINGGEE | KINGGEE WORKWEAR CO LTD | K27952 | CURRENT
002494904 | SHOES,SAFETY | KingGee, Vapour Hybrid, Women's Jogger, Blackberry, Lace Up, Sublimated Proton Mesh, Knit Collar, Composite Toe, Slip Resistant, Anti-Static, Sizes 5 to 10 | BLKWOODS | J BLACKWOOD & SON LTD | K26555 | CURRENT
002494904 | SHOES,SAFETY | KingGee, Vapour Hybrid, Women's Jogger, Blackberry, Lace Up, Sublimated Proton Mesh, Knit Collar, Composite Toe, Slip Resistant, Anti-Static, Sizes 5 to 10 | KINGGEE | KINGGEE WORKWEAR CO LTD | K26555 | CURRENT
002494920 | SHOES,SAFETY | KingGee, Comp-Tec G3, Women's Sports, Black, Lace Up, Leather Trim & Mesh, Composite Toe, Slip Resistant, Podiatry Endorsed, Sizes 5 to 10 | BLKWOODS | J BLACKWOOD & SON LTD | K26600 | CURRENT
002494920 | SHOES,SAFETY | KingGee, Comp-Tec G3, Women's Sports, Black, Lace Up, Leather Trim & Mesh, Composite Toe, Slip Resistant, Podiatry Endorsed, Sizes 5 to 10 | KINGGEE | KINGGEE WORKWEAR CO LTD | K26600 | CURRENT
002494938 | SHOES,SAFETY | KingGee, Comp-Tec G7, Women's Sports, Black, Lace Up, Full Grain Leather, Composite Toe, Slip Resistant, Sizes 5 to 10 | BLKWOODS | J BLACKWOOD & SON LTD | K26610 | CURRENT
002494938 | SHOES,SAFETY | KingGee, Comp-Tec G7, Women's Sports, Black, Lace Up, Full Grain Leather, Composite Toe, Slip Resistant, Sizes 5 to 10 | KINGGEE | KINGGEE WORKWEAR CO LTD | K26610 | CURRENT
002494953 | BOOTS,SAFETY | Oliver, 130mm Hiker, Wheat, Lace Up/ Zip Sided, Leather, Steel Toe, PU Sole, Heat & Slip Resistant, Anti-Static, Sizes 4 to 14, Half Sizes 6.5 to 12.5 | BLKWOODS | J BLACKWOOD & SON LTD | 55-330Z | CURRENT
002494953 | BOOTS,SAFETY | Oliver, 130mm Hiker, Wheat, Lace Up/ Zip Sided, Leather, Steel Toe, PU Sole, Heat & Slip Resistant, Anti-Static, Sizes 4 to 14, Half Sizes 6.5 to 12.5 | OLIVER | OLIVER FOOTWEAR | AT 55-330Z | CURRENT
002494961 | BOOTS,SAFETY | Oliver, 130mm Hiker, Black, Lace Up/ Zip Sided, Leather, Steel Toe, Heat & Slip Resistant, Anti-Static, Sizes 4 to 14, Half Sizes 6.5 to 12.5 | BLKWOODS | J BLACKWOOD & SON LTD | 55-340Z | CURRENT
002494961 | BOOTS,SAFETY | Oliver, 130mm Hiker, Black, Lace Up/ Zip Sided, Leather, Steel Toe, Heat & Slip Resistant, Anti-Static, Sizes 4 to 14, Half Sizes 6.5 to 12.5 | OLIVER | OLIVER FOOTWEAR | AT 55-340Z | CURRENT
002494979 | BOOTS,SAFETY | Oliver, 130mm Hiker, Stone, Lace Up/ Zip Sided, Leather, Steel Toe, Heat & Slip Resistant, Anti-Static, Sizes 4 to 14, Half Sizes 6.5 to 12.5 | BLKWOODS | J BLACKWOOD & SON LTD | 55-350Z | CURRENT
002494979 | BOOTS,SAFETY | Oliver, 130mm Hiker, Stone, Lace Up/ Zip Sided, Leather, Steel Toe, Heat & Slip Resistant, Anti-Static, Sizes 4 to 14, Half Sizes 6.5 to 12.5 | OLIVER | OLIVER FOOTWEAR | AT 55-350Z | CURRENT
002494987 | BOOTS,SAFETY | Oliver, 130mm Hiker, Wheat, Lace Up/ Zip Sided, Leather, Composite Toe, Heat/Slip/EH Resistant, Sizes 5 to 14, Half Sizes 6.5 to 10.5 | BLKWOODS | J BLACKWOOD & SON LTD | 45-630Z | CURRENT
002494987 | BOOTS,SAFETY | Oliver, 130mm Hiker, Wheat, Lace Up/ Zip Sided, Leather, Composite Toe, Heat/Slip/EH Resistant, Sizes 5 to 14, Half Sizes 6.5 to 10.5 | OLIVER | OLIVER FOOTWEAR | AT 45-630Z | CURRENT
002494995 | BOOTS,SAFETY | Oliver, 130mm Hiker, Black, Lace Up/ Zip Sided, Leather, Composite Toe, Heat/Slip/EH Resistant, Sizes 5 to 14, Half Sizes 6.5 to 10.5 | BLKWOODS | J BLACKWOOD & SON LTD | 45-640Z | CURRENT
002494995 | BOOTS,SAFETY | Oliver, 130mm Hiker, Black, Lace Up/ Zip Sided, Leather, Composite Toe, Heat/Slip/EH Resistant, Sizes 5 to 14, Half Sizes 6.5 to 10.5 | OLIVER | OLIVER FOOTWEAR | AT 45-640Z | CURRENT
002495000 | BOOTS,SAFETY | Oliver, 130mm Hiker, Stone, Lace Up/ Zip Sided, Leather, Composite Toe, Heat/Slip/EH Resistant, Sizes 5 to 14, Half Sizes 6.5 to 10.5 | BLKWOODS | J BLACKWOOD & SON LTD | 45-650Z | CURRENT
002495000 | BOOTS,SAFETY | Oliver, 130mm Hiker, Stone, Lace Up/ Zip Sided, Leather, Composite Toe, Heat/Slip/EH Resistant, Sizes 5 to 14, Half Sizes 6.5 to 10.5 | OLIVER | OLIVER FOOTWEAR | AT 45-650Z | CURRENT
002495018 | BOOTS,SAFETY | Oliver, 150mm, Wheat, Lace Up/Zip Sided, Nubuck Leather, Composite Toe, PU/TPU Sole, EH Resistant, Sizes 5 to 14, Half Sizes 6.5 to 10.5 | BLKWOODS | J BLACKWOOD & SON LTD | 45-632Z | CURRENT
002495018 | BOOTS,SAFETY | Oliver, 150mm, Wheat, Lace Up/Zip Sided, Nubuck Leather, Composite Toe, PU/TPU Sole, EH Resistant, Sizes 5 to 14, Half Sizes 6.5 to 10.5 | OLIVER | OLIVER FOOTWEAR | AT 45-632Z | CURRENT
002495026 | BOOTS,SAFETY | Oliver, 150mm Men's Ankle, Brown, Elastic Sided, Leather, Composite Toe, Sizes 5 to 14, Half Sizes 6.5 to 10.5 | BLKWOODS | J BLACKWOOD & SON LTD | 45-627 | CURRENT
002495026 | BOOTS,SAFETY | Oliver, 150mm Men's Ankle, Brown, Elastic Sided, Leather, Composite Toe, Sizes 5 to 14, Half Sizes 6.5 to 10.5 | OLIVER | OLIVER FOOTWEAR | AT 45-627 | CURRENT
002495034 | BOOTS,SAFETY | Oliver, 150mm Hiker, Black, Lace Up/ Zip Sided, Leather, Composite Toe, Heat/Slip/EH Resistant, Sizes 5 to 14, Half Sizes 6.5 to 10.5 | BLKWOODS | J BLACKWOOD & SON LTD | 45-645Z | CURRENT
002495034 | BOOTS,SAFETY | Oliver, 150mm Hiker, Black, Lace Up/ Zip Sided, Leather, Composite Toe, Heat/Slip/EH Resistant, Sizes 5 to 14, Half Sizes 6.5 to 10.5 | OLIVER | OLIVER FOOTWEAR | AT 45-645Z | CURRENT
002495042 | BOOTS,SAFETY | Oliver, 150mm Ankle, Black, Lace Up, Full Grain Leather, Steel Toe, Slip Resistant, Anti-Static, Sizes 4 to 14, Half Sizes 6.5 to 12.5 | BLKWOODS | J BLACKWOOD & SON LTD | 55-345 | CURRENT
002495042 | BOOTS,SAFETY | Oliver, 150mm Ankle, Black, Lace Up, Full Grain Leather, Steel Toe, Slip Resistant, Anti-Static, Sizes 4 to 14, Half Sizes 6.5 to 12.5 | OLIVER | OLIVER FOOTWEAR | AT 55-345 | CURRENT
002495059 | BOOTS,SAFETY | Oliver, 150mm Ankle, Black, Lace Up/ Zip Sided, Full Grain Leather, Steel Toe Slip Resistant, Anti-Static, Sizes 4 to 16, Half Sizes 6.5 to 12.5 | BLKWOODS | J BLACKWOOD & SON LTD | 55-345Z | CURRENT
002495059 | BOOTS,SAFETY | Oliver, 150mm Ankle, Black, Lace Up/ Zip Sided, Full Grain Leather, Steel Toe Slip Resistant, Anti-Static, Sizes 4 to 16, Half Sizes 6.5 to 12.5 | OLIVER | OLIVER FOOTWEAR | AT 55-345Z | CURRENT
002495067 | BOOTS,SAFETY | Oliver, Executive, Black, Zip Sided, Leather, Steel Toe, Anti-Static, Sizes 6 to 13, Half Sizes 6.5 to 10.5 | BLKWOODS | J BLACKWOOD & SON LTD | 38-265 | CURRENT
002495067 | BOOTS,SAFETY | Oliver, Executive, Black, Zip Sided, Leather, Steel Toe, Anti-Static, Sizes 6 to 13, Half Sizes 6.5 to 10.5 | OLIVER | OLIVER FOOTWEAR | PB 38-265 | CURRENT
002495075 | BOOTS,SAFETY | Oliver, 250mm Rigger, Brown, Pull-On, Leather, Steel Toe, Heat/Slip/EH Resistant, Sizes 4 to 13, Half Sizes 6.5 to 10.5 | BLKWOODS | J BLACKWOOD & SON LTD | 34-692 | CURRENT
002495075 | BOOTS,SAFETY | Oliver, 250mm Rigger, Brown, Pull-On, Leather, Steel Toe, Heat/Slip/EH Resistant, Sizes 4 to 13, Half Sizes 6.5 to 10.5 | OLIVER | OLIVER FOOTWEAR | WB 34-692 | CURRENT
002495083 | BOOTS,SAFETY | Oliver, Women's Ankle, Black, Lace Up/Zip Sided, Full Grain Leather, Steel Toe, Anti-Static, Sizes 5 to 10 | BLKWOODS | J BLACKWOOD & SON LTD | 49-445Z | CURRENT
002495083 | BOOTS,SAFETY | Oliver, Women's Ankle, Black, Lace Up/Zip Sided, Full Grain Leather, Steel Toe, Anti-Static, Sizes 5 to 10 | OLIVER | OLIVER FOOTWEAR | PB 49-445Z | CURRENT
002495091 | SHOES,SAFETY | Oliver, Derby Executive, Black, Lace Up, Leather, Steel Toe, Slip Resistant, Anti-Static, Sizes 6 to 13, Half Sizes 6.5 to 10.5 | BLKWOODS | J BLACKWOOD & SON LTD | 38-275 | CURRENT
002495091 | SHOES,SAFETY | Oliver, Derby Executive, Black, Lace Up, Leather, Steel Toe, Slip Resistant, Anti-Static, Sizes 6 to 13, Half Sizes 6.5 to 10.5 | OLIVER | OLIVER FOOTWEAR | AT 38-275 | CURRENT
002495109 | SHOES,SAFETY | Oliver, Women's, Black, Slip-On, Full Grain Leather, Steel Toe, Heat & Slip Resistant, Anti-Static, Sizes 5 to 10, Half Sizes 6.5 & 8.5 | BLKWOODS | J BLACKWOOD & SON LTD | 49-430 | CURRENT
002495109 | SHOES,SAFETY | Oliver, Women's, Black, Slip-On, Full Grain Leather, Steel Toe, Heat & Slip Resistant, Anti-Static, Sizes 5 to 10, Half Sizes 6.5 & 8.5 | OLIVER | OLIVER FOOTWEAR | PB 49-430 | CURRENT
002495117 | BOOTS,SAFETY | Oliver, Ankle, Wheat, Lace Up/Zip Sided, Leather, Steel Toe, Heat/Slip/EH Resistant, Sizes 4 to 13, Half Sizes 6.5 to 10.5 | BLKWOODS | J BLACKWOOD & SON LTD | 34-662 | CURRENT
002495117 | BOOTS,SAFETY | Oliver, Ankle, Wheat, Lace Up/Zip Sided, Leather, Steel Toe, Heat/Slip/EH Resistant, Sizes 4 to 13, Half Sizes 6.5 to 10.5 | OLIVER | OLIVER FOOTWEAR | WB 34-662 | CURRENT
002495133 | SHOES,SAFETY | Oliver, FlyKnit, Grey/Yellow, Lace Up, Textile & Knitted, Composite Toe, ESD, Heat & Slip Resistant, Sizes 5 to 14, Half Sizes 6.5 to 10.5 | BLKWOODS | J BLACKWOOD & SON LTD | 40-800 | CURRENT
002495133 | SHOES,SAFETY | Oliver, FlyKnit, Grey/Yellow, Lace Up, Textile & Knitted, Composite Toe, ESD, Heat & Slip Resistant, Sizes 5 to 14, Half Sizes 6.5 to 10.5 | OLIVER | OLIVER FOOTWEAR | ST 40-800 | CURRENT
002495141 | BOOTS,SAFETY | Uvex, 135mm 2 X-Flow, Wheat/Tan, Lace Up/Zip Sided, Leather, Composite Toe, Water Resistant, Extra Wide, Sizes 7 to 10, Half Size 10.5 | BLKWOODS | J BLACKWOOD & SON LTD | 6546 | CURRENT
002495141 | BOOTS,SAFETY | Uvex, 135mm 2 X-Flow, Wheat/Tan, Lace Up/Zip Sided, Leather, Composite Toe, Water Resistant, Extra Wide, Sizes 7 to 10, Half Size 10.5 | UVEX | UVEX SAFETY GROUP | 65460 | CURRENT
002495158 | BOOTS,SAFETY | Uvex, 135mm 2 X-Flow, Wheat/Tan, Lace Up/Zip Sided, Leather, Composite Toe, Water Resistant, Std Width, Sizes 6 to 13, Half Sizes 6.5 & 10.5 | BLKWOODS | J BLACKWOOD & SON LTD | 6546 | CURRENT
002495158 | BOOTS,SAFETY | Uvex, 135mm 2 X-Flow, Wheat/Tan, Lace Up/Zip Sided, Leather, Composite Toe, Water Resistant, Std Width, Sizes 6 to 13, Half Sizes 6.5 & 10.5 | UVEX | UVEX SAFETY GROUP | 65468 | CURRENT
002495166 | BOOTS,SAFETY | Uvex, 150mm 3 X-Flow, Black/Tan, Lace Up/Zip Sided, Leather, Composite Toe, Water Resistant, Extra Wide, Sizes 7 to 10, Half Sizes 10.5 | BLKWOODS | J BLACKWOOD & SON LTD | 6542 | CURRENT
002495166 | BOOTS,SAFETY | Uvex, 150mm 3 X-Flow, Black/Tan, Lace Up/Zip Sided, Leather, Composite Toe, Water Resistant, Extra Wide, Sizes 7 to 10, Half Sizes 10.5 | UVEX | UVEX SAFETY GROUP | 65420 | CURRENT
002495174 | BOOTS,SAFETY | Uvex, 150mm 3 X-Flow, Black/Tan, Lace Up/Zip Sided, Leather, Composite Toe, Water Resistant, Std Width, Sizes 6 to 13, Half Sizes 6.5 & 10.5 | BLKWOODS | J BLACKWOOD & SON LTD | 6542 | CURRENT
002495174 | BOOTS,SAFETY | Uvex, 150mm 3 X-Flow, Black/Tan, Lace Up/Zip Sided, Leather, Composite Toe, Water Resistant, Std Width, Sizes 6 to 13, Half Sizes 6.5 & 10.5 | UVEX | UVEX SAFETY GROUP | 65428 | CURRENT
002495182 | TERMINAL BLOCK | URTK/S Test Disconnect Terminal Block, with 2 Test Sockets for 4mm Test Plugs, or for Receiving Bridge Bars or Screw Bridges, Nom Voltage: 400V, Nom Current: | PHOENIX | PHOENIX CONTACT PTY LTD | 311087 | CURRENT
002495190 | END PLATE,TERMINAL BLOCK | D-URTK - Cover, End Cover, 41.5 x 2.2 x 72mm, Grey | PHOENIX | PHOENIX CONTACT PTY LTD | 310020 | CURRENT
002495208 | PARTITION,TERMINAL BLOCK | TS-RTK - Partition Plate, 0.8 x 72 mm, Grey | PHOENIX | PHOENIX CONTACT PTY LTD | 310211 | CURRENT
002495216 | PLUG | PSBJ 3,5/18/6 WH - Test Plug Strip, # of Positions: 1, White | PHOENIX | PHOENIX CONTACT PTY LTD | 311317 | CURRENT
002495224 | LEAD,ELECTRICAL | Set of 3 x 12.7/22kV 35mm2 Cu XLPE, 3.5m Lg, 600mm Lg Screen, c/w Type A Termination Both Ends | GILBLODG | GILBERT LODGE AUSTRALIA | ERGLEADSET3.5AA | CURRENT
002495232 | LEAD,ELECTRICAL | Set of 3 x 12.7/22kV 35mm2 Cu XLPE, 8m Lg, 600mm Lg Screen, c/w Type A Termination One End Cut & Cap Other | GILBLODG | GILBERT LODGE AUSTRALIA | ERGLEADSET8AC | CURRENT
002403244 | CABLE,POWER,ELECTRICAL | Bldg Wire, 450/750V, 2C, 2.5mm2 Cu (7/0.67), V-90 PVC Insul, 3V-90 TPS Black, Flat, 100m Drum | OLEX | OLEX AUSTRALIA PTY LTD | DACP07A1002CXAA | CURRENT
002403244 | CABLE,POWER,ELECTRICAL | Bldg Wire, 450/750V, 2C, 2.5mm2 Cu (7/0.67), V-90 PVC Insul, 3V-90 TPS Black, Flat, 100m Drum | NANELECT | NAN ELECTRICAL CABLE AUSTRALIA PL | 2CS925CLVTB | CURRENT
002495240 | BRACKET,MOUNTING | Cable Support Arm, 1900mm, 110kV, Hot Dipped Galv, Variable Floor Cleat Cable Support, Arm Only | ENI | ENI INDUSTRIES PL | 163804 REV | CURRENT
002455020 | BREATHER | Omni-tuff, 2.8kg Capacity, Desiccant Silica Gel, 3/4" BSP Connection c/w Oil Bath & e-Gel (Orange Unspent, Green Spent) | SMSOMNI | SMS OMNI-TUFF GROUP PTY LTD | 09-YDB4 | CURRENT
002455061 | BREATHER | Omni-tuff, 10.5kg Capacity, Desiccant Silica Gel, 3 Connections 3/4" BSP & 1" BSP & Flange Mount c/w Oil Bath & e-Gel (Orange Unspent, Green Spent) | SMSOMNI | SMS OMNI-TUFF GROUP PTY LTD | 09-YDB7 | CURRENT
002495257 | TRANSFORMER,DISTRIBUTION | Padmount, 11kV, 315kVA, (Rect) HV Haz LV Bsh, Mineral Oil Insulated, KNAN, DYN 11, 3CR12 Cubicle, 7 Tap Posn, LV Board to Dwg 816-7567-31, c/w ABB | WILSON | WILSON TRANSFORMER CO. PTY LTD | 881-B648-11-AB | CURRENT
002495307 | COVER | Ormazabal RMU, 1 x Large Cover, 2 x Small Covers, Fixing Strips & Bolts | NTHSPEC | NORTHERN SPECIALISED ELECTRICAL | ERGTXSHR-001 | CURRENT
002495315 | CABINET,ELEC EQUIP | CT Marshalling Box, S/Steel, Phoenix Contacts Terminals, Dwg S10013183 | TROPAC | TRO PACIFIC HOLDINGS PTY LTD | AI-807030-EQLD-CT | CURRENT
002495323 | CABINET,ELEC EQUIP | VT Marshalling Box, S/Steel, Phoenix Contacts Terminals, Dwg S10013180 | TROPAC | TRO PACIFIC HOLDINGS PTY LTD | AI-705030-EQLD-VT | CURRENT
002495331 | RECEIVER,SATELLITE | OSA5422 GPS Clock Kit, RB Module, Rack Mount, 16 x BITS Out, BNC Patch Panel, 2 x 48VDC PSU, 4 x 1G SX SFP, GNSS Roof Antenna, SPD, 60m LMR400, TNC Connectors | TTSOL | TELECOMTEST SOLUTIONS PTY LTD | OSA5422 KIT 22RPNG-B | CURRENT
002495349 | RECEIVER,SATELLITE | OSA5422 GPS Clock Kit, RB Module, Rack Mount, 2 x 48VDC PSU, 4 x 1G SX SFP, GNSS Roof Antenna, SPD, 60m LMR400, TNC Connectors | TTSOL | TELECOMTEST SOLUTIONS PTY LTD | OSA5422 KIT 22RPNG | PURCHASE AS REQUIRED
002495356 | RECEIVER,SATELLITE | OSA5401 GPS Clock Kit, Syncplug GNSS & PTP Grand Master SFP, GNSS Survey Antenna, SPD, 20m LMR400, TNC Connectors | TTSOL | TELECOMTEST SOLUTIONS PTY LTD | OSA5401 & GNSS KIT | CURRENT
002495372 | TIMBER,HARDWOOD | Untreated Pole, 8m Lg, 12kN, P8/12 | FCRC | FRASER COAST REGIONAL COUNCIL | P8/12 | PURCHASE AS REQUIRED
002495380 | TIMBER,HARDWOOD | Untreated Pole, 8m Lg, 20kN, P8/20 | FCRC | FRASER COAST REGIONAL COUNCIL | P8/20 | PURCHASE AS REQUIRED
002495398 | TIMBER,HARDWOOD | Untreated Pole, 9.5m Lg, 5kN, P9.5/5 | FCRC | FRASER COAST REGIONAL COUNCIL | P9.5/5 | PURCHASE AS REQUIRED
002495406 | TIMBER,HARDWOOD | Untreated Pole, 9.5m Lg, 8kN, P9.5/8 | FCRC | FRASER COAST REGIONAL COUNCIL | P9.5/8 | PURCHASE AS REQUIRED
002495414 | TIMBER,HARDWOOD | Untreated Pole, 9.5m Lg, 12kN, P9.5/12 | FCRC | FRASER COAST REGIONAL COUNCIL | P9.5/12 | PURCHASE AS REQUIRED
002495422 | TIMBER,HARDWOOD | Untreated Pole, 11m Lg, 5kN, P11/5 | FCRC | FRASER COAST REGIONAL COUNCIL | P11/5 | PURCHASE AS REQUIRED
002495430 | TIMBER,HARDWOOD | Untreated Pole, 11m Lg, 8kN, P11/8 | FCRC | FRASER COAST REGIONAL COUNCIL | P11/8 | PURCHASE AS REQUIRED
002495448 | TIMBER,HARDWOOD | Untreated Pole, 11m Lg, 12kN, P11/12 | FCRC | FRASER COAST REGIONAL COUNCIL | P11/12 | PURCHASE AS REQUIRED
002495455 | TIMBER,HARDWOOD | Untreated Pole, 12.5m Lg, 5kN, P12.5/5 | FCRC | FRASER COAST REGIONAL COUNCIL | P12.5/5 | PURCHASE AS REQUIRED
002495463 | TIMBER,HARDWOOD | Untreated Pole, 12.5m Lg, 8kN, P12.5/8 | FCRC | FRASER COAST REGIONAL COUNCIL | P12.5/8 | PURCHASE AS REQUIRED
002495471 | TIMBER,HARDWOOD | Untreated Pole, 12.5m Lg, 12kN, P12.5/12 | FCRC | FRASER COAST REGIONAL COUNCIL | P12.5/12 | PURCHASE AS REQUIRED
002495489 | TIMBER,HARDWOOD | Untreated Pole, 14m Lg, 5kN, P14/5 | FCRC | FRASER COAST REGIONAL COUNCIL | P14/5 | PURCHASE AS REQUIRED
002495497 | TIMBER,HARDWOOD | Untreated Pole, 14m Lg, 8kN, P14/8 | FCRC | FRASER COAST REGIONAL COUNCIL | P14/8 | PURCHASE AS REQUIRED
002495505 | TIMBER,HARDWOOD | Untreated Pole, 14m Lg, 12kN, P14/12 | FCRC | FRASER COAST REGIONAL COUNCIL | P14/12 | PURCHASE AS REQUIRED
002495513 | TIMBER,HARDWOOD | Untreated Pole, 14m Lg, 20kN, P14/20 | FCRC | FRASER COAST REGIONAL COUNCIL | P14/20 | PURCHASE AS REQUIRED
002495521 | TIMBER,HARDWOOD | Untreated Pole, 15.5m Lg, 5kN, P15.5/5 | FCRC | FRASER COAST REGIONAL COUNCIL | P15.5/5 | PURCHASE AS REQUIRED
002495539 | TIMBER,HARDWOOD | Untreated Pole, 15.5m Lg, 8kN, P15.5/8 | FCRC | FRASER COAST REGIONAL COUNCIL | P15.5/8 | PURCHASE AS REQUIRED
002495547 | TIMBER,HARDWOOD | Untreated Pole, 15.5m Lg, 12kN, P15.5/12 | FCRC | FRASER COAST REGIONAL COUNCIL | P15.5/12 | PURCHASE AS REQUIRED
002495554 | TIMBER,HARDWOOD | Untreated Pole, 15.5m Lg, 20kN, P15.5/20 | FCRC | FRASER COAST REGIONAL COUNCIL | P15.5/20 | PURCHASE AS REQUIRED
002495562 | TIMBER,HARDWOOD | Untreated Pole, 17m Lg, 5kN, P17/5 | FCRC | FRASER COAST REGIONAL COUNCIL | P17/5 | PURCHASE AS REQUIRED
002495570 | TIMBER,HARDWOOD | Untreated Pole, 17m Lg, 8kN, P17/8 | FCRC | FRASER COAST REGIONAL COUNCIL | P17/8 | PURCHASE AS REQUIRED
002495588 | TIMBER,HARDWOOD | Untreated Pole, 17m Lg, 12kN, P17/12 | FCRC | FRASER COAST REGIONAL COUNCIL | P17/12 | PURCHASE AS REQUIRED
002495596 | TIMBER,HARDWOOD | Untreated Pole, 17m Lg, 20kN, P17/20 | FCRC | FRASER COAST REGIONAL COUNCIL | P17/20 | PURCHASE AS REQUIRED
002495604 | TIMBER,HARDWOOD | Untreated Pole, 18.5m Lg, 5kN, P18.5/5 | FCRC | FRASER COAST REGIONAL COUNCIL | P18.5/5 | PURCHASE AS REQUIRED
002495612 | TIMBER,HARDWOOD | Untreated Pole, 18.5m Lg, 8kN, P18.5/8 | FCRC | FRASER COAST REGIONAL COUNCIL | P18.5/8 | PURCHASE AS REQUIRED
002495620 | TIMBER,HARDWOOD | Untreated Pole, 18.5m Lg, 12kN, P18.5/12 | FCRC | FRASER COAST REGIONAL COUNCIL | P18.8/12 | PURCHASE AS REQUIRED
002495638 | TIMBER,HARDWOOD | Untreated Pole, 18.5m Lg, 20kN, P18.5/20 | FCRC | FRASER COAST REGIONAL COUNCIL | P18.5/20 | PURCHASE AS REQUIRED
002495646 | TIMBER,HARDWOOD | Untreated Pole, 20m Lg, 5kN, P20/5 | FCRC | FRASER COAST REGIONAL COUNCIL | P20/5 | PURCHASE AS REQUIRED
002495653 | TIMBER,HARDWOOD | Untreated Pole, 20m Lg, 80kN, P20/8 | FCRC | FRASER COAST REGIONAL COUNCIL | P20/8 | PURCHASE AS REQUIRED
002495661 | TIMBER,HARDWOOD | Untreated Pole, 20m Lg, 12kN, P20/12 | FCRC | FRASER COAST REGIONAL COUNCIL | P20/12 | PURCHASE AS REQUIRED
002495679 | TIMBER,HARDWOOD | Untreated Pole, 20m Lg, 20kN, P20/20 | FCRC | FRASER COAST REGIONAL COUNCIL | P20/20 | PURCHASE AS REQUIRED
002495687 | TIMBER,HARDWOOD | Untreated Pole, 21.5m Lg, 5kN, P21.5/5 | FCRC | FRASER COAST REGIONAL COUNCIL | P21.5/5 | PURCHASE AS REQUIRED
002495695 | TIMBER,HARDWOOD | Untreated Pole, 21.5m Lg, 8kN, P21.5/8 | FCRC | FRASER COAST REGIONAL COUNCIL | P21.5/8 | PURCHASE AS REQUIRED
002495703 | TIMBER,HARDWOOD | Untreated Pole, 21.5m Lg, 12kN, P21.5/12 | FCRC | FRASER COAST REGIONAL COUNCIL | P21.5/12 | PURCHASE AS REQUIRED
002495711 | TIMBER,HARDWOOD | Untreated Pole, 21.5m Lg, 20kN, P21.5/20 | FCRC | FRASER COAST REGIONAL COUNCIL | P21.5/20 | PURCHASE AS REQUIRED
002495729 | TIMBER,HARDWOOD | Untreated Pole, 23m Lg, 8kN, P23/8 | FCRC | FRASER COAST REGIONAL COUNCIL | P23/8 | PURCHASE AS REQUIRED
002495737 | TIMBER,HARDWOOD | Untreated Pole, 23m Lg, 12kN, P23/12 | FCRC | FRASER COAST REGIONAL COUNCIL | P23/12 | PURCHASE AS REQUIRED
002495745 | TIMBER,HARDWOOD | Untreated Pole, 23m Lg, 20kN, P23/20 | FCRC | FRASER COAST REGIONAL COUNCIL | P23/20 | PURCHASE AS REQUIRED
002495752 | FLOODLIGHT,ELECTRIC | MaxiMaster Gen 3 100-250W, 3000-5000K Selectable Output Asymmetrical Floodlight, c/w Glands & 6mm Term Block | PIERLITE | PIERLITE AUSTRALIA PTY LTD | MML250LSCSA | CURRENT
002495760 | FLOODLIGHT,ELECTRIC | MaxiMaster Gen 3 100-250W, 3000-5000K Selectable Output Symmetrical Floodlight, c/w Glands & 6mm Term Block | PIERLITE | PIERLITE AUSTRALIA PTY LTD | MML250LSCSS | CURRENT
002495778 | PAINT | Fireshell F1E HV, Grey, 15L, Intumescent Bushfire Resistant Coating | EXFIRE | EXFIRE PTY LTD | FIRESHELL F1E HV | CURRENT
002496198 | BAG | Arc Flash Helmet Bag, Internal Padding, Zipper Opening, Carry Handle, 450 x 220 x 220mm | EFO | ELECTRICAL FACTORY OUTLET PTY LTD | AFH-BAG | CURRENT
002496206 | HOOD,HEAT PROTECTIVE | Arc Flash Balaclava HRC3 34cal/cm2, PPE Cat 2 Rated, Head & Neck Protection, Double Layer | VOLTSAFE | VOLT SAFETY PTY LTD | ARC-BALACLAVA3-B | CURRENT
002496214 | DEFIBRILLATOR | Phillips HeartStart FRx Defibrillator, AED c/w M5070A Battery, SMART Pads II, Ready Shave Pack, Carry Case, 6 x 18 x 22cm, for Field use | STJOHN | ST JOHN AMBULANCE AUSTRALIA QLD | L861305B | CURRENT
002496214 | DEFIBRILLATOR | Phillips HeartStart FRx Defibrillator, AED c/w M5070A Battery, SMART Pads II, Ready Shave Pack, Carry Case, 6 x 18 x 22cm, for Field use | PHILIPS | PHILIPS AUSTRALIA PTY LTD | 861304 | CURRENT
002496222 | GROUNDING SET | Earth Stub Brass, Assembly M12, 80mm Lg, Dwg 015-075-RD | PLP AUST | PREFORMED LINE PRODUCTS (AUST) | ESB-M12-1 | CURRENT
002496230 | SWITCHBOARD,POWER | CNI Subs Incomer Switchgear Unit, 12kV, 800A, 25kA, 2000A Bus Metal Encl Fixed Switchgear & Control Gear Assy c/w 110V DC Aux Supply, Botton Cable Connect | TAMCO | TAMCO SWITCHGEAR (MANUFACTURER) | T2A-VHIF630INC700 | CURRENT
002496248 | SWITCHBOARD,POWER | CNI Subs Incomer Switchgear Unit, 12kV, 800A, 25kA, 2000A Bus Metal Encl Fixed Switchgear & Control Gear Assy c/w 110V DC Aux Supply, Top Cable Connect, | TAMCO | TAMCO SWITCHGEAR (MANUFACTURER) | T2B-VHIF630INC700 | CURRENT
002496255 | SWITCHBOARD,POWER | CNI Subs Incomer Switchgear Unit, 12kV, 800A, 25kA, 2000A Bus Metal Encl Fixed Switchgear & Control Gear Assy c/w 110V DC Aux Supply, Top Cable Connect, | TAMCO | TAMCO SWITCHGEAR (MANUFACTURER) | T2C-VHIF630INC700 | CURRENT
002496263 | SWITCHBOARD,POWER | CNI Subs Incomer Switchgear Unit, 12kV, 800A, 25kA, 2000A Bus Metal Encl Fixed Switchgear & Control Gear Assy c/w 110V DC Aux Supply, Bottom Cable Connect | TAMCO | TAMCO SWITCHGEAR (MANUFACTURER) | T2D-VHIF630INC700 | CURRENT
002496271 | SWITCHBOARD,POWER | CNI Subs/Customer Supply w/Metering Switchgear Unit, 12kV, 800A, 25kA, 2000A Bus Metal Encl Fixed Switchgear & Control Gear Assy c/w 110V DC Aux Supply | TAMCO | TAMCO SWITCHGEAR (MANUFACTURER) | T3A-VHIF630INC700 | CURRENT
002496289 | SWITCHBOARD,POWER | CNI Subs/Customer Supply w/Metering Switchgear Unit, 12kV, 800A, 25kA, 2000A Bus Metal Encl Fixed Switchgear & Control Gear Assy c/w 110V DC Aux Supply | TAMCO | TAMCO SWITCHGEAR (MANUFACTURER) | T3B-VHIF630INC700 | CURRENT
002496297 | SWITCHBOARD,POWER | CNI Subs/Customer Supply w/Metering Switchgear Unit, 12kV, 800A, 25kA, 2000A Bus Metal Encl Fixed Switchgear & Control Gear Assy c/w 110V DC Aux Supply | TAMCO | TAMCO SWITCHGEAR (MANUFACTURER) | T3C-VHIF630INC700 | CURRENT
002496305 | SWITCHBOARD,POWER | CNI Subs/Customer Supply w/Metering Switchgear Unit, 12kV, 800A, 25kA, 2000A Bus Metal Encl Fixed Switchgear & Control Gear Assy c/w 110V DC Aux Supply | TAMCO | TAMCO SWITCHGEAR (MANUFACTURER) | T3D-VHIF630INC700 | CURRENT
002496321 | SWITCHBOARD,POWER | Feeder Switchgear Unit, 12kV, 800A, 25kA, 2000A Bus Metal Encl Fixed Switchgear & Control Gear Assy c/w 110V DC Aux Supply, incl CTs for Feeder | TAMCO | TAMCO SWITCHGEAR (MANUFACTURER) | T1B-VHIF800FDR450 | CURRENT
ACT2050 | CARD | Telstra Pluses Industrial SIM Cards (Box of 100) | ACSTREAM | ACTIVE STREAM METER PROVIDER | T3N24175 | CURRENT
002496339 | SHELF,ELECTRICAL EQUIPMENT | 2RU Cantilever Shelf, 19" Rack Mount, 483mm W, 350mm D, Black, 20kg Max Load | CABAC | CABAC (MANUFACTURER) | CABRCS350-2RU-S | CURRENT
002496347 | PLUG | Retractable Straight Plug, Insulated, 4mm, Black | PENTA | PENTA AUST (TMAC THEW & MCCANN/HYLEC) | PA12740 | CURRENT
002496347 | PLUG | Retractable Straight Plug, Insulated, 4mm, Black | THEWMCAN | TMAC THEW & MCCANN GROUP | TM12740 | CURRENT
002496602 | INSECTICIDE,FIPRONIL | SAS PRO, Granule Ant Killer, Silica Carrier Particles, 1kg Shaker Pack | GARRARDS | GARRARDS | SAS/1 | CURRENT
002496602 | INSECTICIDE,FIPRONIL | SAS PRO, Granule Ant Killer, Silica Carrier Particles, 1kg Shaker Pack | SUNDEW | SUNDEW SOLUTIONS PTY LTD | SAS/1 | CURRENT
002496610 | INSECTICIDE,FIPRONIL | SAS PRO, Granule Ant Killer, Silica Carrier Particles, 10kg Pail c/w Scoop & Shaker | GARRARDS | GARRARDS | SAS/10 | CURRENT
002496610 | INSECTICIDE,FIPRONIL | SAS PRO, Granule Ant Killer, Silica Carrier Particles, 10kg Pail c/w Scoop & Shaker | SUNDEW | SUNDEW SOLUTIONS PTY LTD | SAS/10 | CURRENT
002496628 | LIFTER | Drum Lifter, Edge Style, 500kg WLL | AMPLITUD | AMPLITUDE PTY LTD - 396777 | 144002 | CURRENT
000405835 | BRACKET,MOUNTING | Stand Off, Galv, Dwg 01-13-04-B | POLLARDS | POLLARDS GALVANIZING PTY LTD | 405835 | CURRENT
000104217 | INSULATOR,STANDOFF | Bridging, 33kV, 170kV BIL, Polyethylene, Vertical Vice Top, Pattern 'C' Thread, Dwg 891659-1 | BRITECH | BRI-TECH PTY LTD | HPI35VTP | CURRENT
002496636 | LIGHT UNIT,PORTABLE | Milwaukee Neck Light Kit, 4V USB Rechargeable Battery, 400 Lumens | C&LTOOL | CALTCO T/A C&L TOOL CENTRE | MILWAL4NL400301 | CURRENT
002496636 | LIGHT UNIT,PORTABLE | Milwaukee Neck Light Kit, 4V USB Rechargeable Battery, 400 Lumens | MILWAUKE | MILWAUKEE POWER TOOLS | L4NL400301 | CURRENT
002496644 | BATTERY,STORAGE | Milwaukee 4V USB Power Source & Charger Kit | C&LTOOL | CALTCO T/A C&L TOOL CENTRE | MILWAL4PPS301 | CURRENT
002496644 | BATTERY,STORAGE | Milwaukee 4V USB Power Source & Charger Kit | MILWAUKE | MILWAUKEE POWER TOOLS | L4PPS301 | CURRENT
002496651 | CONNECTOR,COMPRESSION | C Crimp, Hyground, Cu, 150-240mm2 Run, 50-70mm2 Tap, Stranded Conductor, for Earthing Grid & Reinforcing, Carton of 20 | BURNDY | BURNDY CABLE SUPPORT SYSTEMS | YGHC34C26 | CURRENT
002496651 | CONNECTOR,COMPRESSION | C Crimp, Hyground, Cu, 150-240mm2 Run, 50-70mm2 Tap, Stranded Conductor, for Earthing Grid & Reinforcing, Carton of 20 | PHOENIXS | PHOENIX STEEL SALES PTY LTD | YGHC34C26 | CURRENT
002496669 | LIFTER | Transformer Lifting Beam, WLL 2.3t Frame to Dwg DC770, (1-5) Number Marked above each Lifting Eye & Hole Drilled for Inspection Tag, Painted Yellow NATA | STEHOUSE | STENHOUSE LIFTING EQUIPMENT PL | DRAWING DC770 | CURRENT
002496677 | LIFTING JIB | EWP Pole Jib, suit Redmond Gary TL Model for LL Night Work | AMPLITUD | AMPLITUDE PTY LTD - 396777 | EWPPJIBEQL | CURRENT
002496685 | LOUVRE,LIGHT | StreetLED2, for Reduced Road Reserve Width, suits StreetLED MkII | SYLVANIA | SYLVANIA SCHREDER | JLB00006 | CURRENT
002496693 | TOWELETTE,CLEANING | 504 Respirator Cleaning Wipe, Non-Woven Material, White, Odourless, Box of 100 | 3M | 3M AUSTRALIA PTY LTD | AT010587411 | CURRENT
002496693 | TOWELETTE,CLEANING | 504 Respirator Cleaning Wipe, Non-Woven Material, White, Odourless, Box of 100 | ALLENS | ALLENS INDUSTRIAL PRODUCTS PTY LTD | AT010587411 | CURRENT
002496701 | KIT | Versaflo BT-953, Cleaning & Storage Kit suit BT-63/64 Breathing Tubes, for Versaflo TR-300 Series PAPR | 3M | 3M AUSTRALIA PTY LTD | 70071730892 | CURRENT
002496701 | KIT | Versaflo BT-953, Cleaning & Storage Kit suit BT-63/64 Breathing Tubes, for Versaflo TR-300 Series PAPR | ALLENS | ALLENS INDUSTRIAL PRODUCTS PTY LTD | 70071730892 | CURRENT
002496719 | KIT | Versaflo TR-653, Cleaning & Storage Kit suit TR-600 Series Powered Air Turbo, for Versaflo TR-300 Series PAPR | 3M | 3M AUSTRALIA PTY LTD | 70071618428 | CURRENT
002496719 | KIT | Versaflo TR-653, Cleaning & Storage Kit suit TR-600 Series Powered Air Turbo, for Versaflo TR-300 Series PAPR | ALLENS | ALLENS INDUSTRIAL PRODUCTS PTY LTD | 70071618428 | CURRENT
002496727 | CHARGER,BATTERY | Versaflo TR-344A, PAPR Quad-Station Battery Charger Kit, for Versaflo TR-300 Series PAPR | ALLENS | ALLENS INDUSTRIAL PRODUCTS PTY LTD | AT010590282 | CURRENT
002496727 | CHARGER,BATTERY | Versaflo TR-344A, PAPR Quad-Station Battery Charger Kit, for Versaflo TR-300 Series PAPR | 3M | 3M AUSTRALIA PTY LTD | AT010590282 | CURRENT
002496735 | COVER | Versaflo TR-381, Disposable PAPR Cover, for Versaflo TR-300 Series PAPR, Pack of 10 | 3M | 3M AUSTRALIA PTY LTD | 70071765583 | CURRENT
002496735 | COVER | Versaflo TR-381, Disposable PAPR Cover, for Versaflo TR-300 Series PAPR, Pack of 10 | ALLENS | ALLENS INDUSTRIAL PRODUCTS PTY LTD | 70071765583 | CURRENT
002496743 | FIELD PACK | Versaflo TR-927, Easy Clean Backpack, to hold PAPR during use, for Versaflo TR-300 Series PAPR | 3M | 3M AUSTRALIA PTY LTD | UU012452437 | CURRENT
002496743 | FIELD PACK | Versaflo TR-927, Easy Clean Backpack, to hold PAPR during use, for Versaflo TR-300 Series PAPR | ALLENS | ALLENS INDUSTRIAL PRODUCTS PTY LTD | UU012452437 | CURRENT
002496750 | PROTECTOR,HEARING | Earmuffs, Cap-Mount, 3M Peltor H31P3AF, for Versaflo TR-300 Series PAPR | 3M | 3M AUSTRALIA PTY LTD | AT010592841 | CURRENT
002496750 | PROTECTOR,HEARING | Earmuffs, Cap-Mount, 3M Peltor H31P3AF, for Versaflo TR-300 Series PAPR | ALLENS | ALLENS INDUSTRIAL PRODUCTS PTY LTD | AT010592841 | CURRENT
002496768 | COVER | Versaflo M-976, Head, Neck & Shoulder Cover, Single Layer PPL, White, for Versaflo TR-300 Series PAPR | ALLENS | ALLENS INDUSTRIAL PRODUCTS PTY LTD | UU003029780 | CURRENT
002496768 | COVER | Versaflo M-976, Head, Neck & Shoulder Cover, Single Layer PPL, White, for Versaflo TR-300 Series PAPR | 3M | 3M AUSTRALIA PTY LTD | UU003029780 | CURRENT
002496776 | PAD,HELMET | Versaflo M-957, Forehead Comfort Pad, for Versaflo TR-300 Series PAPR, Pack of 20 | 3M | 3M AUSTRALIA PTY LTD | XA007705925 | CURRENT
002496776 | PAD,HELMET | Versaflo M-957, Forehead Comfort Pad, for Versaflo TR-300 Series PAPR, Pack of 20 | ALLENS | ALLENS INDUSTRIAL PRODUCTS PTY LTD | XA007705925 | CURRENT
002496784 | FACE SEAL,RESPIRATOR | Versaflo M-936, Comfort Faceseal, for Versaflo TR-300 Series PAPR, Pack of 5 | 3M | 3M AUSTRALIA PTY LTD | UU008294835 | CURRENT
002496784 | FACE SEAL,RESPIRATOR | Versaflo M-936, Comfort Faceseal, for Versaflo TR-300 Series PAPR, Pack of 5 | ALLENS | ALLENS INDUSTRIAL PRODUCTS PTY LTD | UU008294835 | CURRENT
002496792 | VISOR,FACESHIELD | Versaflo M-928, Peel-Off Visor Cover, Clear, for Versaflo TR-300 Series PAPR, Pack of 40 | 3M | 3M AUSTRALIA PTY LTD | 70071564341 | CURRENT
002496792 | VISOR,FACESHIELD | Versaflo M-928, Peel-Off Visor Cover, Clear, for Versaflo TR-300 Series PAPR, Pack of 40 | ALLENS | ALLENS INDUSTRIAL PRODUCTS PTY LTD | 70071564341 | CURRENT
002496800 | VISOR,FACESHIELD | Versaflo M-924-25, Peel-Off Visor Cover, Tinted, for Versaflo TR-300 Series PAPR, Pack of 25 | 3M | 3M AUSTRALIA PTY LTD | 70071767332 | CURRENT
002496800 | VISOR,FACESHIELD | Versaflo M-924-25, Peel-Off Visor Cover, Tinted, for Versaflo TR-300 Series PAPR, Pack of 25 | ALLENS | ALLENS INDUSTRIAL PRODUCTS PTY LTD | 70071767332 | CURRENT
002496818 | BATTERY,STORAGE | Versaflo TR-332, High Capacity Battery Pack, Li-Ion, 8 - 12hrs Operating Life, for Versaflo TR-300 Series PAPR | 3M | 3M AUSTRALIA PTY LTD | XA007706568 | CURRENT
002496818 | BATTERY,STORAGE | Versaflo TR-332, High Capacity Battery Pack, Li-Ion, 8 - 12hrs Operating Life, for Versaflo TR-300 Series PAPR | ALLENS | ALLENS INDUSTRIAL PRODUCTS PTY LTD | XA007706568 | CURRENT
002496826 | ARRESTER | Versaflo TR-362, Spark Arrester, for Versaflo TR-300 Series PAPR | 3M | 3M AUSTRALIA PTY LTD | XA007706659 | CURRENT
002496826 | ARRESTER | Versaflo TR-362, Spark Arrester, for Versaflo TR-300 Series PAPR | ALLENS | ALLENS INDUSTRIAL PRODUCTS PTY LTD | XA007706659 | CURRENT
002496834 | VISOR,FACESHIELD | Versaflo M-927, Premium Visor, Scratch & Chemical Resistant, for Versaflo TR-300 Series PAPR, Pack of 5 | 3M | 3M AUSTRALIA PTY LTD | 70071562188 | CURRENT
002496834 | VISOR,FACESHIELD | Versaflo M-927, Premium Visor, Scratch & Chemical Resistant, for Versaflo TR-300 Series PAPR, Pack of 5 | ALLENS | ALLENS INDUSTRIAL PRODUCTS PTY LTD | 70071562188 | CURRENT
002496842 | CLOTH,CLEANING | Everguard, Tack Cloths, Impregnated with Resin to hold Dust, Elements, Fibres & Dirt, for Asbestos PAPR Kit, Pack of 50 | ALLENS | ALLENS INDUSTRIAL PRODUCTS PTY LTD | SMHTACRAG | CURRENT
002496859 | ISOLATOR | Switch Disconnector Acti9, iSW, 1P, 63A, 240V | SCHNEIDR | SCHNEIDER PTY LTD (MANUFACTURER) | A9S66163 | CURRENT
002496974 | GATE | HA1, Heavy Box Stay Assy, Adjustable Bolt Together Kit c/w 2 x 8ft Bar Gate, suit High Tension & Reactive Soil | HOLDFAST | HOLDFAST ACCESS SOLUTIONS | HA1 | CURRENT
002496982 | GATE | HA2, Heavy Box Stay Assy, Adjustable Bolt Together Kit c/w 2 x 8ft Mesh Gate, suit High Tension & Reactive Soil | HOLDFAST | HOLDFAST ACCESS SOLUTIONS | HA2 | CURRENT
002496990 | GATE | LA1, Light Box Stay Assy, Adjustable Bolt Together Kit c/w 2 x 8ft Bar Gate, suit most Rural Fencing Applications | HOLDFAST | HOLDFAST ACCESS SOLUTIONS | LA1 | CURRENT
002497006 | GATE | LA2, Light Box Stay Assy, Adjustable Bolt Together Kit c/w 2 x 8ft Mesh Gate, suit most Rural Fencing Applications | HOLDFAST | HOLDFAST ACCESS SOLUTIONS | LA2 | CURRENT
002497014 | MODEM,COMMUNICATIONS | eSAM Ethernet Modem, Yurika Metering Label, Industrial Telstra SIM Fitted, MeanWell HDR-30-12 DIN Rail Power Supply, 50cm Microfit Power Cable | INTERCEL | INTERCEL PTY LTD | CELESAMC4QX485 | CURRENT
002497014 | MODEM,COMMUNICATIONS | eSAM Ethernet Modem, Yurika Metering Label, Industrial Telstra SIM Fitted, MeanWell HDR-30-12 DIN Rail Power Supply, 50cm Microfit Power Cable | INTERCEL | INTERCEL PTY LTD | ESAM4QX485 | CURRENT
002451029 | TARPAULIN | Lifting, Soil, HD Vinyl, 2.44 x 2.44m, c/w Webbing Reinforcing, Rated 2.2T WLL, for Soil Containment & Backfill during Pole Installation & Minor Excavations | SLINGCO | SLINGCO AUSTRALIA PTY LTD | ZLD10016 | CURRENT
002451029 | TARPAULIN | Lifting, Soil, HD Vinyl, 2.44 x 2.44m, c/w Webbing Reinforcing, Rated 2.2T WLL, for Soil Containment & Backfill during Pole Installation & Minor Excavations | AMPLITUD | AMPLITUDE PTY LTD - 396777 | ZLD10016 | CURRENT
002497048 | MARKER STRIP | Type ZB8, Number 51 to 60, Vertical, White, suit Terminal Block 8.2mm W, Pack of 10 | PHOENIX | PHOENIX CONTACT PTY LTD | 1052028:0051 | CURRENT
002497048 | MARKER STRIP | Type ZB8, Number 51 to 60, Vertical, White, suit Terminal Block 8.2mm W, Pack of 10 | HAYMANS | HAYMANS ELECTRICAL | PHO1052028:0051 | CURRENT
002497055 | MARKER STRIP | Type ZB8, Number 61 to 70, Vertical, White, suit Terminal Block 8.2mm W, Pack of 10 | PHOENIX | PHOENIX CONTACT PTY LTD | 1052028:0061 | CURRENT
002497055 | MARKER STRIP | Type ZB8, Number 61 to 70, Vertical, White, suit Terminal Block 8.2mm W, Pack of 10 | HAYMANS | HAYMANS ELECTRICAL | PHO1052028:0061 | CURRENT
002497071 | CABINET,ELEC EQUIP | Pwr Quality Analyser, 700 x 500 x 250mm, refer Dwgs S00101464-04 & S00101464-05, for Outdoor Non-Substations Application, fully assembled at Banyo Workshop | ERGONWS | PROVISION OF WORKSHOP SERVICES | S00101464-04 & S00101464-05 | CURRENT
002436392 | BOLT,MACHINE | M16 x 45mm, Hex, Galv, Gde 8.8 c/w Galv Hex Nut | HOBSON | HOBSON ENGINEERING CO PTY LTD 393904 | KBHK0GCM160045 | CURRENT
002436418 | BOLT,MACHINE | M16 x 55mm, Hex, Galv, Gde 8.8 c/w Galv Hex Nut | HOBSON | HOBSON ENGINEERING CO PTY LTD 393904 | KBHK0GCM160055 | CURRENT
000104148 | TAPE | Armorcast, 100mm W x 3.04m | 3M | 3M AUSTRALIA PTY LTD | MMEARMORCAST-100MM | CURRENT
000104148 | TAPE | Armorcast, 100mm W x 3.04m | HAYMANS | HAYMANS ELECTRICAL | MMEARMORCAST-100MM | CURRENT
002497089 | ROPE,FIBROUS | Aquatec 3 Strand, 14mm x 250m Roll, Hawser Laid Polypropylene Rope, Green with Gold Fleck | DONAGHYS | DONAGHYS PTY LTD | RROS1429 | CURRENT
002497097 | ROPE,FIBROUS | Aquatec 3 Strand, 16mm x 250m Roll, Hawser Laid Polypropylene Rope, Green with Gold Fleck | DONAGHYS | DONAGHYS PTY LTD | RROS1434 | CURRENT
002497105 | DYNAMOMETER,ELECTRONIC | Tractel Dynafor Industrial, 3.2t, Digital Load Cell | SPECFORC | SPECIALISED FORCE | INDUSTRIAL-32 | CURRENT
002497113 | DYNAMOMETER,ELECTRONIC | Tractel Dynafor Industrial, 6.3t, Digital Load Cell | SPECFORC | SPECIALISED FORCE | INDUSTRIAL-63 | CURRENT
002497121 | CONTACT,ELECTRICAL | Reyrolle LMVP Primary Isolating Contact, 1250/2000A | RPS | RPS SWITCHGEAR AUS | 971P257 | CURRENT
002497139 | LADDER,EXTENSION | 5.2m Fully Extended, with Red Running Brackets, Centre Pully, Rubber Feet, Arapoline Rope, Top Lash, White Fly Boot Protector, Pole Strap-Fly, Ergon Stip & | BRANACH | BRANACH MANUFACTURING PTY LTD. | FED5.2 CP-RF-AR-TA-FW-PS-WP-SW | CURRENT
002497147 | LADDER,EXTENSION | 6.4m Fully Extended, with Red Running Brackets, Centre Pully, Rubber Feet, Arapoline Rope, Top Lash, White Fly Boot Protector, Pole Strap-Fly, Ergon Stip & | BRANACH | BRANACH MANUFACTURING PTY LTD. | FED6.4 CP-RF-AR-TA-FW-PS-WP-SW | CURRENT
002497154 | LADDER,EXTENSION | 7.9m Fully Extended, with Red Running Brackets, Centre Pully, Rubber Feet, Arapoline Rope, Top Lash, White Fly Boot Protector, Pole Strap-Fly, Ergon Stip & | BRANACH | BRANACH MANUFACTURING PTY LTD. | FED7.9 CP-RF-AR-TA-FW-PS-WP-SW | CURRENT
002497162 | LADDER,EXTENSION | 8.8m Fully Extended, with Red Running Brackets, Centre Pully, Rubber Feet, Arapoline Rope, Top Lash, White Fly Boot Protector, Pole Strap-Fly, Ergon Stip & | BRANACH | BRANACH MANUFACTURING PTY LTD. | FED8.8 CP-RF-AR-TA-FW-PS-WP-SW | CURRENT
002497170 | LADDER,EXTENSION | 9.4m Fully Extended, with Red Running Brackets, Centre Pully, Rubber Feet, Arapoline Rope, Top Lash, White Fly Boot Protector, Pole Strap-Fly, Ergon Stip & | BRANACH | BRANACH MANUFACTURING PTY LTD. | FED9.4 CP-RF-AR-TA-FW-PS-WP-SW | CURRENT
002406713 | CLAMP,CABLE | IPC, 95-240mm2 Bare Al Main, 35-95mm2 IPC Tap, c/w S/Steel Fasteners (P4) | PLP AUST | PREFORMED LINE PRODUCTS (AUST) | D-K475 | CURRENT
002406713 | CLAMP,CABLE | IPC, 95-240mm2 Bare Al Main, 35-95mm2 IPC Tap, c/w S/Steel Fasteners (P4) | SICAME | SICAME AUSTRALIA PTY LTD | NTD431AXFAE | CURRENT
002497188 | TESTER | MIT330, 1kV Insulation & Continuity Tester, Digital/Analogue Backlit Display & Range Selection, Adjustable Limits, Switch Test Probe, Test Result Storage, | MEGGER | MEGGER PTY LTD | MIT330-EN | CURRENT
002497196 | HOOK,UNIVERSAL SWITCH | Quick Grab Dual-Probe, Arched Shaped Head, Brass Alloy, Sunrise Attachment, for Drop-Out Fuse Operation | AMPLITUD | AMPLITUDE PTY LTD - 396777 | USSA-QGP | CURRENT
002497212 | CYLINDER,GAS | Empty Cylinder, Size D (10kg) for SF6 Clean Gas, Apple Green Body & Shoulder, Type 31 Valve, 1 Bottle per Skid, Not for field use, for SF6 Recyclers to | CATALINA | CATALINA INDUSTRIES PL | G26 APPLE GREEN 10KG | CURRENT
002497220 | RELAY,PROTECTION | FW B4C, Fdr Mgt, Dir/Non-Dir OC, EF & SEF, 16/7 I/O, 24-32VDC Pwr, 1/5A CT, 415VAC VT, DNP3 over RS485 or LC Fibre Enet & IEC61850 | SCHNEIDR | SCHNEIDER PTY LTD (MANUFACTURER) | P142 92QCLM0B49L | CURRENT
002497238 | RELAY,PROTECTION | RELAY:PROTN;Dir/Non-Dir OC,FW B4C RELAY,PROTECTION FW B4C, Fdr Mgt, Dir/No n-Dir OC, EF & SEF, 16/7 I/O, 48-110VDC Pwr, 1/5A CT, 415VAC VT, DNP3 over RS485 | CLIPSAL | GERARD INDUSTRIES QLD DIVSN P/L | P142 22QCL | CURRENT
002497238 | RELAY,PROTECTION | RELAY:PROTN;Dir/Non-Dir OC,FW B4C RELAY,PROTECTION FW B4C, Fdr Mgt, Dir/No n-Dir OC, EF & SEF, 16/7 I/O, 48-110VDC Pwr, 1/5A CT, 415VAC VT, DNP3 over RS485 | SCHNEIDR | SCHNEIDER PTY LTD (MANUFACTURER) | P142 22QCLM0B49L | CURRENT
002497246 | BIT,AUGER | Impact, 25mm Dia, 600mm OAL, Steel, Ring Twist Pattern, 11mm Hex Shank, Quick Release | SPECFORC | SPECIALISED FORCE | STMSF825X600 | CURRENT
002497253 | LIFTER | Conductor Jib Base for Redmond Gary TL EWP, Al c/w Jib Bullet End Cap, suit 75mm (3") Fibreglass Stick, Dwg 901962-02 Modified Type | ADNOUGHT | ADNOUGHT SHEETMETAL FABRICATIONS | 901962-02 MODIFIED TYPE | CURRENT
002497303 | JOINT,ELECTRICAL POWER CABLE | Straight Through, 76/132kV, 1C, 1200mm2, Stranded Segmental Milliken WB Cu, XLPE/ OF/WBT/CorrCu Sheath (40kA/0.5Sec)/MDPE, Graphite Coating | BRUGG | BRUGG CABLES (MANUFACTURER) | S1965-4 | CURRENT
002497303 | JOINT,ELECTRICAL POWER CABLE | Straight Through, 76/132kV, 1C, 1200mm2, Stranded Segmental Milliken WB Cu, XLPE/ OF/WBT/CorrCu Sheath (40kA/0.5Sec)/MDPE, Graphite Coating | CABLGRID | CABLE GRID AUSTRALIA PL | CG-2497303-S1965-4 | CURRENT
002497311 | LIFTER | Streetlight Lifting Device, WLL 800KG | TLIFTCO | THE LIFTING COMPANY (TLC) | SLB | CURRENT
002497311 | LIFTER | Streetlight Lifting Device, WLL 800KG | AMPLITUD | AMPLITUDE PTY LTD - 396777 | TLC SLB | CURRENT
002497329 | CAMERA | FLIR TG267 Thermal Camera, 160 x 120 IR Resolution (19200 Pixels) | FLIR | TELEDYNE FLIR SYSTEMS COMPANY | TG267 | CURRENT
002497329 | CAMERA | FLIR TG267 Thermal Camera, 160 x 120 IR Resolution (19200 Pixels) | RTE | RAPID-TECH EQUIPMENT PTY LTD | FLIR TG267 | CURRENT
002497329 | CAMERA | FLIR TG267 Thermal Camera, 160 x 120 IR Resolution (19200 Pixels) | RTE | RAPID-TECH EQUIPMENT PTY LTD | FLIR TG268 | CURRENT
002497337 | CIRCUIT BREAKER | MCB, Acti9 iC60H, 6A, 4 Pole, C-Curve | SCHNEIDR | SCHNEIDER PTY LTD (MANUFACTURER) | A9F54406 | PENDING
002497345 | HOLE SAW | Impact, 16mm Dia, 8TPI, Quick Connect 1/4" Hex Shank, Thin Wall, Bi-Metal | SUTTON | SUTTON TOOLS (MANUFACTURER) | 1190160 | CURRENT
002497345 | HOLE SAW | Impact, 16mm Dia, 8TPI, Quick Connect 1/4" Hex Shank, Thin Wall, Bi-Metal | C&LTOOL | CALTCO T/A C&L TOOL CENTRE | SUTH1190160 | CURRENT
002403628 | TAG,INSTRUCTION | Test Marker, Plastic, Self Adhesive, Black Text on Yellow, space for Equip ID Number, Serial Number, Tested at 45kV / 300mm, 3 x spaces for Retest Date c/w | CERTAGS | CERTAGS PTY LTD | 9286 | CURRENT
002403628 | TAG,INSTRUCTION | Test Marker, Plastic, Self Adhesive, Black Text on Yellow, space for Equip ID Number, Serial Number, Tested at 45kV / 300mm, 3 x spaces for Retest Date c/w | PROMARK | PROMARK PACKAGING PTY LTD GEEBUNG | 9286 | CURRENT
002438034 | TAG,INSTRUCTION | Test Marker, Plastic, Self Adhesive, Black Text on White, space for Equip ID Number, Serial Number, Tested at 75kV / 300mm, 3 x spaces for Retest Date c/w | CERTAGS | CERTAGS PTY LTD | 9287 | CURRENT
002438034 | TAG,INSTRUCTION | Test Marker, Plastic, Self Adhesive, Black Text on White, space for Equip ID Number, Serial Number, Tested at 75kV / 300mm, 3 x spaces for Retest Date c/w | PROMARK | PROMARK PACKAGING PTY LTD GEEBUNG | 9287 | CURRENT
002497378 | BIT,ROCK DRILL | Milwaukee SDS Plus Vacuum Drill Bit, 12 x 325mm, for Silica Dust Extraction, suit M-Class 30L Vacuum | MILWAUKE | MILWAUKEE POWER TOOLS | 4932459283 | CURRENT
002497378 | BIT,ROCK DRILL | Milwaukee SDS Plus Vacuum Drill Bit, 12 x 325mm, for Silica Dust Extraction, suit M-Class 30L Vacuum | C&LTOOL | CALTCO T/A C&L TOOL CENTRE | MILWA4932459283 | CURRENT
002497386 | BIT,ROCK DRILL | Milwaukee SDS Plus Vacuum Drill Bit, 18 x 360mm, for Silica Dust Extraction, suit M-Class 30L Vacuum | MILWAUKE | MILWAUKEE POWER TOOLS | 4932459286 | CURRENT
002497386 | BIT,ROCK DRILL | Milwaukee SDS Plus Vacuum Drill Bit, 18 x 360mm, for Silica Dust Extraction, suit M-Class 30L Vacuum | C&LTOOL | CALTCO T/A C&L TOOL CENTRE | MILWA4932459286 | CURRENT
002497394 | TOOL,VACUUM CLEANER | Milwaukee SDS Extraction Attachment, Rubber Seal, Drilling Depth/Hole upto 70mm, for Silica Dust Extraction, suit M-Class 30L Vacuum | MILWAUKE | MILWAUKEE POWER TOOLS | 5317-DE | CURRENT
002497394 | TOOL,VACUUM CLEANER | Milwaukee SDS Extraction Attachment, Rubber Seal, Drilling Depth/Hole upto 70mm, for Silica Dust Extraction, suit M-Class 30L Vacuum | C&LTOOL | CALTCO T/A C&L TOOL CENTRE | MILWA5317-DE | CURRENT
002497410 | CLAMP | Trademaster Multi Adjustable Clamp, 0-250mm Span, 120mm Depth, Plastic, Rubber Grip Handle | TRADMSTR | TRADEMASTER (MANUFACTURER) | TC-0159 | CURRENT
002497410 | CLAMP | Trademaster Multi Adjustable Clamp, 0-250mm Span, 120mm Depth, Plastic, Rubber Grip Handle | C&LTOOL | CALTCO T/A C&L TOOL CENTRE | ITMTC-0159 | CURRENT
002497428 | STEP,POLE | Through Bolt, M16 Dia, for Composite Poles, Dwg PD375-2 | SEWELFRG | GREG SEWELL FORGINGS PTY LTD | M07180 | CURRENT
002497436 | HOLDER | EWP Bucket Tool Organiser Kit, Big Rack with 5 Hooks & 2 Tool Holes c/w 2 x 75mm & 2 x 100mm Bucket Hooks | LWBP | LINE WORK BUCKET PRODUCTS | TBR-1007+HOOKS | CURRENT
002497436 | HOLDER | EWP Bucket Tool Organiser Kit, Big Rack with 5 Hooks & 2 Tool Holes c/w 2 x 75mm & 2 x 100mm Bucket Hooks | TEN | THE ENERGY NETWORK | TENK043 | CURRENT
002497444 | HOOK,SUPPORT | EWP Bucket Hook, suit 75mm Lip, 16mm OD, PVC, Pair of 2 | TEN | THE ENERGY NETWORK | BH-75-16 | CURRENT
002497451 | HOOK,SUPPORT | EWP Bucket Hook, suit 100mm Lip, 16mm OD, PVC, Pair of 2 | TEN | THE ENERGY NETWORK | BH-100-16 | CURRENT
002401169 | CABLE,POWER,ELECTRICAL | Aerial, 0.6/1kV, 4 x 50mm2 Al ABC, XLPE Insulated (LVABC), 500m Steel Drum, JTS 03-03-02 | OLEX | OLEX AUSTRALIA PTY LTD | XDAB19AA004AAAA | CURRENT
002401169 | CABLE,POWER,ELECTRICAL | Aerial, 0.6/1kV, 4 x 50mm2 Al ABC, XLPE Insulated (LVABC), 500m Steel Drum, JTS 03-03-02 | MIDLANDS | MIDLAND METALS | MMO-LVABC 4X50 AL X | CURRENT
002113064 | CONDUIT,NONMETALLIC,FLEXIBLE | PVC, 50mm, Black, Non-Corrugated, 30m Roll | HAYMANS | HAYMANS ELECTRICAL | OME50FC30B | CURRENT
002113064 | CONDUIT,NONMETALLIC,FLEXIBLE | PVC, 50mm, Black, Non-Corrugated, 30m Roll | IDEAL | IDEAL | OMEFC50BK30 | CURRENT
002497469 | BLADE,CABLE STRIPPER | Replacement Alroc Insulation Stripper Blade, 1.2mm Circular | PENTA | PENTA AUST (TMAC THEW & MCCANN/HYLEC) | PA21221 | CURRENT
002497469 | BLADE,CABLE STRIPPER | Replacement Alroc Insulation Stripper Blade, 1.2mm Circular | HYLEC | HYLEC PTY LTD | MTCP4/1.2 | CURRENT
002497477 | BLADE,CABLE STRIPPER | Replacement Alroc Insulation Stripper Blade, 1.6mm Circular for longitudinal cuts | PENTA | PENTA AUST (TMAC THEW & MCCANN/HYLEC) | PA21227 | CURRENT
002497477 | BLADE,CABLE STRIPPER | Replacement Alroc Insulation Stripper Blade, 1.6mm Circular for longitudinal cuts | HYLEC | HYLEC PTY LTD | MTLP4-16 | CURRENT
002497485 | STRIPPER,CABLE,HAND | Alroc CCT Insulation Stripper, 3.0mm Circumference & 3.3mm Longitude Circular Blades, suit Cable 10 to 30mm OD | PENTA | PENTA AUST (TMAC THEW & MCCANN/HYLEC) | PA21233 | CURRENT
002497485 | STRIPPER,CABLE,HAND | Alroc CCT Insulation Stripper, 3.0mm Circumference & 3.3mm Longitude Circular Blades, suit Cable 10 to 30mm OD | HYLEC | HYLEC PTY LTD | P4/3033E | CURRENT
002497493 | CABINET,ELEC EQUIP | FA1P Cubicle, Front Access, 48U, Swing Frame Rack, 800 x 800mm Base c/w Duct, Rail & Bars, S10016363-03 | PLP AUST | PREFORMED LINE PRODUCTS (AUST) | EQL-FA1-48RU | CURRENT
002497501 | CABINET,ELEC EQUIP | FA2P Cubicle, Front Access, 45U, Swing Frame Rack, 800 x 800mm Base c/w Duct, Rail & Bars, S10016363-03 | PLP AUST | PREFORMED LINE PRODUCTS (AUST) | EQL-FA2-45RU | CURRENT
002497519 | PANEL,ELEC EQUIP | Side Panel, for FA1P Cubicle, 48U x 800mm, S10016363-03 | PLP AUST | PREFORMED LINE PRODUCTS (AUST) | EQL-4880-50-FA1 | CURRENT
002497527 | PANEL,ELEC EQUIP | Side Panel, for FA2P Cubicle, 45U x 800mm, S10016363-03 | PLP AUST | PREFORMED LINE PRODUCTS (AUST) | EQL-4580-50-FA2 | CURRENT
002497535 | FLANGE,ELEC BOX ENTRY | Roof Type, Brushed Cable Entry, S10016363-03 | PLP AUST | PREFORMED LINE PRODUCTS (AUST) | EQL-9286-N42 | CURRENT
002497543 | FLANGE,ELEC BOX ENTRY | Gland Base Plate, S10016363-03 | PLP AUST | PREFORMED LINE PRODUCTS (AUST) | EQL-FA8080-90 | CURRENT
002497550 | FLANGE,ELEC BOX ENTRY | Type 1U-BR, Front, Brushed Cable Entry, S10016363-03 | PLP AUST | PREFORMED LINE PRODUCTS (AUST) | EQL-9248-N42 | CURRENT
002497568 | JOINT,ELECTRICAL POWER CABLE | 33kV, 3Ph, Heatshrink Screen Break Joint suit 1000mm2 Al to 800mm2 Cu, 1C, XLPE/ CWS/LAT/LLDPE/MDPE (Polylam), c/w Shear Bolt Connectors & Screen Break Module | TECONN | TE CONNECTIVITY LTD | MXSU-6191-S-T9-AU01 | CURRENT
002497576 | WASTE DISPOSAL,HAZMAT | Asbestos Vacuum, H-Class Combo Kit, 30L Tank, 36V, Cordless c/w 2 x 18V 8Ah Batteries, Dual Charger & Accsry in 140L Yellow Wheelie Bin, Asbestos Waste Only | ALLENS | ALLENS INDUSTRIAL PRODUCTS PTY LTD | AU60207520DOP-KIT | CURRENT
002497576 | WASTE DISPOSAL,HAZMAT | Asbestos Vacuum, H-Class Combo Kit, 30L Tank, 36V, Cordless c/w 2 x 18V 8Ah Batteries, Dual Charger & Accsry in 140L Yellow Wheelie Bin, Asbestos Waste Only | METABO | METABO TOOL COMPANY | AU60207520DOP | CURRENT
002497592 | BATTERY,STORAGE | 12V, 100Ah, PowerSafe SBS100F, Front Terminals M6 M, Sealed Lead Acid, 395 x 108 x 287mm, for Telecom | ICS | ICS INDUSTRIES PTY LTD (ENERSYS) | SBS100F | CURRENT
002497600 | BATTERY,STORAGE | 12V, 170Ah, PowerSafe SBS170F, Front Terminals M6 M, Sealed Lead Acid, 561 x 125 x 283mm, for Telecom | ICS | ICS INDUSTRIES PTY LTD (ENERSYS) | SBS170F | CURRENT
002497618 | BATTERY BOX | Battery & Equip Cabinet, Sealed External Vented Battery Compartment, 13RU Equip Compartment, 600 x 600 x 2150mm, suit 16 x SBS100/170 Batteries | ICS | ICS INDUSTRIES PTY LTD (ENERSYS) | RFX0301 | CURRENT
002497626 | SOCKET,SOCKET WRENCH | D-Bolt Pillar Spanner, 650mm Lg Tube, Machined D-Head Socket & 3/8" Square Head Socket Ends c/w 3/8" to 1/4" Quick Connect Adaptor | AMPLITUD | AMPLITUDE PTY LTD - 396777 | PSPAN-L | CURRENT
002497634 | FLANGE | Replacement Part, Inner Flange, for Milwaukee 125mm Battery Grinder | C&LTOOL | CALTCO T/A C&L TOOL CENTRE | MILWA673793002 | CURRENT
002497642 | LOCKNUT | Replacement Part, Lock Nut, Quick Release, for Milwaukee 125mm Battery Grinder | C&LTOOL | CALTCO T/A C&L TOOL CENTRE | MILWA203583002 | CURRENT
002497659 | ADAPTOR | Replacement Part, Star Lock Adaptor, for Milwaukee Multifunction Tool M18FMT | C&LTOOL | CALTCO T/A C&L TOOL CENTRE | MILWA614441001 | CURRENT
002497667 | FASTENER | Replacement Part, Blade Fastener Screw, for Milwaukee Multifunction Tool M18FMT | C&LTOOL | CALTCO T/A C&L TOOL CENTRE | MILWA622566001 | CURRENT
002497675 | HEAD,WEED CUTTER | Replacement Part, Line Trimmer Head Assembly, for Milwaukee Line Trimmer | C&LTOOL | CALTCO T/A C&L TOOL CENTRE | MILWA204201008 | CURRENT
002497683 | CABLE,POWER,ELECTRICAL | Flexible, 0.6/1kV, 1C, 120mm2 Cu, X-HF-110 Orange/HFS-110-TP Black, Double Insulated, 250m Drum, AS5000.1 | MIDLANDS | MIDLAND METALS | 1C 120SQMM X-HF/HFS | CURRENT
002497691 | WRENCH,BUNG | Oil Drum Bung Spanner, Cast Al, for Removal & Fitting of Drum Plugs | AMPLITUD | AMPLITUDE PTY LTD - 396777 | 318003 | CURRENT
002491587 | TELEMETRY SYSTEM | Eclipse INUe, Intelligent Node Unit, 2RU Chassis c/w IDCE, Fan, NCCV3, High Output, DC Cables & SD Card | COMMTEL | COMMTEL NETWORK SOLUTIONS PL | EXX-000-205 | CURRENT
002491587 | TELEMETRY SYSTEM | Eclipse INUe, Intelligent Node Unit, 2RU Chassis c/w IDCE, Fan, NCCV3, High Output, DC Cables & SD Card | AVIAT | AVIAT NETWORKS | EXX-000-205 | CURRENT
002491595 | TELEMETRY SYSTEM | RAC 70v2, QPSK-4096QAM, NO XPIC, ACM | COMMTEL | COMMTEL NETWORK SOLUTIONS PL | EXR-700-002 | CURRENT
002491595 | TELEMETRY SYSTEM | RAC 70v2, QPSK-4096QAM, NO XPIC, ACM | AVIAT | AVIAT NETWORKS | EXR-700-002 | CURRENT
002491603 | CARD | Node Protection Card, High Output | COMMTEL | COMMTEL NETWORK SOLUTIONS PL | EXS-002 | CURRENT
002491603 | CARD | Node Protection Card, High Output | AVIAT | AVIAT NETWORKS | EXS-002 | CURRENT
002491611 | CARD | Eclipse, DAC, 16XE1/DS1 V3, Protectable | COMMTEL | COMMTEL NETWORK SOLUTIONS PL | EXD-161-002 | CURRENT
002491611 | CARD | Eclipse, DAC, 16XE1/DS1 V3, Protectable | AVIAT | AVIAT NETWORKS | EXD-161-002 | CURRENT
002491629 | CARD | DAC GE3 Gigabit Ethernet Switch Card | COMMTEL | COMMTEL NETWORK SOLUTIONS PL | EXD-181-002 | CURRENT
002491629 | CARD | DAC GE3 Gigabit Ethernet Switch Card | AVIAT | AVIAT NETWORKS | EXD-181-002 | CURRENT
002491637 | CARD | Eclipse, Fan Card, V2 | COMMTEL | COMMTEL NETWORK SOLUTIONS PL | EXF-002 | CURRENT
002491637 | CARD | Eclipse, Fan Card, V2 | AVIAT | AVIAT NETWORKS | EXF-002 | CURRENT
002491645 | CARD | Eclipse, Node Controller Card, Serial Mgmt V3, High Output | COMMTEL | COMMTEL NETWORK SOLUTIONS PL | EXN-005 | CURRENT
002491645 | CARD | Eclipse, Node Controller Card, Serial Mgmt V3, High Output | AVIAT | AVIAT NETWORKS | EXN-005 | CURRENT
002491652 | MODULE | GIG-ETH SFP, Opt MMF 850nm, <550m, 1000Base-SX, LC Connector | COMMTEL | COMMTEL NETWORK SOLUTIONS PL | 079-422662-001 | CURRENT
002491652 | MODULE | GIG-ETH SFP, Opt MMF 850nm, <550m, 1000Base-SX, LC Connector | AVIAT | AVIAT NETWORKS | 079-422662-001 | CURRENT
002491660 | COUPLER | Coupler Assy, ODU 600v2, 7/8GHz Equal 3dB, V & H Polarisation | COMMTEL | COMMTEL NETWORK SOLUTIONS PL | 086-523300-073 | CURRENT
002491660 | COUPLER | Coupler Assy, ODU 600v2, 7/8GHz Equal 3dB, V & H Polarisation | AVIAT | AVIAT NETWORKS | 086-523300-073 | CURRENT
002491678 | RADIO UNIT,REMOTE | ODU 600v2, 8GHz, 7835-8017 TX Low, T-R 300/305.56/310/311.32/360MHz | COMMTEL | COMMTEL NETWORK SOLUTIONS PL | ECH-08-0311-021 | CURRENT
002491678 | RADIO UNIT,REMOTE | ODU 600v2, 8GHz, 7835-8017 TX Low, T-R 300/305.56/310/311.32/360MHz | AVIAT | AVIAT NETWORKS | ECH-08-0311-021 | CURRENT
002491686 | RADIO UNIT,REMOTE | ODU 600v2, 8GHz, 8145-8327 TX High, T-R 300/305.56/310/311.32/360MHz | COMMTEL | COMMTEL NETWORK SOLUTIONS PL | ECH-08-0311-022 | CURRENT
002491686 | RADIO UNIT,REMOTE | ODU 600v2, 8GHz, 8145-8327 TX High, T-R 300/305.56/310/311.32/360MHz | AVIAT | AVIAT NETWORKS | ECH-08-0311-022 | CURRENT
002491694 | RADIO UNIT,REMOTE | ODU 600v2, 7/8GHz Waveguide Transition Kit, WTM 4100/4200, WR112 Waveguide, UDR 84 Flange | COMMTEL | COMMTEL NETWORK SOLUTIONS PL | 179-530500-007 | CURRENT
002491694 | RADIO UNIT,REMOTE | ODU 600v2, 7/8GHz Waveguide Transition Kit, WTM 4100/4200, WR112 Waveguide, UDR 84 Flange | AVIAT | AVIAT NETWORKS | 179-530500-007 | CURRENT
002491702 | TELEMETRY SYSTEM | Eclipse, Intelligent Node Unit, Super Licence Plus c/w EZF-08012, EZF-01, EZF-02, EZF-03, EZF-04, EZF-05, EZF-06, EZF-09, EZF-10, EZF-14, EZG-42, EZF-56 | COMMTEL | COMMTEL NETWORK SOLUTIONS PL | EZE-SLX-ECLIPSE-INU | CURRENT
002491702 | TELEMETRY SYSTEM | Eclipse, Intelligent Node Unit, Super Licence Plus c/w EZF-08012, EZF-01, EZF-02, EZF-03, EZF-04, EZF-05, EZF-06, EZF-09, EZF-10, EZF-14, EZG-42, EZF-56 | AVIAT | AVIAT NETWORKS | EZE-SLX-ECLIPSE-INU | CURRENT
002491710 | CABLE ASSY,RADIO FREQUENCY | 2 x HDR-E50 to Y-Join to 24AWG Free End, 3.5m | AVIAT | AVIAT NETWORKS | 037-579408-003 | CURRENT
002491710 | CABLE ASSY,RADIO FREQUENCY | 2 x HDR-E50 to Y-Join to 24AWG Free End, 3.5m | COMMTEL | COMMTEL NETWORK SOLUTIONS PL | 037-579408-003 | CURRENT
002491728 | CABLE ASSY,RADIO FREQUENCY | Y-Cable, 2 x HDR-E50 to BNC Connector, 2.8m | COMMTEL | COMMTEL NETWORK SOLUTIONS PL | 037-579405-002 | CURRENT
002491728 | CABLE ASSY,RADIO FREQUENCY | Y-Cable, 2 x HDR-E50 to BNC Connector, 2.8m | AVIAT | AVIAT NETWORKS | 037-579405-002 | CURRENT
002491736 | FILTER | Air Filter Assembly, 2RU Chassis, for Ellipse INUe | COMMTEL | COMMTEL NETWORK SOLUTIONS PL | 131-501768-001 | CURRENT
002491736 | FILTER | Air Filter Assembly, 2RU Chassis, for Ellipse INUe | AVIAT | AVIAT NETWORKS | 131-501768-001 | CURRENT
002497709 | TELEMETRY SYSTEM | Eclipse INU, Intelligent Node Unit, 1RU Chassis, c/w IDCV2, Fan, NCCV3, High Output, DC Cables & SD Card | AVIAT | AVIAT NETWORKS | EXX-000-005 | CURRENT
002497709 | TELEMETRY SYSTEM | Eclipse INU, Intelligent Node Unit, 1RU Chassis, c/w IDCV2, Fan, NCCV3, High Output, DC Cables & SD Card | COMMTEL | COMMTEL NETWORK SOLUTIONS PL | EXX-000-005 | CURRENT
002497717 | MODULE,TRANSCEIVER | GIG-ETH SFP, Opt 1310nm, 10kM, 1000Base-LX, LC Connector | AVIAT | AVIAT NETWORKS | 079-422656-001 | CURRENT
002497717 | MODULE,TRANSCEIVER | GIG-ETH SFP, Opt 1310nm, 10kM, 1000Base-LX, LC Connector | COMMTEL | COMMTEL NETWORK SOLUTIONS PL | 079-422656-001 | CURRENT
002497725 | TELEMETRY SYSTEM | Eclipse, Intelligent Node Unit, 1RU Chassis, Air Filter Assy | COMMTEL | COMMTEL NETWORK SOLUTIONS PL | 179-530052-002 | CURRENT
002497725 | TELEMETRY SYSTEM | Eclipse, Intelligent Node Unit, 1RU Chassis, Air Filter Assy | AVIAT | AVIAT NETWORKS | 179-530052-002 | CURRENT
002497733 | RADIO UNIT,REMOTE | ODU 600v2, L6GHz, 5927-6055 TX Low, T-R 240/252.04/266MHz | AVIAT | AVIAT NETWORKS | ECH-L6-0252-011 | CURRENT
002497733 | RADIO UNIT,REMOTE | ODU 600v2, L6GHz, 5927-6055 TX Low, T-R 240/252.04/266MHz | COMMTEL | COMMTEL NETWORK SOLUTIONS PL | ECH-L6-0252-011 | CURRENT
002497741 | RADIO UNIT,REMOTE | ODU 600v2, L6GHz, 6175-6305 TX High, T-R 240/252.04/266MHz | AVIAT | AVIAT NETWORKS | ECH-L6-0252-012 | CURRENT
002497741 | RADIO UNIT,REMOTE | ODU 600v2, L6GHz, 6175-6305 TX High, T-R 240/252.04/266MHz | COMMTEL | COMMTEL NETWORK SOLUTIONS PL | ECH-L6-0252-012 | CURRENT
002497758 | RADIO UNIT,REMOTE | ODU 600v2, L6GHz, 6039-6175 TX Low, T-R 240/252.04/266MHz | AVIAT | AVIAT NETWORKS | ECH-L6-0252-021 | CURRENT
002497758 | RADIO UNIT,REMOTE | ODU 600v2, L6GHz, 6039-6175 TX Low, T-R 240/252.04/266MHz | COMMTEL | COMMTEL NETWORK SOLUTIONS PL | ECH-L6-0252-021 | CURRENT
002497766 | RADIO UNIT,REMOTE | ODU 600v2, L6GHz, 6295-6420 TX High, T-R 240/252.04/266MHz | AVIAT | AVIAT NETWORKS | ECH-L6-0252-022 | CURRENT
002497766 | RADIO UNIT,REMOTE | ODU 600v2, L6GHz, 6295-6420 TX High, T-R 240/252.04/266MHz | COMMTEL | COMMTEL NETWORK SOLUTIONS PL | ECH-L6-0252-022 | CURRENT
002497774 | RADIO UNIT,REMOTE | ODU 600v2, U6GHz, 6430-6640 TX Low, T-R 340/345MHz | AVIAT | AVIAT NETWORKS | ECH-U6-0340-011 | CURRENT
002497774 | RADIO UNIT,REMOTE | ODU 600v2, U6GHz, 6430-6640 TX Low, T-R 340/345MHz | COMMTEL | COMMTEL NETWORK SOLUTIONS PL | ECH-U6-0340-011 | CURRENT
002497782 | RADIO UNIT,REMOTE | ODU 600v2, U6GHz, 6770-6980 TX High, T-R 340/345MHz | AVIAT | AVIAT NETWORKS | ECH-U6-0340-012 | CURRENT
002497782 | RADIO UNIT,REMOTE | ODU 600v2, U6GHz, 6770-6980 TX High, T-R 340/345MHz | COMMTEL | COMMTEL NETWORK SOLUTIONS PL | ECH-U6-0340-012 | CURRENT
002497790 | RADIO UNIT,REMOTE | ODU 600v2, U6GHz, 6590-6775 TX Low, T-R 340/345MHz | AVIAT | AVIAT NETWORKS | ECH-U6-0340-021 | CURRENT
002497790 | RADIO UNIT,REMOTE | ODU 600v2, U6GHz, 6590-6775 TX Low, T-R 340/345MHz | COMMTEL | COMMTEL NETWORK SOLUTIONS PL | ECH-U6-0340-021 | CURRENT
002497808 | RADIO UNIT,REMOTE | ODU 600v2, U6GHz, 6930-7115 TX High, T-R 340/345MHz | AVIAT | AVIAT NETWORKS | ECH-U6-0340-022 | CURRENT
002497808 | RADIO UNIT,REMOTE | ODU 600v2, U6GHz, 6930-7115 TX High, T-R 340/345MHz | COMMTEL | COMMTEL NETWORK SOLUTIONS PL | ECH-U6-0340-022 | CURRENT
002497816 | RADIO UNIT,REMOTE | ODU 600v2, 8GHz, 7700-7855 TX Low, T-R 300/310/311.32/360MHz | AVIAT | AVIAT NETWORKS | ECH-08-0311-011 | CURRENT
002497816 | RADIO UNIT,REMOTE | ODU 600v2, 8GHz, 7700-7855 TX Low, T-R 300/310/311.32/360MHz | COMMTEL | COMMTEL NETWORK SOLUTIONS PL | ECH-08-0311-011 | CURRENT
002497824 | RADIO UNIT,REMOTE | ODU 600v2, 8GHz, 8025-8210 TX High, T-R 300/310/311.32/360MHz | AVIAT | AVIAT NETWORKS | ECH-08-0311-012 | CURRENT
002497824 | RADIO UNIT,REMOTE | ODU 600v2, 8GHz, 8025-8210 TX High, T-R 300/310/311.32/360MHz | COMMTEL | COMMTEL NETWORK SOLUTIONS PL | ECH-08-0311-012 | CURRENT
002497832 | RADIO UNIT,REMOTE | ODU 600v2, 11GHz, 10915-11200 TX Low, T-R 490/500/520/530MHz | AVIAT | AVIAT NETWORKS | ECH-11-0490-011 | CURRENT
002497832 | RADIO UNIT,REMOTE | ODU 600v2, 11GHz, 10915-11200 TX Low, T-R 490/500/520/530MHz | COMMTEL | COMMTEL NETWORK SOLUTIONS PL | ECH-11-0490-011 | CURRENT
002497840 | RADIO UNIT,REMOTE | ODU 600v2, 11GHz, 11425-11705 TX High, T-R 490/500/520/530MHz | AVIAT | AVIAT NETWORKS | ECH-11-0490-012 | CURRENT
002497840 | RADIO UNIT,REMOTE | ODU 600v2, 11GHz, 11425-11705 TX High, T-R 490/500/520/530MHz | COMMTEL | COMMTEL NETWORK SOLUTIONS PL | ECH-11-0490-012 | CURRENT
002497857 | RADIO UNIT,REMOTE | ODU 600v2, 11GHz, 10675-10975 TX Low, T-R 490/500/520/530MHz | COMMTEL | COMMTEL NETWORK SOLUTIONS PL | ECH-11-0530-011 | CURRENT
002497857 | RADIO UNIT,REMOTE | ODU 600v2, 11GHz, 10675-10975 TX Low, T-R 490/500/520/530MHz | AVIAT | AVIAT NETWORKS | ECH-11-0530-011 | CURRENT
002497865 | RADIO UNIT,REMOTE | ODU 600v2, 11GHz, 11200-11505 TX High, T-R 490/500/520/530MHz | AVIAT | AVIAT NETWORKS | ECH-11-0530-012 | CURRENT
002497865 | RADIO UNIT,REMOTE | ODU 600v2, 11GHz, 11200-11505 TX High, T-R 490/500/520/530MHz | COMMTEL | COMMTEL NETWORK SOLUTIONS PL | ECH-11-0530-012 | CURRENT
002497873 | RADIO UNIT,REMOTE | ODU 600v2, 13GHz, 12751-12891 TX Low, T-R 266MHz | AVIAT | AVIAT NETWORKS | ECH-13-0266-011 | CURRENT
002497873 | RADIO UNIT,REMOTE | ODU 600v2, 13GHz, 12751-12891 TX Low, T-R 266MHz | COMMTEL | COMMTEL NETWORK SOLUTIONS PL | ECH-13-0266-011 | CURRENT
002497881 | RADIO UNIT,REMOTE | ODU 600v2, 13GHz, 13017-13157 TX High, T-R 266MHz | AVIAT | AVIAT NETWORKS | ECH-13-0266-012 | CURRENT
002497881 | RADIO UNIT,REMOTE | ODU 600v2, 13GHz, 13017-13157 TX High, T-R 266MHz | COMMTEL | COMMTEL NETWORK SOLUTIONS PL | ECH-13-0266-012 | CURRENT
002497899 | COUPLER | Coupler Assy, ODU 600v2, 6GHz Equal 3dB, V & H Polarisation | AVIAT | AVIAT NETWORKS | 086-523300-063 | CURRENT
002497899 | COUPLER | Coupler Assy, ODU 600v2, 6GHz Equal 3dB, V & H Polarisation | COMMTEL | COMMTEL NETWORK SOLUTIONS PL | 086-523300-063 | CURRENT
002497907 | COUPLER | Coupler Assy, ODU 600v2, 10/11GHz Equal 3dB, V & H Polarisation | AVIAT | AVIAT NETWORKS | 086-523300-113 | CURRENT
002497907 | COUPLER | Coupler Assy, ODU 600v2, 10/11GHz Equal 3dB, V & H Polarisation | COMMTEL | COMMTEL NETWORK SOLUTIONS PL | 086-523300-113 | CURRENT
002497915 | COUPLER | Coupler Assy, ODU 600v2, 13GHz Equal 3dB, V & H Polarisation | AVIAT | AVIAT NETWORKS | 086-523300-133 | CURRENT
002497915 | COUPLER | Coupler Assy, ODU 600v2, 13GHz Equal 3dB, V & H Polarisation | COMMTEL | COMMTEL NETWORK SOLUTIONS PL | 086-523300-133 | CURRENT
002497923 | COUPLER | Coupler Assy, XPIC 600v2, 6GHz OMT Assy | AVIAT | AVIAT NETWORKS | 086-523302-006 | CURRENT
002497923 | COUPLER | Coupler Assy, XPIC 600v2, 6GHz OMT Assy | COMMTEL | COMMTEL NETWORK SOLUTIONS PL | 086-523302-006 | CURRENT
002497931 | COUPLER | Coupler Assy, XPIC 600v2, 7/8GHz OMT Assy | AVIAT | AVIAT NETWORKS | 086-523302-007 | CURRENT
002497931 | COUPLER | Coupler Assy, XPIC 600v2, 7/8GHz OMT Assy | COMMTEL | COMMTEL NETWORK SOLUTIONS PL | 086-523302-007 | CURRENT
002497949 | COUPLER | Coupler Assy, XPIC 600v2, 10/11GHz OMT Assy | COMMTEL | COMMTEL NETWORK SOLUTIONS PL | 086-523302-011 | CURRENT
002497949 | COUPLER | Coupler Assy, XPIC 600v2, 10/11GHz OMT Assy | AVIAT | AVIAT NETWORKS | 086-523302-011 | CURRENT
002497956 | COUPLER | Coupler Assy, XPIC 600v2, 13GHz OMT Assy | AVIAT | AVIAT NETWORKS | 086-523302-013 | CURRENT
002497956 | COUPLER | Coupler Assy, XPIC 600v2, 13GHz OMT Assy | COMMTEL | COMMTEL NETWORK SOLUTIONS PL | 086-523302-013 | CURRENT
002497964 | CABLE ASSY,RADIO FREQUENCY | 1 x HDR-E50 to 24AWG Free End, 15m | AVIAT | AVIAT NETWORKS | 037-579418-015 | CURRENT
002497964 | CABLE ASSY,RADIO FREQUENCY | 1 x HDR-E50 to 24AWG Free End, 15m | COMMTEL | COMMTEL NETWORK SOLUTIONS PL | 037-579418-015 | CURRENT
002497972 | RADIO UNIT,REMOTE | ODU 600v2, 6GHz Waveguide Transition Kit, WR137 Waveguide, UDR 70 Flange | AVIAT | AVIAT NETWORKS | 179-530500-006 | CURRENT
002497972 | RADIO UNIT,REMOTE | ODU 600v2, 6GHz Waveguide Transition Kit, WR137 Waveguide, UDR 70 Flange | COMMTEL | COMMTEL NETWORK SOLUTIONS PL | 179-530500-006 | CURRENT
002497980 | RADIO UNIT,REMOTE | ODU 600v2, 10/11GHz Waveguide Transition Kit, WR90 Waveguide, UDR 100 Flange | AVIAT | AVIAT NETWORKS | 179-530500-011 | CURRENT
002497980 | RADIO UNIT,REMOTE | ODU 600v2, 10/11GHz Waveguide Transition Kit, WR90 Waveguide, UDR 100 Flange | COMMTEL | COMMTEL NETWORK SOLUTIONS PL | 179-530500-011 | CURRENT
002497998 | RADIO UNIT,REMOTE | ODU 600v2, 13/15GHz Waveguide Transition Kit, WR62 Waveguide, UBR 140 Flange | AVIAT | AVIAT NETWORKS | 179-530500-013 | CURRENT
002497998 | RADIO UNIT,REMOTE | ODU 600v2, 13/15GHz Waveguide Transition Kit, WR62 Waveguide, UBR 140 Flange | COMMTEL | COMMTEL NETWORK SOLUTIONS PL | 179-530500-013 | CURRENT
002498004 | SWITCH,FUSED | SW:DISCONNECT;Fuse Disconnect DEV SWITCH,FUSED Fuse Disconnect Device, 3 x 1Ph, Individually Switched, M12 Termina l Palm, c/w Galv Mtg Bracket, Located at | NGK | NGK STANGER PTY LTD | 73631-5EX | CURRENT
002498012 | SPLICE ENCLOSURE,FIBRE OPTIC | OTP, FACT Cabinet Kit, 56 FACT Elements, Right Hand Patching c/w 8 x Cable Fan Out, 1 x Side Panel Kit & 1 x Door Kit, 2200 x 1050 x 300mm | OPTICAL | OPTICAL SYSTEMS DESIGN | OFS-CSPN-101 | CURRENT
002498020 | SPLICE ENCLOSURE,FIBRE OPTIC | OTP, FOMS-FIST SCA Kit, 96-Way SCA, 2RU, 19" Rack Mount, 100 x Splice Prot, 96 x SCA Thru Adpts, 96 x SCA SMOF Pigtails c/w FIST Mounting Brackets | OPTICAL | OPTICAL SYSTEMS DESIGN | OFS-CSPN-102 | CURRENT
002498038 | SPLICE ENCLOSURE,FIBRE OPTIC | OTP, FOMS-FIST SCA Kit, 48-Way SCA, 1RU, 19" Rack Mount, 50 x Splice Prot, 48 x SCA Thru Adpts, 48 x SCA SMOF Pigtails c/w FIST Mounting Brackets | OPTICAL | OPTICAL SYSTEMS DESIGN | OFS-CSPN-103 | CURRENT
002498046 | SPLICE ENCLOSURE,FIBRE OPTIC | OTP, FOMS-FIST DLC Kit, 48-Way LC, 1RU, 19" Rack Mount, 25 x Splice Prot, 12 x DLC OM3 Thru Adpts, 24 x LC OM3 Pigtails c/w FIST Mounting Brackets | OPTICAL | OPTICAL SYSTEMS DESIGN | OFS-CSPN-104 | CURRENT
002498053 | SPLICE ENCLOSURE,FIBRE OPTIC | OTP, FOMS-FACT SCA Kit, 96-Way SCA, 2RU, 19" Rack Mount, 100 x Splice Prot, 96 x SCA Thru Adpts, 96 x SCA SMOF Pigtails c/w FACT Mounting Brackets | OPTICAL | OPTICAL SYSTEMS DESIGN | OFS-CSPN-105 | CURRENT
002498061 | SPLICE ENCLOSURE,FIBRE OPTIC | OTP, FOMS-FACT SCA Kit, 48-Way SCA, 1RU, 19" Rack Mount, 50 x Splice Prot, 48 x SCA Thru Adpts, 48 x SCA SMOF Pigtails c/w FACT Mounting Brackets | OPTICAL | OPTICAL SYSTEMS DESIGN | OFS-CSPN-106 | CURRENT
002498079 | SPLICE ENCLOSURE,FIBRE OPTIC | OTP, FOMS-FACT DLC Kit, 48-Way LC, 1RU, 19" Rack Mount, 25 x Splice Prot, 12 x DLC OM3 Thru Adpts, 24 x LC OM3 Pigtails c/w FACT Mounting Brackets | OPTICAL | OPTICAL SYSTEMS DESIGN | OFS-CSPN-107 | CURRENT
002498087 | ADAPTOR,CONNECTOR,FIBRE OPTIC | Duplex LC Through Adaptor, SMOF, Flangeless, Blue | OPTICAL | OPTICAL SYSTEMS DESIGN | OFS-DLC-ADT-SM-NF | CURRENT
002498095 | ADAPTOR,CONNECTOR,FIBRE OPTIC | Duplex LC Through Adaptor, OM3, Flangeless, Aqua | OPTICAL | OPTICAL SYSTEMS DESIGN | OFS-DLC-ADT-MM3-NF | CURRENT
002498103 | ADAPTOR,CONNECTOR,FIBRE OPTIC | E2000/APC Through Adaptor, SMOF, Green | OPTICAL | OPTICAL SYSTEMS DESIGN | OFS-E2000/APC-ADT-SM | CURRENT
002498111 | ADAPTOR,CONNECTOR,FIBRE OPTIC | Simplex FC Through Adaptor, SMOF, D-Hole Cutout | OPTICAL | OPTICAL SYSTEMS DESIGN | OFS-FC-ADT-SM-D | CURRENT
002498129 | ADAPTOR,CONNECTOR,FIBRE OPTIC | Simplex SC Through Adaptor, SMOF, Flangeless, Blue | OPTICAL | OPTICAL SYSTEMS DESIGN | OFS-SSC-ADT-SM-NF | CURRENT
002454890 | ADAPTOR,CONNECTOR,FIBRE OPTIC | Simplex SC/APC Through Adaptor, SMOF, Green | OPTICAL | OPTICAL SYSTEMS DESIGN | OFS-SC/APC-ADT-SM | CURRENT
002452597 | ADAPTOR,CONNECTOR,FIBRE OPTIC | ST Through Adaptor, MMOF, Metal | OPTICAL | OPTICAL SYSTEMS DESIGN | OFS-ST-ADT-MM | CURRENT
002498137 | CABLE ASSY,FIBRE OPTIC | Pigtail, 1.5m Lg, LC/UPC Connector, OM3 | OPTICAL | OPTICAL SYSTEMS DESIGN | OFS-CAB-500-VO-015 | CURRENT
002498137 | CABLE ASSY,FIBRE OPTIC | Pigtail, 1.5m Lg, LC/UPC Connector, OM3 | OPTICAL | OPTICAL SYSTEMS DESIGN | CAB-500-VO-015 | CURRENT
002498145 | CABLE ASSY,FIBRE OPTIC | Pigtail, 1.5m Lg, E2000/APC Connector, OM3 | OPTICAL | OPTICAL SYSTEMS DESIGN | OFS-CAB-503-XO-015 | CURRENT
002498145 | CABLE ASSY,FIBRE OPTIC | Pigtail, 1.5m Lg, E2000/APC Connector, OM3 | OPTICAL | OPTICAL SYSTEMS DESIGN | CAB-503-XO-015 | CURRENT
002452555 | CABLE ASSY,FIBRE OPTIC | Pigtail, 1.5m Lg, FC Connector, Tight Buffered Fibre, SMOF, Yellow | OPTICAL | OPTICAL SYSTEMS DESIGN | OFS-CAB-090-IO-015 | CURRENT
002452555 | CABLE ASSY,FIBRE OPTIC | Pigtail, 1.5m Lg, FC Connector, Tight Buffered Fibre, SMOF, Yellow | OPTICAL | OPTICAL SYSTEMS DESIGN | CAB-090-IO-015 | CURRENT
002498152 | CABLE ASSY,FIBRE OPTIC | Pigtail, 1.5m Lg, SC Connector, Tight Buffered Fibre, SMOF, Yellow | OPTICAL | OPTICAL SYSTEMS DESIGN | OFS-CAB-090-JO-015 | CURRENT
002498152 | CABLE ASSY,FIBRE OPTIC | Pigtail, 1.5m Lg, SC Connector, Tight Buffered Fibre, SMOF, Yellow | OPTICAL | OPTICAL SYSTEMS DESIGN | CAB-090-JO-015 | CURRENT
002454882 | CABLE ASSY,FIBRE OPTIC | Pigtail, 1.5m Lg, SC/APC Connector, Tight Buffered Fibre, SMOF, Yellow | OPTICAL | OPTICAL SYSTEMS DESIGN | OFS-CAB-090-MO-015 | CURRENT
002454882 | CABLE ASSY,FIBRE OPTIC | Pigtail, 1.5m Lg, SC/APC Connector, Tight Buffered Fibre, SMOF, Yellow | OPTICAL | OPTICAL SYSTEMS DESIGN | CAB-090-MO-015 | CURRENT
002452571 | CABLE ASSY,FIBRE OPTIC | Pigtail, 1.5m Lg, LC Connector, Tight Buffered Fibre, SMOF, Yellow | OPTICAL | OPTICAL SYSTEMS DESIGN | OFS-CAB-090-VO-015 | CURRENT
002452571 | CABLE ASSY,FIBRE OPTIC | Pigtail, 1.5m Lg, LC Connector, Tight Buffered Fibre, SMOF, Yellow | OPTICAL | OPTICAL SYSTEMS DESIGN | CAB-090-VO-015 | CURRENT
002452563 | CABLE ASSY,FIBRE OPTIC | Pigtail, 1.5m Lg, ST Connector, Tight Buffered Fibre, 62.5/125 MMOF, Natural | OPTICAL | OPTICAL SYSTEMS DESIGN | CAB-620-AO-015 | CURRENT
002452563 | CABLE ASSY,FIBRE OPTIC | Pigtail, 1.5m Lg, ST Connector, Tight Buffered Fibre, 62.5/125 MMOF, Natural | OPTICAL | OPTICAL SYSTEMS DESIGN | OFS-CAB-620-AO-015 | CURRENT
002498160 | TRANSFORMER,DISTRIBUTION | Groundmount, 11kV, 100kVA, 3Ph, Air HV 180 LV Bsh, Natural Ester Oil Insulated, KNAN, DYN 11, 7 Tap Switch Positions, HV & LV Cable Boxes Fitted | TYREE | TYREE INDUSTRIES PL MITTAGONG NSW | 100M4IEQ | CURRENT
002498178 | TRANSFORMER,DISTRIBUTION | Groundmount, 11kV, 315kVA, 3Ph, Air HV 180 LV Bsh, Natural Ester Oil Insulated, KNAN, DYN 11, 7 Tap Switch Positions, HV & LV Cable Boxes Fitted | TYREE | TYREE INDUSTRIES PL MITTAGONG NSW | 315M4IEQ-B | CURRENT
002498186 | TRANSFORMER,DISTRIBUTION | Groundmount, 11kV, 500kVA, 3Ph, Air HV 180 LV Bsh, Natural Ester Oil Insulated, KNAN, DYN 11, 7 Tap Switch Positions, HV & LV Cable Boxes Fitted | TYREE | TYREE INDUSTRIES PL MITTAGONG NSW | 500M4IEQ | CURRENT
002498194 | TRANSFORMER,DISTRIBUTION | Groundmount, 11kV, 750kVA, 3Ph, Air HV 180 LV Bsh, Natural Ester Oil Insulated, KNAN, DYN 11, 7 Tap Switch Positions, HV & LV Cable Boxes Fitted | TYREE | TYREE INDUSTRIES PL MITTAGONG NSW | 750M4IEQ | CURRENT
002498202 | TRANSFORMER,DISTRIBUTION | Groundmount, 11kV, 1000kVA, 3Ph, Air HV 180 LV Bsh, Natural Ester Oil Insulated, KNAN, DYN 11, 7 Tap Switch Positions, HV & LV Cable Boxes Fitted | TYREE | TYREE INDUSTRIES PL MITTAGONG NSW | 1000M4IEQ | CURRENT
002498210 | TRANSFORMER,DISTRIBUTION | Groundmount, 11kV, 1500kVA, 3Ph, Air HV 180 LV Bsh, Natural Ester Oil Insulated, KNAN, DYN 11, Low Impedance, 7 Tap Switch Posn, HV & LV Cable Boxes Fitted | TYREE | TYREE INDUSTRIES PL MITTAGONG NSW | 1500M4IEQ | CURRENT
002498228 | TRANSFORMER,DISTRIBUTION | Groundmount, 11kV, 1500kVA, 3Ph, Air HV 180 LV Bsh, Natural Ester Oil Insulated, KNAN, DYN 11, High Impedance, 7 Tap Switch Posn, HV & LV Cable Boxes Fitted | TYREE | TYREE INDUSTRIES PL MITTAGONG NSW | 1500M4IEQZ | CURRENT
002498236 | TRANSFORMER,DISTRIBUTION | Groundmount, 33kV, 315VA, 3Ph, Air HV 180 LV Bsh, Natural Ester Oil Insulated, KNAN, Dzn0, 7 Tap Switch Positions, HV & LV Cable Boxes Fitted | TYREE | TYREE INDUSTRIES PL MITTAGONG NSW | 315M6IEQ | CURRENT
002498244 | TRANSFORMER,DISTRIBUTION | Groundmount, 33kV, 750kVA, 3Ph, Air HV 180 LV Bsh, Natural Ester Oil Insulated, KNAN, Dzn0, 7 Tap Switch Positions, HV & LV Cable Boxes Fitted | TYREE | TYREE INDUSTRIES PL MITTAGONG NSW | 750M6IEQ | CURRENT
002498269 | BLADE,KNIFE | Replacement Blade, 50mm Lg, S/Steel, suit HAUPA 201010 Flat Linemans Knife | AMPLITUD | AMPLITUDE PTY LTD - 396777 | 201012/1 | CURRENT
002437473 | SWITCHGEAR | RMU, 36kV, 3 x Feeder Switch c/w Mounting Plinth & Outdoor Enclosure, JTS 06-08-01 | ABB | ABB FAN PTY LTD | 5811982 | CURRENT
002479962 | SWITCHBOARD,POWER | Isolation and Main Distribution Board, 48V DC, c/w Transducers, 2 x 100A CB, 3 x 63A CB, 2 x 2A CB, 1 x Anderson Plug | WEBER | WEBER SOUTH PACIFIC PTY LTD | DE-755010-M201 | CURRENT
002454825 | CABINET,ELEC EQUIP | LV Distribution, GRP, 2 x 630A Fuse Switches & 3 x 32A Fuses for Street Lights, UV Stabilised, for use in CNI areas | HYLEC | HYLEC PTY LTD | HSCANDI-ER | CURRENT
002454833 | CABINET,ELEC EQUIP | LV Distribution, GRP, 9 x 100A Fuse Carriers, UV Stabilised, for use in Residential areas | HYLEC | HYLEC PTY LTD | HSFLOOD-ER | CURRENT
002454841 | CABINET,ELEC EQUIP | Base, LV Distribution, GRP 500mm, UV Stabilised, suit CNI & Residential Cabinets | HYLEC | HYLEC PTY LTD | S9540000ER | CURRENT
002454858 | CABINET,ELEC EQUIP | Base Extension, LV Distribution, GRP 500mm, UV Stabilised, suit Residential Cabinets in flood prone areas | HYLEC | HYLEC PTY LTD | S9540010 | CURRENT
002498277 | HEADSET-MICROPHONE | SENA Expand Mesh Multi-Purpose Comms Headset, Boom Microphone, Bluetooth, Noise Cancellation, HD Speakers c/w USB-C Power & Data Cable | SENA | SENA TECHNOLOGIES INC | EXPAND-MESH | CURRENT
002498277 | HEADSET-MICROPHONE | SENA Expand Mesh Multi-Purpose Comms Headset, Boom Microphone, Bluetooth, Noise Cancellation, HD Speakers c/w USB-C Power & Data Cable | AMPLITUD | AMPLITUDE PTY LTD - 396777 | EXPAND-MESH | CURRENT
002498285 | PARTS KIT,HEARING | SENA Expand Mesh Hygiene Kit, Replacement Boom Mic & Ear Pads, for Expand Mesh Multi-Purpose Headset | SENA | SENA TECHNOLOGIES INC | EXPAND-A0203 | CURRENT
002498285 | PARTS KIT,HEARING | SENA Expand Mesh Hygiene Kit, Replacement Boom Mic & Ear Pads, for Expand Mesh Multi-Purpose Headset | AMPLITUD | AMPLITUDE PTY LTD - 396777 | EXPAND-A0203 | CURRENT
002498301 | PAD | Anti-Vibration Pad, 461 x 230 x 37.5mm, Nitrile, Black, suit 750kPa, 7600kg Max Loading, Dwg 668-0070E | WILSON | WILSON TRANSFORMER CO. PTY LTD | 668-0070N10 | CURRENT
002422079 | SHOTGUN STICK SET | c/w Shotgun Stick Sectional 1800mm with 300mm Head, Shotgun Extension 600mm, Silicon Cloth, Disconnect Hook, Fuse Pillar, Met Guard Ring placed/affixed at | HASTINGS | HASTING DEERING PTY LTD | 81-706-K2 | CURRENT
002422079 | SHOTGUN STICK SET | c/w Shotgun Stick Sectional 1800mm with 300mm Head, Shotgun Extension 600mm, Silicon Cloth, Disconnect Hook, Fuse Pillar, Met Guard Ring placed/affixed at | TEN | THE ENERGY NETWORK | 81-706-K2 | CURRENT
002498327 | CONVERTER,DC TO DC | 110V Input, 24V Output 6A, 144W, 198 x 112 x 51mm | HELIOS | HELIOS POWER SOLUTIONS PL | DCW150-110-24FT-P9200 | CURRENT
002498335 | CONVERTER,DC TO DC | 20-60V Input, 24V Output 6A, 144W, 198 x 112 x 51mm | HELIOS | HELIOS POWER SOLUTIONS PL | DCW150-24FT-P9200 | CURRENT
002498335 | CONVERTER,DC TO DC | 20-60V Input, 24V Output 6A, 144W, 198 x 112 x 51mm | LAWRENCE | LAWRENCE & HANSON | DCW150-24FT-P9200 | CURRENT
002498343 | ENCLOSURE,ELECTRICAL BOX | Compact Enclosure, 600 x 600 x 250mm, Steel, IP66 | RITTAL | RITTAL AUSTRALIA PTY LTD | AE1054.000 | CURRENT
002498343 | ENCLOSURE,ELECTRICAL BOX | Compact Enclosure, 600 x 600 x 250mm, Steel, IP66 | LAWRENCE | LAWRENCE & HANSON | AE1054.000 | CURRENT
002498350 | VENT | Integrated Louvres, 160 x 110 x 8mm, Steel, for Rittal Enclosure Ventilation, Pack of 4 | RITTAL | RITTAL AUSTRALIA PTY LTD | SK2541.235 | CURRENT
002498350 | VENT | Integrated Louvres, 160 x 110 x 8mm, Steel, for Rittal Enclosure Ventilation, Pack of 4 | LAWRENCE | LAWRENCE & HANSON | SK2541 | CURRENT
002498442 | NUT,PLAIN,WING | Lug-All Serial Hoist Wing Nut, for Handle Attachment | LUGALL | LUG-ALL (MANUFACTURER) | PLA-119 | CURRENT
002498442 | NUT,PLAIN,WING | Lug-All Serial Hoist Wing Nut, for Handle Attachment | TEN | THE ENERGY NETWORK | PLA-119 | CURRENT
002498459 | CHARGER,BATTERY | Metabo Dual Quick Charger, ASC 145 Duo, 12-36V, Air-Cooled | METABO | METABO TOOL COMPANY | 627498000 | CURRENT
002498459 | CHARGER,BATTERY | Metabo Dual Quick Charger, ASC 145 Duo, 12-36V, Air-Cooled | C&LTOOL | CALTCO T/A C&L TOOL CENTRE | META627498000 | CURRENT
002498467 | BATTERY,STORAGE | Metabo LiHD Battery Back, 18V, 8.0Ah | METABO | METABO TOOL COMPANY | 18VXHD8AH | CURRENT
002498467 | BATTERY,STORAGE | Metabo LiHD Battery Back, 18V, 8.0Ah | C&LTOOL | CALTCO T/A C&L TOOL CENTRE | METABATT18VXHD8AH | CURRENT
002498475 | HOSE | Replacement Suction Hose Extension Quick 32mm, Anti Static, for Metabo H-Class Battery Vacuum | METABO | METABO TOOL COMPANY | 635411000 | CURRENT
002498475 | HOSE | Replacement Suction Hose Extension Quick 32mm, Anti Static, for Metabo H-Class Battery Vacuum | ALLENS | ALLENS INDUSTRIAL PRODUCTS PTY LTD | 635411000 | CURRENT
002498483 | TOOL,VACUUM CLEANER | Replacement Metabo 3 Suction Tubes, 35mm Steel, for Metabo H-Class Battery Vacuum | METABO | METABO TOOL COMPANY | 635414000 | CURRENT
002498483 | TOOL,VACUUM CLEANER | Replacement Metabo 3 Suction Tubes, 35mm Steel, for Metabo H-Class Battery Vacuum | ALLENS | ALLENS INDUSTRIAL PRODUCTS PTY LTD | 635414000 | CURRENT
002498491 | COUPLING,HOSE | Replacement Coupling Bush, 28mm/35mm, for Metabo H-Class Battery Vacuum | METABO | METABO TOOL COMPANY | 635409000 | CURRENT
002498491 | COUPLING,HOSE | Replacement Coupling Bush, 28mm/35mm, for Metabo H-Class Battery Vacuum | ALLENS | ALLENS INDUSTRIAL PRODUCTS PTY LTD | 635409000 | CURRENT
002498509 | TOOL,VACUUM CLEANER | Replacement Head Nozzle 35mm, 360mm W, for Metabo H-Class Battery Vacuum | METABO | METABO TOOL COMPANY | 635417000 | CURRENT
002498509 | TOOL,VACUUM CLEANER | Replacement Head Nozzle 35mm, 360mm W, for Metabo H-Class Battery Vacuum | ALLENS | ALLENS INDUSTRIAL PRODUCTS PTY LTD | 635417000 | CURRENT
002498517 | BAG,VACUUM CLEANER | Special Filter Bag Dust Class H, 30L, for Metabo H-Class Battery Vacuum | METABO | METABO TOOL COMPANY | 635427000 | CURRENT
002498517 | BAG,VACUUM CLEANER | Special Filter Bag Dust Class H, 30L, for Metabo H-Class Battery Vacuum | ALLENS | ALLENS INDUSTRIAL PRODUCTS PTY LTD | 635427000 | CURRENT
002498525 | TOOL,VACUUM CLEANER | Handle Adapter Quick Premium, Anti-Static, for Metabo H-Class Battery Vacuum | METABO | METABO TOOL COMPANY | 635406000 | CURRENT
002498525 | TOOL,VACUUM CLEANER | Handle Adapter Quick Premium, Anti-Static, for Metabo H-Class Battery Vacuum | ALLENS | ALLENS INDUSTRIAL PRODUCTS PTY LTD | 635406000 | CURRENT
002498533 | WHEEL | Replacement Wheel, Rear, for Metabo H-Class Battery Vacuum | METABO | METABO TOOL COMPANY | 343460360 | CURRENT
002498533 | WHEEL | Replacement Wheel, Rear, for Metabo H-Class Battery Vacuum | ALLENS | ALLENS INDUSTRIAL PRODUCTS PTY LTD | 343460360 | CURRENT
002498541 | TOOL,VACUUM CLEANER | Inlet Plug, for Metabo H-Class Battery Vacuum | METABO | METABO TOOL COMPANY | 344115250 | CURRENT
002498541 | TOOL,VACUUM CLEANER | Inlet Plug, for Metabo H-Class Battery Vacuum | ALLENS | ALLENS INDUSTRIAL PRODUCTS PTY LTD | 344115250 | CURRENT
002498558 | TOOL,VACUUM CLEANER | Suction Nozzle 35mm, 120mm W, for Metabo H-Class Battery Vacuum | METABO | METABO TOOL COMPANY | 630320000 | CURRENT
002498558 | TOOL,VACUUM CLEANER | Suction Nozzle 35mm, 120mm W, for Metabo H-Class Battery Vacuum | ALLENS | ALLENS INDUSTRIAL PRODUCTS PTY LTD | 630320000 | CURRENT
002498566 | TOOL,VACUUM CLEANER | Crevice Nozzle 35mm, 200mm Lg, for Metabo H-Class Battery Vacuum | METABO | METABO TOOL COMPANY | 630323000 | CURRENT
002498566 | TOOL,VACUUM CLEANER | Crevice Nozzle 35mm, 200mm Lg, for Metabo H-Class Battery Vacuum | ALLENS | ALLENS INDUSTRIAL PRODUCTS PTY LTD | 630323000 | CURRENT
002498574 | BOX,STORAGE | Metabox 145, Empty, for Metabo H-Class Battery Vacuum | METABO | METABO TOOL COMPANY | 626883000 | CURRENT
002498574 | BOX,STORAGE | Metabox 145, Empty, for Metabo H-Class Battery Vacuum | ALLENS | ALLENS INDUSTRIAL PRODUCTS PTY LTD | 626883000 | CURRENT
002498582 | COUPLING,HOSE | Replacement Coupling Bush, 40mm/45mm, for Metabo H-Class Battery Vacuum | METABO | METABO TOOL COMPANY | 635408000 | CURRENT
002498582 | COUPLING,HOSE | Replacement Coupling Bush, 40mm/45mm, for Metabo H-Class Battery Vacuum | ALLENS | ALLENS INDUSTRIAL PRODUCTS PTY LTD | 635408000 | CURRENT
002498590 | TOOL,VACUUM CLEANER | Upholstery Brush Quick 35mm, for Metabo H-Class Battery Vacuum | METABO | METABO TOOL COMPANY | 635415000 | CURRENT
002498590 | TOOL,VACUUM CLEANER | Upholstery Brush Quick 35mm, for Metabo H-Class Battery Vacuum | ALLENS | ALLENS INDUSTRIAL PRODUCTS PTY LTD | 635415000 | CURRENT
002498608 | CONVERTER,SIGNAL DATA | Network Media Converter, 100Base-FX to 100Base-TX, 48V DC Electromagnetic Immunity, Unmanaged 48V DC Supply | SIEMENS | SIEMENS LTD | 6GK6001-0AC02-0FA | CURRENT
002498616 | HARNESS,SAFETY,INDUSTRIAL | Full Body Dielectric EWP, Medium, Confined Space Harness | HEIGHDYN | HEIGHT DYNAMICS | FH24 MEDIUM | CURRENT
002498624 | SHROUD,GRINDER | Milwaukee Surface Grinding Dust Shroud, 125mm Dia Cup Wheel, Universal Fit | MILWAUKE | MILWAUKEE POWER TOOLS | A49406100 | PURCHASE AS REQUIRED
002498624 | SHROUD,GRINDER | Milwaukee Surface Grinding Dust Shroud, 125mm Dia Cup Wheel, Universal Fit | C&LTOOL | CALTCO T/A C&L TOOL CENTRE | MILWA49406100 | PURCHASE AS REQUIRED
002498632 | SHROUD,GRINDER | Milwaukee Dust Extraction Cutting Shroud, 115-125mm Dia Disc Grinder Dust Guard, suit Silica Dust Extractor Vacuum | MILWAUKE | MILWAUKEE POWER TOOLS | A4932430467 | PURCHASE AS REQUIRED
002498632 | SHROUD,GRINDER | Milwaukee Dust Extraction Cutting Shroud, 115-125mm Dia Disc Grinder Dust Guard, suit Silica Dust Extractor Vacuum | C&LTOOL | CALTCO T/A C&L TOOL CENTRE | MILWA4932430467 | PURCHASE AS REQUIRED
002498640 | BIT,ROCK DRILL | xDust SDS Plus Vacuum Drill Bit, 6 x 100/230mm | XDUST | XDUST (PART OF ALLFASTENERS) | 8DSPXD06230 | CURRENT
002498640 | BIT,ROCK DRILL | xDust SDS Plus Vacuum Drill Bit, 6 x 100/230mm | C&LTOOL | CALTCO T/A C&L TOOL CENTRE | XDU8DSPXD06230 | CURRENT
002498657 | BIT,ROCK DRILL | xDust SDS Plus Vacuum Drill Bit, 10 x 150/280mm | XDUST | XDUST (PART OF ALLFASTENERS) | 8DSPXD10280 | CURRENT
002498657 | BIT,ROCK DRILL | xDust SDS Plus Vacuum Drill Bit, 10 x 150/280mm | C&LTOOL | CALTCO T/A C&L TOOL CENTRE | DUS8DSPXD10280 | CURRENT
002498665 | BIT,ROCK DRILL | Bosch SDS Plus Vacuum Drill Bit, 22 x 450mm | C&LTOOL | CALTCO T/A C&L TOOL CENTRE | BORA2537-22X450 | CURRENT
002498665 | BIT,ROCK DRILL | Bosch SDS Plus Vacuum Drill Bit, 22 x 450mm | BOSCH | ROBERT BOSCH (AUST) PTY LTD | 2.608.576.289 | CURRENT
002498673 | GREASE GUN | Milwaukee 18V Battery Operated, M18 Cordless, 2-Speed, On/Off Trigger Lock, 450g Barrel Catridge Capacity, 1.2m Flexible Hose | MILWAUKE | MILWAUKEE POWER TOOLS | M18GG-0 | CURRENT
002498673 | GREASE GUN | Milwaukee 18V Battery Operated, M18 Cordless, 2-Speed, On/Off Trigger Lock, 450g Barrel Catridge Capacity, 1.2m Flexible Hose | C&LTOOL | CALTCO T/A C&L TOOL CENTRE | MILWTM18GG-0 | CURRENT
002498681 | LEAD,ELECTRICAL | Multiplexer Cable, PDH, 15m Lg, Avara sNGA Bus, 6 Pair Stub Cable c/w 3 x 7 Connector, Dwg 903187-14 | COMMTEL | COMMTEL NETWORK SOLUTIONS PL | CNS-STD-0203-15M | CURRENT
002498699 | LADDER KIT | Lacket, A-Stand Ladder Attachment c/w Case | LACKET | THE LACKET COMPANY | A-STAND ATTACHMENT & CASE | CURRENT
002498707 | INVERTER,POWER,STATIC | PixiiBox, Bi-direction AC/DC Converter, 3.3kW, 230VAC Nom, 48VDC Nom, for Ground & Pole Mount LV BESS Cabinets | PIXII | PIXII AUSTRALIA PTY LTD | 1200 | CURRENT
002498707 | INVERTER,POWER,STATIC | PixiiBox, Bi-direction AC/DC Converter, 3.3kW, 230VAC Nom, 48VDC Nom, for Ground & Pole Mount LV BESS Cabinets | PIXII | PIXII AUSTRALIA PTY LTD | 48/3300 | CURRENT
002498715 | GLOVES,ELECTRICAL WORKER'S | Novax, Class 00, Size 6, Insulating Rubber, Orange, 280mm Lg | NOVAX | NOVAX ELECTRICAL SAFETY (GB INDUSTRIES) | GLS00OR280-06 | CURRENT
002498715 | GLOVES,ELECTRICAL WORKER'S | Novax, Class 00, Size 6, Insulating Rubber, Orange, 280mm Lg | AMPLITUD | AMPLITUDE PTY LTD - 396777 | GLS00OR280-06 | CURRENT
002498723 | GLOVES,ELECTRICAL WORKER'S | Novax, Class 0, Size 6, Insulating Rubber, Yellow, 360mm Lg | NOVAX | NOVAX ELECTRICAL SAFETY (GB INDUSTRIES) | GLS0Y360-06 | CURRENT
002498723 | GLOVES,ELECTRICAL WORKER'S | Novax, Class 0, Size 6, Insulating Rubber, Yellow, 360mm Lg | AMPLITUD | AMPLITUDE PTY LTD - 396777 | GLS0Y360-06 | CURRENT
002498749 | TRANSFORMER,DISTRIBUTION | Groundmount, 22kV/560V/560V, 5MVA, 3Ph, Dyn11yn11, KNAN FR3, for BESS | WILSON | WILSON TRANSFORMER CO. PTY LTD | 877-B290-01 | CURRENT
002498756 | TRANSFORMER,DISTRIBUTION | Groundmount, 11kV/560V/560V, 5MVA, 3Ph, Dyn11yn11, KNAN FR3, for BESS | WILSON | WILSON TRANSFORMER CO. PTY LTD | 877-B291-01 | CURRENT
002498764 | TRANSFORMER,DISTRIBUTION | Groundmount, 11kV/450V/450V, 5MVA, 3Ph, Dy11y11, KNAN FR3, for BESS | WILSON | WILSON TRANSFORMER CO. PTY LTD | 886-B298-11 | CURRENT
002498731 | TRANSFORMER,DISTRIBUTION | Groundmount, 22kV/433-250V, 315kVA, 3Ph, HV Bsh DIN Interface A, LV Bsh, KNAN FR3 Fluid, Dyn 11, 7 Tap Posn HV & LV Cable Box Fitted, Pressure Relief, for BESS | WILSON | WILSON TRANSFORMER CO. PTY LTD | 874-B360-11 | CURRENT
002498772 | LEAD SET,ELECTRICAL | Short Circuit, Set 6 Leads, 200A, Red Clamps | PENTA | PENTA AUST (TMAC THEW & MCCANN/HYLEC) | PA21890 | CURRENT
002498772 | LEAD SET,ELECTRICAL | Short Circuit, Set 6 Leads, 200A, Red Clamps | HYLEC | HYLEC PTY LTD | HSPEDCROC46BYP1 | CURRENT
002498780 | RELAY,PROTECTION | 3 Term Line Diff Protn, OC & EF, 8/12 IO 48-125VDC Pwr, 5A Ph & Polarising CT, 110VDC Ctrl, 4U Rack, Vert, 2x1300nm FO Line Comms Module, DNP3 over RS485 | SEL | SCHWEITZER ENGINEERING LABORATORIES INC. | 0311L1LDD325325XX | CURRENT
002498798 | SIGN | ABS Plastic, 'ENERGY SYSTEM WORK AUTHORITY', 360 x 340 x 3mm White Text 47 x 47mm, Arial, Purple B/Ground c/w 12mm Punched Holes | AMPLITUD | AMPLITUDE PTY LTD - 396777 | PS36X34ESWA | CURRENT
002498863 | TESTER | Fluke 393FC 1500V Solar Clampmeter with Case | FLUKE | FLUKE CORPORATION | 393FC | CURRENT
002498863 | TESTER | Fluke 393FC 1500V Solar Clampmeter with Case | RTE | RAPID-TECH EQUIPMENT PTY LTD | FLUKE 393FC | CURRENT
002498871 | CRIMPING TOOL,HYDRAULIC | Milwaukee, 12T Metric Hydraulic, 18V Battery Crimper, Skin | MILWAUKE | MILWAUKEE POWER TOOLS | M18HCCT120C | CURRENT
002498871 | CRIMPING TOOL,HYDRAULIC | Milwaukee, 12T Metric Hydraulic, 18V Battery Crimper, Skin | C&LTOOL | CALTCO T/A C&L TOOL CENTRE | MILWTM18HCCT120C | CURRENT
002498889 | RELAY,PROTECTION | FW R302, Txf 3 Winding Biased Diff, OC & EF, 24-48VDC Pwr, 10/11 IO, 24VDC Ctrl, 3x3Ph 5A CT, 1xN 5A CT, Vert Flush, DNP3 over RS232 or 100BaseFX MM LC Fibre Enet | SEL | SCHWEITZER ENGINEERING LABORATORIES INC. | 07873EE2B1B1B76850430 | CURRENT
002498897 | RELAY,PROTECTION | FW R302, Txf 3 Winding Biased Diff, OC & EF, 24-48VDC Pwr, 10/11 IO, 48VDC Ctrl, 3x3Ph 5A CT, 1xN 5A CT, Vert Flush, DNP3 over RS232 or 100BaseFX MM LC Fibre Enet | SEL | SCHWEITZER ENGINEERING LABORATORIES INC. | 07873EE2C1C1C76850430 | CURRENT
002498905 | RELAY,PROTECTION | FW R302, Txf 3 Winding Biased Diff, OC & EF, 110-250VDC Pwr, 10/11 IO, 110VDC Ctrl, 3x3Ph 5A CT, 1xN 5A CT, Vert Flush, DNP3 over RS232 or 100BaseFX MM | SEL | SCHWEITZER ENGINEERING LABORATORIES INC. | 07873EE1D1D1D76850430 | CURRENT
002498913 | RELAY,PROTECTION | FW R302, Txf 3 Winding Biased Diff, OC & EF, 110-250VDC Pwr, 10/11 IO, 110VDC Ctrl, 3x3Ph 1A CT, 1xN 1A CT, Vert Flush, DNP3 over RS232 or 100BaseFX MM | SEL | SCHWEITZER ENGINEERING LABORATORIES INC. | 07873EE1D1D1D72810430 | CURRENT
002498921 | RELAY,PROTECTION | FW R302, Txf 3 Winding Biased Diff, OC & EF, 110-250VDC Pwr, 10/11 IO, 110VDC Ctrl, 2x3Ph 1A CT, 1x3Ph 5A CT, 1xN 5A CT, Vert Flush, DNP3 over RS232 or | SEL | SCHWEITZER ENGINEERING LABORATORIES INC. | 07873EE1D1D1D76810430 | CURRENT
002498939 | RELAY,PROTECTION | FW R210-V3, Txf 2 Winding Diff, 110-250VDC Pwr, 10/11 IO, 110VDC Logic, 5A CT, Vert Flush, DNP3 over RS485 or 100BaseT Enet | SEL | SCHWEITZER ENGINEERING LABORATORIES INC. | 0787EX1D1D1D75850330 | CURRENT
002498947 | RELAY,PROTECTION | FW R210-V3, Txf 2 Winding Biased Diff, OC & EF, 110-250VDC Pwr, 10/11 IO, 110VDC Ctrl, 2x3Ph 1A CT, 1xN 1A CT, Vert Flush, DNP3 over RS485 or 100BaseT | SEL | SCHWEITZER ENGINEERING LABORATORIES INC. | 0787EX1D1D1D71810330 | CURRENT
002498954 | RELAY,PROTECTION | FW R210-V3, Txf 2 Winding Biased Diff, OC & EF, 110-250VDC Pwr, 10/11 IO, 110VDC Ctrl, 1x3Ph 1A CT, 1x3Ph 5A CT, 1xN 5A CT, Vert Flush, DNP3 over RS485 | SEL | SCHWEITZER ENGINEERING LABORATORIES INC. | 0787EX1D1D1D75820330 | CURRENT
002498962 | RELAY,PROTECTION | FW R210-V3, Txf 2 Winding Biased Diff, OC & EF, 110-250VDC Pwr, 2/3 IO, 48VDC Ctrl & 8/8 IO, 110VDC Ctrl, 2x3Ph 5A CT, 1xN 5A CT, Vert Flush, DNP3 over RS485 | SEL | SCHWEITZER ENGINEERING LABORATORIES INC. | 0787EX1C1D1D75850330 | CURRENT
002498970 | RELAY,PROTECTION | FW R210-V3, Txf 2 Winding Biased Diff, OC & EF, 110-250VDC Pwr, 10/11 IO, 48VDC Ctrl, 2x3Ph 1A CT, 1xN 1A CT, Vert Flush, DNP3 over RS485 or 100BaseT Enet | SEL | SCHWEITZER ENGINEERING LABORATORIES INC. | 0787EX1C1C1C71810330 | CURRENT
002498988 | RELAY,PROTECTION | FW R210-V3, Txf 2 Winding Biased Diff, OC & EF, 110-250VDC Pwr, 10/11 IO, 48VDC Ctrl, 1x3Ph 1A CT, 1x3Ph 5A CT, 1xN 5A CT, 1xN 5A CT, Vert Flush, DNP3 over | SEL | SCHWEITZER ENGINEERING LABORATORIES INC. | 0787EX1C1C1C75820330 | CURRENT
002498996 | WRENCH,OFFSET | Offset Jointer Spanner, 3/4" drive socket, used to join Concrete Poles | ROCLA | ROCLA PTY LTD | SPANNER | CURRENT
002499002 | SAW,PRUNING | ARS Turbocut Bow Saw Universal Sunrise fitting | ARBOR | ARBOR INDUSTRIAL PTY LTD | ARUARS/HASTINGS HEAD | CURRENT
002499010 | SIGN | Flex DNOB 90mm x 50mm d/s laminated reflective (Do Not Operate) banner tags with 10mm hole | SHANNON | SHANNON SIGN COMPANY PTY LTD | FLEXIBLE DNOB | CURRENT
002499028 | ADAPTOR | Cinch, Type SMA Socket to N Plug, Straight, 50 Ohm Coaxial Adaptor | RSCOMP | RADIOSPARES COMPONENT PTY LTD | 886-0096 | CURRENT
002499028 | ADAPTOR | Cinch, Type SMA Socket to N Plug, Straight, 50 Ohm Coaxial Adaptor | CINCH | CINCH CONNECTIVITY SOLUTIONS | 29-3840 | CURRENT
002499036 | ADAPTOR | Type SMA Socket to SMA Socket, Straight | ALTRONIC | ALTRONIC DISTRIBUTORS PTY LTD | 17941 | CURRENT
002499036 | ADAPTOR | Type SMA Socket to SMA Socket, Straight | RSCOMP | RADIOSPARES COMPONENT PTY LTD | 700-9603 | CURRENT
002499044 | KARABINER | Triplock, Small, Steel, 50kN | HEIGHDYN | HEIGHT DYNAMICS | VCT A430TBZO | CURRENT
002499051 | STAND | Portable Access Rope Bollard, Sign Post, Galv Steel, Dwg S10024576-01, for Substations | EQLWS | EQL PROVISION OF WORKSHOP SERVICES | S10024576 | CURRENT
002499069 | BATTERY,STORAGE | 48V, 90Ah (-10/+20%), Single String, C10 to 1.80Vpc at 25°C, 4 x 12V Batteries, VRLA Battery Bank, Battery only c/w Insulated Connection Bars & Flexible | CENTURYY | CENTURY YUASA | 341266 | PURCHASE AS REQUIRED
002499077 | BATTERY,STORAGE | 125V, 125Ah (-10/+20%), Dual String, C10 to 1.80Vpc at 25°C, 38 x 6V Batteries, VRLA Battery Bank c/w Enclosed & Ventilated Racks, Insulated Connection | CENTURYY | CENTURY YUASA | 341311 | PURCHASE AS REQUIRED
002499085 | CONVERTER,DC TO DC | 6-34V DC Input, 5-24V DC Programmable Output 15A, 160W, Dual Synchrounous Intelligent Buck-Boost, USB Interface | MINIBOX | MINI-BOX AUSTRALIA | PWR-DCDC-USB-200-MB | CURRENT
002499085 | CONVERTER,DC TO DC | 6-34V DC Input, 5-24V DC Programmable Output 15A, 160W, Dual Synchrounous Intelligent Buck-Boost, USB Interface | SHERRIFF | SHERRIFF ELECTRICAL P/L (WHOLESALERS) | PWR-DCDC-USB-200-MB | CURRENT
002499093 | ENCLOSURE | for DC-DC Converter, 163 x 50.6 x 27.4mm 0.8mm Thk Steel, Silver | MINIBOX | MINI-BOX AUSTRALIA | ENC-DCDC-USB-200-MB | CURRENT
002499093 | ENCLOSURE | for DC-DC Converter, 163 x 50.6 x 27.4mm 0.8mm Thk Steel, Silver | SHERRIFF | SHERRIFF ELECTRICAL P/L (WHOLESALERS) | ENC-DCDC-USB-200-MB | CURRENT
002499119 | MARKER,WARNING | Bulldog Traffic Cones, Lime Green, 450mm H, No Go Zone Cones c/w Red Reflective Strip, NOT TO BE USED FOR TRAFFIC DELINIATION | BRONSON | BRONSON SAFETY PTY LTD | A3800 | CURRENT
002499101 | POLE, LINE CONSTRUCTION, METAL | Lightning Mast 15m w 1.6m Spire. Cyclonic Region C, Terrain Category 2, Importance Level 4. Dwg 877-B290-01 | INGALEPS | INGAL EPS (CONTRACTOR) | DWG 877-B290-01 | CURRENT
002499101 | POLE, LINE CONSTRUCTION, METAL | Lightning Mast 15m w 1.6m Spire. Cyclonic Region C, Terrain Category 2, Importance Level 4. Dwg 877-B290-01 | INGALEPS | INGAL EPS (CONTRACTOR) | PTR15F-4738-86 | CURRENT
002499127 | SIGN | Flex DNOB 150mm x 75mm d/s laminated reflective (Do Not Operate) banner tags with 10mm hole | SHANNON | SHANNON SIGN COMPANY PTY LTD | FLEXIBLEDNOB150X75 | CURRENT
002499135 | RELAY,PROTECTION | FW 7.32, 2 Term Line Diff Protn, OC & EF 26/12 IO, 24-48VDC Pwr, 1/5A CT, 820nm FO Line Comms Module, DNP3 over RS485 or LC Fibre Enet & IEC61850 HSR/PRP | CSEUNI | CSE UNISERVE PTY LTD | L90UA3HKLF8LH6PLXXNXXS6TU4DW76 | CURRENT
002499143 | RELAY,PROTECTION | FW 7.32, 3 Term Line Diff Protn, OC & EF 26/12 IO, 24-48VDC Pwr, 1/5A CT, 820nm FO Line Comms Module, DNP3 over RS485 or LC Fibre Enet & IEC61850 HSR/PRP | CSEUNI | CSE UNISERVE PTY LTD | L90UA3HKLF8LH6PLXXNXXS6TU4DW77 | CURRENT
002499150 | RELAY,PROTECTION | FW 7.32, 2 Term Line Diff Protn, OC & EF 26/12 IO, 24-48VDC Pwr, 1/5A CT, 1300nm FO Line Comms Module, DNP3 over RS485 or LC Fibre Enet & IEC61850 HSR/PRP | CSEUNI | CSE UNISERVE PTY LTD | L90UA3HKLF8LH6PLXXNXXS6TU4DW7D | CURRENT
002499168 | RELAY,PROTECTION | FW 7.32, 3 Term Line Diff Protn, OC & EF 26/12 IO, 24-48VDC Pwr, 1/5A CT, 1300nm FO Line Comms Module, DNP3 over RS485 or LC Fibre Enet & IEC61850 HSR/PRP | CSEUNI | CSE UNISERVE PTY LTD | L90UA3HKLF8LH6PLXXNXXS6TU4DW7K | CURRENT
002499176 | RELAY,PROTECTION | FW 7.32, 2 Term Line Diff Protn, OC & EF 26/12 IO, 125-250VDC Pwr, 1/5A CT, 820nm FO Line Comms Module, DNP3 over RS485 or LC Fibre Enet & IEC61850 HSR/PRP | CSEUNI | CSE UNISERVE PTY LTD | L90UA3HKHF8LH6PLXXNXXS6TU4DW76 | CURRENT
002499184 | RELAY,PROTECTION | FW 7.32, 3 Term Line Diff Protn, OC & EF 26/12 IO, 125-250VDC Pwr, 1/5A CT, 820nm FO Line Comms Module, DNP3 over RS485 or LC Fibre Enet & IEC61850 HSR/PRP | CSEUNI | CSE UNISERVE PTY LTD | L90UA3HKHF8LH6PLXXNXXS6TU4DW77 | CURRENT
002499192 | RELAY,PROTECTION | FW 7.32, 2 Term Line Diff Protn, OC & EF 26/12 IO, 125-250VDC Pwr, 1/5A CT,1300nm FO Line Comms Module, DNP3 over RS485 or LC Fibre Enet & IEC61850 HSR/PRP | CSEUNI | CSE UNISERVE PTY LTD | L90UA3HKHF8LH6PLXXNXXS6TU4DW7D | CURRENT
002499200 | RELAY,PROTECTION | FW 7.32, 3 Term Line Diff Protn, OC & EF 26/12 IO, 125-250VDC Pwr, 1/5A CT,1300nm FO Line Comms Module, DNP3 over RS485 or LC Fibre Enet & IEC61850 HSR/PRP | CSEUNI | CSE UNISERVE PTY LTD | L90UA3HKHF8LH6PLXXNXXS6TU4DW7K | CURRENT
002499218 | SOCKET,SOCKET WRENCH | 1/2" Insulated Socket, 19mm 1000V Deep Impact | AMPLITUD | AMPLITUDE PTY LTD - 396777 | 01444 | CURRENT
002499226 | FLAG,SAFETY | Bunting, Purple Flags 200 x 240mm c/w 'Energy System Work Authority' every 5th Flag, Black Text, Single Side Print 4mm Dia PPL Rope, 30m Lg Roll | BRADY | BRADY AUSTRALIA | BUNTINGESWA | CURRENT
002499234 | ASCENDER | Edelrid, Fuse Guided Fall Arrester c/w Edelrid Defuser Small Shock Absorber | HEIGHDYN | HEIGHT DYNAMICS | EDELRIDFUSEDEFUSERSM | CURRENT
002499259 | RACK,ELEC EQUIP | Outdoor, 19", 40U Swing Frame, 800 x 800 x 2000mm (2145mm), 1500W Cooling Unit, Al, IP55, Front Door Right Hinge, suit NCS BESS 1A2/1A5 (1NC2/1NC5) | RITTAL | RITTAL AUSTRALIA PTY LTD | XAU9774981 | PURCHASE AS REQUIRED
002499267 | RACK,ELEC EQUIP | Outdoor, 19", 40U Swing Frame, 800 x 800 x 2000mm (2145mm), 1500W Cooling Unit, Al, IP55, Front Door Left Hinge, suit NCS BESS 1A3 (1NC3) | RITTAL | RITTAL AUSTRALIA PTY LTD | XAU9774982 | PURCHASE AS REQUIRED
002499275 | RACK,ELEC EQUIP | Outdoor, 19", 22U Swing Frame, 800 x 800 x 2000mm (2145mm), 1500W Cooling Unit, Al, IP55, c/w 2 x Battery Shelves, Front Door Right Hinge, suit | RITTAL | RITTAL AUSTRALIA PTY LTD | XAU9774983 | PURCHASE AS REQUIRED
002499283 | ENCLOSURE,ELECTRICAL BOX | Outdoor, 800 x 1000 x 300mm, S/Steel, suit NCS BESS Interface Panel 1NC8 | RITTAL | RITTAL AUSTRALIA PTY LTD | XAU10169999 | PURCHASE AS REQUIRED
002499291 | ENCLOSURE,ELECTRICAL BOX | Outdoor, 800 x 1200 x 400mm, S/Steel, suit NCS BESS Security Panel 1NC1 | RITTAL | RITTAL AUSTRALIA PTY LTD | XAU1020316 | PURCHASE AS REQUIRED
002499309 | ENCLOSURE,ELECTRICAL BOX | Outdoor, 200 x 300 x 155mm, S/Steel, Padlockable Handle, suit NCS BESS Lock Box | RITTAL | RITTAL AUSTRALIA PTY LTD | XAU1001020 | PURCHASE AS REQUIRED
002499317 | BRUSH,WIRE,SCRATCH | Madi Conductor Brush, FlatRound, for Flat & Round Connections, Lightweight, Snap Ring, Hi-Vis Green | MADI | MADI INNOVATIVE LINEMAN TOOLS | FRWB-1 | CURRENT
002499317 | BRUSH,WIRE,SCRATCH | Madi Conductor Brush, FlatRound, for Flat & Round Connections, Lightweight, Snap Ring, Hi-Vis Green | TEN | THE ENERGY NETWORK | FRWB-1 | CURRENT
002499325 | LINK,INLINE | Replacement, HV Temporary Link, Arc Chute Assembly for Chance In-Line Switch c/w Load Break | CHANCE | CHANCE (MANUFACTURER) | E816-0228P | CURRENT
002499325 | LINK,INLINE | Replacement, HV Temporary Link, Arc Chute Assembly for Chance In-Line Switch c/w Load Break | TEN | THE ENERGY NETWORK | E816-0228P | CURRENT
002499333 | TARPAULIN | LL Canvas Ground Tarp 3.94m x 3.94m 250gm c/w SS Eyelets, hook and loop velcro seam as per dwg 22490-A3 c/w carry bag | AMPLITUD | AMPLITUDE PTY LTD - 396777 | LLGC3.94 | CURRENT
002499341 | RECLOSER,AUTO | 11kV, SWER, 800A, 170kV 6kA Cap c/w Ctrl Cub, suit ext 240V Supply in Subs, Aux Supply, Surge Arrester, 9m Ctrl Cable, 20mm Dia Stem, 11kV /220V VT, | NOJAPWR | NOJA POWER | OSM38 SWER 11KV | CURRENT
000104624 | END CAP,EARTH ROD | End Protector, suit Rods 12 to 20mm Dia, Pack of 100 | LYNDON | LYNDON AGENCIES | 1220REOSOCKS | CURRENT
002499580 | FAN | Outer Loop Fan, 120 x 120mm, 48VDC, 0.6A, -10C to +60C, c/w Sealing Cable Assy, for Heat Exchange (HEX) Cabinet | NSN | NOKIA SOLUTION NETWORK AUST PTY LTD | 12038VA-48R-GUD | CURRENT
002499580 | FAN | Outer Loop Fan, 120 x 120mm, 48VDC, 0.6A, -10C to +60C, c/w Sealing Cable Assy, for Heat Exchange (HEX) Cabinet | NSN | NOKIA SOLUTION NETWORK AUST PTY LTD | OUTER LOOP FAN | CURRENT
002499598 | ANCHOR,GUY | Single Helix, Galv Steel, 200mm Anchor | PLP AUST | PREFORMED LINE PRODUCTS (AUST) | ANCHOR-200-24-IN-G | CURRENT
002499606 | ANCHOR,GUY | Single Helix, Galv Steel, 250mm Anchor | PLP AUST | PREFORMED LINE PRODUCTS (AUST) | ANCHOR-250-24-IN-G | CURRENT
002499614 | ANCHOR,GUY | Single Helix, Galv Steel, 300mm Anchor | PLP AUST | PREFORMED LINE PRODUCTS (AUST) | ANCHOR-300-24-IN-G | CURRENT
002499622 | ANCHOR,GUY | Double Helix, Galv Steel, 250mm Anchor | PLP AUST | PREFORMED LINE PRODUCTS (AUST) | ANCHOR-250-TWIN-EX-G | CURRENT
002499630 | ANCHOR,GUY | Double Helix, Galv Steel, 100mm Anchor | PLP AUST | PREFORMED LINE PRODUCTS (AUST) | ANCHOR-100-TWIN-EX-G | CURRENT
002499648 | TRANSFORMER,CURRENT | 72.5kV, 1200A pri, 1A Sec, 50Hz, Post Type, Outdoor, 6 Core, Metering in Cores 3 & 4, Revenue Metering, Live Tank Construction | ARTECHE | THE ARTECHE GROUP (GFF POWER PARNTER) | CT-72 | CURRENT
002499648 | TRANSFORMER,CURRENT | 72.5kV, 1200A pri, 1A Sec, 50Hz, Post Type, Outdoor, 6 Core, Metering in Cores 3 & 4, Revenue Metering, Live Tank Construction | GFFPOWER | GFF POWER | CA-72 | CURRENT
002499671 | BRACKET,MOUNTING | TRIDENT CROSSARM TEMPORARY HOLDER KIT CONSISTS OF 2 X HOLDERS IN A BAG | THEWMCAN | TMAC THEW & MCCANN GROUP | PA01777 | CURRENT
002499689 | BLADE,CUTTER,CABLE,HAND OPERATED | Replacement Blade, suit type S-20 Hand Hydraulic Cable Cutter | AMPLITUD | AMPLITUDE PTY LTD - 396777 | S20-BS | CURRENT
002499697 | DOOR,ACCESS | Door Hinge Reversal Kit, NHP Concept Premier AC Switchboard | NHP | NHP ELECTRICAL ENGINEERING | CELAKDHR | CURRENT
002499705 | CLAMP,SUSPENSION | Straight-Line, LVABC, Fully Supported, Al Alloy, 4 x 35mm2, 20 to 27mm Dia Circ c/w Insulating Insert Clamp to have Roller Attachment Holes, Pack of 20 | SICAME | SICAME AUSTRALIA PTY LTD | SC435 | CURRENT
000003753 | CONTROLLER | MiniCSU-4N, 125/110V DC, suit RTP 125V or 110V Battery Chargers, EESS-10735-01-0B | RTP | RECTIFIER TECHNOLOGIES PACIFIC PTY LTD | CMP-RT120MCSU4N | CURRENT
000003753 | CONTROLLER | MiniCSU-4N, 125/110V DC, suit RTP 125V or 110V Battery Chargers, EESS-10735-01-0B | ACCULEC | ACCULEC PTY LTD - E18524 | RPS-RT120MCSU-RTP | CURRENT
000003755 | INTERFACE UNIT,COMMS | MUIB3, 125/110V DC Interface Board, suit RTP 125V or 110V Battery Chargers, EESS-10735-01-0B | RTP | RECTIFIER TECHNOLOGIES PACIFIC PTY LTD | CMP-RT1200MUIB3 | CURRENT
000003755 | INTERFACE UNIT,COMMS | MUIB3, 125/110V DC Interface Board, suit RTP 125V or 110V Battery Chargers, EESS-10735-01-0B | ACCULEC | ACCULEC PTY LTD - E18524 | RPS-RT1200MUIB3-RTP | CURRENT
002499713 | CHARGER,BATTERY | 153-1302-xx Battery Monitor, 24 Cell, BCM4 | RTP | RECTIFIER TECHNOLOGIES PACIFIC PTY LTD | CMP-RT000MMIB40 | CURRENT
002499713 | CHARGER,BATTERY | 153-1302-xx Battery Monitor, 24 Cell, BCM4 | ACCULEC | ACCULEC PTY LTD - E18524 | RT000MMIB40 | CURRENT
002499739 | STRIPPER,CABLE,HAND | Alroc Oracl Scoring Tool, Longitudinal, 4 Depth Settings 0.4/0.6/0.9/1.1mm, for Black Peelable Semi-conductive Screen | PENTA | PENTA AUST (TMAC THEW & MCCANN/HYLEC) | ALRORACL-HTA | CURRENT
002499739 | STRIPPER,CABLE,HAND | Alroc Oracl Scoring Tool, Longitudinal, 4 Depth Settings 0.4/0.6/0.9/1.1mm, for Black Peelable Semi-conductive Screen | PENTA | PENTA AUST (TMAC THEW & MCCANN/HYLEC) | PA21232 | CURRENT
002499747 | BLADE,CABLE STRIPPER | Replacement Blade for Alroc Oracl Semi-conductive Scoring Tool | PENTA | PENTA AUST (TMAC THEW & MCCANN/HYLEC) | PA30001 | CURRENT
002499754 | METER,POWER QUALITY | Acuvim IIW, Integrated Display, 1A or 5A CT Input, 100-415V AC / 100-300V DC Supply Input, Panel Mounted, optional DIN Adaptor | WEBER | WEBER SOUTH PACIFIC PTY LTD | ACC-IIW-D-5A-P1V3 | CURRENT
002499762 | METER,POWER QUALITY | Acuvim IIW, Integrated Display, 1A or 5A CT Input, 20-60V DC Supply Input, Panel Mounted, optional DIN Adaptor | WEBER | WEBER SOUTH PACIFIC PTY LTD | ACC-IIW-D-5A-P2V3 | CURRENT
002499770 | METER,POWER QUALITY | Acuvim IIW, No Display, 1A or 5A CT Input, 100-415 VAC / 100-300V DC Supply Input, DIN Rail Mounted | WEBER | WEBER SOUTH PACIFIC PTY LTD | ACC-IIW-M-5A-P1V3 | CURRENT
002499788 | METER,POWER QUALITY | Acuvim IIW, No Display, 1A or 5A CT Input, 20-60V DC Supply Input, DIN Rail Mounted | WEBER | WEBER SOUTH PACIFIC PTY LTD | ACC-IIW-M-5A-P2V3 | CURRENT
002499796 | ADAPTOR | DIN-Rail Adaptor Mount, for Acuvim II Series-D Integrated LCD Screen Meters | WEBER | WEBER SOUTH PACIFIC PTY LTD | ACC-AXM-DIN R14 | CURRENT
002499804 | MODULE | AXM-WEB2 Acuvim II Comms Module, Dual Ethernet Ports, 8GB Storage, no WiFi | WEBER | WEBER SOUTH PACIFIC PTY LTD | ACC-AXM-WEB2-D | CURRENT
002499812 | MODULE | AXM-WEB2 Acuvim II Comms Module, Fiber Optic LC, Single Ethernet, 8GB Storage, WiFi to be disabled | WEBER | WEBER SOUTH PACIFIC PTY LTD | ACC-AXM-WEB2-FOLC | CURRENT
002499820 | METER,POWER QUALITY | Acuvim IIW, Remote Display c/w 2m Lead, suit Transducer Acuvim Meter | WEBER | WEBER SOUTH PACIFIC PTY LTD | ACC-REM-DS2 | CURRENT
002499846 | SWITCHBOARD,POWER | CNI Subs Incomer Switchgear Unit, 12kV, 800A, 25kA, 2000A Bus Metal Encl Fixed Switchgear & Control Gear Assy, Panel 450mm W c/w 110VDC Aux Supply, Top Cable | TAMCO | TAMCO SWITCHGEAR (MANUFACTURER) | T2B-VHIF630INC450-MOD | CURRENT
002499853 | CLAMP,LIVE LINE | Blanket Clamp Peg, Small, Nylon, Rubber Glove Peg, 127mm Opening | SLINGCO | SLINGCO AUSTRALIA PTY LTD | ZPE10962 | CURRENT
002499853 | CLAMP,LIVE LINE | Blanket Clamp Peg, Small, Nylon, Rubber Glove Peg, 127mm Opening | AMPLITUD | AMPLITUDE PTY LTD - 396777 | ZPE10962 | CURRENT
002499861 | CLAMP,LIVE LINE | Blanket Clamp Peg, Small, Nylon, Hot Stick Clip, 127mm Opening | AMPLITUD | AMPLITUDE PTY LTD - 396777 | ZPE12136 | CURRENT
002499861 | CLAMP,LIVE LINE | Blanket Clamp Peg, Small, Nylon, Hot Stick Clip, 127mm Opening | SLINGCO | SLINGCO AUSTRALIA PTY LTD | ZPE12136 | CURRENT
002499879 | RELAY,PROTECTION | 3 Term Line Diff, OC & EF, 14/25 IO Logic, 48/125VDC Pwr, 110VDC Ctrl, 5A Ph & 5A N, 110VAC Input, 4U Vert, 850nm DNP over RS485 or 100BaseFX Enet | SEL | SCHWEITZER ENGINEERING LABORATORIES INC. | 0311L7LCC325325XX | CURRENT
002499887 | RELAY,PROTECTION | 3 Term Line Diff, OC & EF, 14/25 IO Logic, 48/125VDC Pwr, 110VDC Ctrl, 1A Ph & 1A N, 110VAC Input, 4U Rack, 1300nm C37.94, DNP over RS485 or 100BaseFX Enet | SEL | SCHWEITZER ENGINEERING LABORATORIES INC. | 0311L7JHH321325XX | CURRENT
002499895 | RELAY,PROTECTION | 3 Term Line Diff, OC & EF, 14/25 IO Logic, 48/125VDC Pwr, 110VDC Ctrl, 5A Ph & 5A N, 110VAC Input, 4U Rack, 1300nm C37.94, DNP over RS485 or 100BaseFX Enet | SEL | SCHWEITZER ENGINEERING LABORATORIES INC. | 0311L7JHH325325XX | CURRENT
002499903 | RELAY,PROTECTION | 2 Term Line Diff, OC & EF, 14/25 IO Logic, 48/125VDC Pwr, 110VDC Ctrl, 1A Ph & 1A N, 110VAC Input, 4U Rack, 1300nm C37.94, DNP over RS485 or 100BaseFX Enet | SEL | SCHWEITZER ENGINEERING LABORATORIES INC. | 0311L7JH0321325XX | CURRENT
002499911 | RELAY,PROTECTION | 2 Term Line Diff, OC & EF, 14/25 IO Logic, 48/125VDC Pwr, 110VDC Ctrl, 5A Ph & 5A N, 110VAC Input, 4U Rack, 1300nm C37.94, DNP over RS485 or 100BaseFX Enet | SEL | SCHWEITZER ENGINEERING LABORATORIES INC. | 0311L7JH0325325XX | CURRENT
002499929 | PROCESSOR,GATEWAY | Babel Buster, Modbus to SNMP Gateway, RS485, 10-30VDC, 100 x 70 x 60mm, DIN Rail Mount | CSM | CONTROL SOLUTIONS MINNESOTA | BB3-6101-V2C | CURRENT
002499929 | PROCESSOR,GATEWAY | Babel Buster, Modbus to SNMP Gateway, RS485, 10-30VDC, 100 x 70 x 60mm, DIN Rail Mount | MADISON | MADISON TECHNOLOGIES PL | CS BB3-6101-V2C | CURRENT
002499937 | RECEIVER,RIPPLE CONTROL | R1100, 1042Hz, SE-M, Program 919, Decabit, T33/EVSE/T33 O/A c/w 1 x Switch Fitted R2 | LANDIS | LANDIS GYR (AUST) PTY LTD | R1100200NNXXXNNEQ 919 | CURRENT
002499945 | RECEIVER,RIPPLE CONTROL | R1100, 1042Hz, SE-R, Program 819, Decabit, T33/EVSE/T33 O/A c/w 1 x Switch Fitted R2 | LANDIS | LANDIS GYR (AUST) PTY LTD | R1100200NNXXXNNEQ 819 | CURRENT
002500031 | TRANSFORMER,VOLTAGE | 12kV, IVT, 50Hz, 3Ph Groundmount, 11000V / 110V, 0.5, 3P 35VA c/w Metering Accuracy Tests | TWS | TWS ENERGY CONTROLS | FITK0121 | CURRENT
002500049 | HOSE | Karcher, HP, 10m, TR Pipe DN6 Max2 Hose c/w Rotating Nozzle, Ball Protector, Clip-on attachment to Gun, for washing EWP Booms Internally | KARCHER | KARCHER AUSTRALIA | 6.110-046.0 KIT | CURRENT
002500049 | HOSE | Karcher, HP, 10m, TR Pipe DN6 Max2 Hose c/w Rotating Nozzle, Ball Protector, Clip-on attachment to Gun, for washing EWP Booms Internally | KARCHER | KARCHER AUSTRALIA | 6.110-046.0 | CURRENT
002500056 | RELAY,PROTECTION | FW 8.22, Tx 2 Winding Diff w/Volts, 10/12 IO, 24/250VDC Logic, 125-250VDC Pwr, 1/5A CT, 24/240V VT, DNP3 100BaseFX, MM LC Enet | CSEUNI | CSE UNISERVE PTY LTD | T60UA3HKHF8NH6PM8LU6TWXX | CURRENT
002500056 | RELAY,PROTECTION | FW 8.22, Tx 2 Winding Diff w/Volts, 10/12 IO, 24/250VDC Logic, 125-250VDC Pwr, 1/5A CT, 24/240V VT, DNP3 100BaseFX, MM LC Enet | CSEUNI | CSE UNISERVE PTY LTD | T60-UA3-HKH-F8N-H6P-M8L-U6T | CURRENT
002500064 | RELAY,PROTECTION | FW 8.22, Tx 2 Winding Diff w/Volts, 10/12 IO, 24/250VDC Logic, 24-48VDC Pwr, 1/5A CT, 24/240V VT, DNP3 100BaseFX, MM LC Enet & IEC61850 | CSEUNI | CSE UNISERVE PTY LTD | T60UA3HKLF8NH6PM8LU6TWXX | CURRENT
002500064 | RELAY,PROTECTION | FW 8.22, Tx 2 Winding Diff w/Volts, 10/12 IO, 24/250VDC Logic, 24-48VDC Pwr, 1/5A CT, 24/240V VT, DNP3 100BaseFX, MM LC Enet & IEC61850 | CSEUNI | CSE UNISERVE PTY LTD | T60-UA3-HKL-F8N-H6P-M8L-U6T | CURRENT
002500072 | RELAY,PROTECTION | FW B7B, Fdr Mgt, OC EF & SEF, 16/7 IO, 48/110VDC Pwr, 1/5A CT, 100/120V VT, Flush/40TE, DNP 100BaseFX, MM LC Enet & IEC61850 | SCHNEDER | SCHNEIDER PTY LTD | P142 21QCLM0B79L | CURRENT
002500080 | RELAY,PROTECTION | FW B7B, Fdr Mgt, OC EF & SEF, 16/7 IO, 24/32VDC Pwr, 1/5A CT, 100/120V VT, Flush/40TE, DNP 100BaseFX, MM LC Enet & IEC61850 | SCHNEDER | SCHNEIDER PTY LTD | P142 91QCLM0B79L | CURRENT
002500098 | RELAY,PROTECTION | FW K4A, Line Diff 2/3 Ended, 16/14 IO, 48/110VDC Pwr, 1/5A CT, 110V VT, 850nm 2Ch, Flush/40TE, DNP 100BaseFX, MM LC Enet & IEC61850 | SCHNEDER | SCHNEIDER PTY LTD | P543 21QALM0K49M | CURRENT
002500106 | RELAY,PROTECTION | FW K4A, Line Diff 2 Ended, 16/14 IO, 48/110VDC Pwr, 1/5A CT, 110V VT, 1300nm 1Ch, Flush/40TE, DNP 100BaseFX, MM LC Enet & IEC61850 | SCHNEDER | SCHNEIDER PTY LTD | P543 21QBLM0K49M | CURRENT
002500114 | RELAY,PROTECTION | FW K4A, Line Diff 2/3 Ended, 16/14 IO, 48/110VDC Pwr, 1/5A CT, 110V VT, 1300nm 2Ch, Flush/40TE, DNP 100BaseFX, MM LC Enet & IEC61850 | SCHNEDER | SCHNEIDER PTY LTD | P543 21QCLM0K49M | CURRENT
002500122 | RELAY,PROTECTION | FW K4A, Line Diff 2/3 Ended, 16/14 IO, 24/32VDC Pwr, 1/5A CT, 110V VT, 850nm 2Ch, Flush/40TE, DNP 100BaseFX, MM LC Enet & IEC61850 | SCHNEDER | SCHNEIDER PTY LTD | P543 91QALM0K49M | CURRENT
002500130 | RELAY,PROTECTION | FW K4A, Line Diff 2 Ended, 16/14 IO, 24/32VDC Pwr, 1/5A CT, 110V VT, 1300nm 1Ch, Flush/40TE, DNP 100BaseFX, MM LC Enet & IEC61850 | SCHNEDER | SCHNEIDER PTY LTD | P543 91QBLM0K49M | CURRENT
002500148 | RELAY,PROTECTION | FW K4A, Line Diff 2/3 Ended, 16/14 IO, 24/32VDC Pwr, 1/5A CT, 110V VT, 1300nm 2Ch, Flush/40TE, DNP 100BaseFX, MM LC Enet & IEC61850 | SCHNEDER | SCHNEIDER PTY LTD | P543 91QCLM0K49M | CURRENT
002500155 | BLADE,BANDSAW | Milwaukee, 776mm, 12/14 TPI Bandsaw Blade, Pack of 3, suit 12V Bandsaw | C&LTOOL | CALTCO T/A C&L TOOL CENTRE | MILWA48390631 | CURRENT
002500155 | BLADE,BANDSAW | Milwaukee, 776mm, 12/14 TPI Bandsaw Blade, Pack of 3, suit 12V Bandsaw | MILWAUKE | MILWAUKEE POWER TOOLS | 48390631 | CURRENT
002500163 | BLADE,BANDSAW | Milwaukee, 1140mm, 14/18 TPI Bandsaw Blade, Pack of 3, suit 18V Bandsaw | MILWAUKE | MILWAUKEE POWER TOOLS | 48390561 | CURRENT
002500163 | BLADE,BANDSAW | Milwaukee, 1140mm, 14/18 TPI Bandsaw Blade, Pack of 3, suit 18V Bandsaw | C&LTOOL | CALTCO T/A C&L TOOL CENTRE | MILWA48390561 | CURRENT
002500171 | SCREW,TAPPING,THREAD CUTTING | Tek Screw, 12-14 x 45mm, Hex Head, Self Drilling Wing, Class 3, Metal, for Composite Poles | HOBSON | HOBSON ENGINEERING CO PTY LTD 393904 | T9PM4FH1214045 | CURRENT
002437671 | GREASE,SPECIAL PURPOSE | Pfisterer Spezialfett HV, 8g Sachets, Lubricant, White, Pasty, Odourless, Perfluorinated Polyether Oil PTFE, Non Melting, for NOMAD use only | PFISTER | PFISTERER HOLDINGS | 002854002(E) | CURRENT
002405158 | TAPE,DUCT | 48mm x 30m Roll, for Sealing & Joining | GILBLODG | GILBERT LODGE AUSTRALIA | DUCTBLK | CURRENT
002465854 | PLASTIC SHEET | Stretch Film, Clear, 500mm x 380m | ALLENS | ALLENS INDUSTRIAL PRODUCTS PTY LTD | PPSTR25 | PURCHASE AS REQUIRED
002465821 | CAN,UTILITY | 5L Jerry Can, 38mm, Natural | ALLENS | ALLENS INDUSTRIAL PRODUCTS PTY LTD | JC5LNATS | PURCHASE AS REQUIRED
002465797 | GOGGLES,INDUSTRIAL | Ultrasonic, Orange/Grey Frame, Clear PC Lens, Hard Coating, Anti-Fog | UVEX | UVEX SAFETY GROUP | 9302-345 | CURRENT
002465797 | GOGGLES,INDUSTRIAL | Ultrasonic, Orange/Grey Frame, Clear PC Lens, Hard Coating, Anti-Fog | ALLENS | ALLENS INDUSTRIAL PRODUCTS PTY LTD | UV9302-345 | CURRENT
001837403 | GLOVES,DISPOSABLE | Vinyl, Large, Box of 100 Pairs | BLKWOODJ | J BLACKWOOD & SON LTD | 07709915 | CURRENT
001836099 | GLOVES,ELECTRICAL WORKER'S | PVC, Double Dipped, 450mm | BLKWOODJ | J BLACKWOOD & SON LTD | 00505342 | CURRENT
002500189 | DISCONNECTOR,HIGH VOLTAGE | Outdoor Unit, 36kV, 1600A, 31.5kA/3Sec, Manual Operation, S10015453-01 | INSULECT | INSULECT AUSTRALIA PL | DSC13314 | CURRENT
002500197 | DISCONNECTOR,HIGH VOLTAGE | Outdoor Unit, 36kV, 1600A, 31.5kA/3Sec, Motorised Operation, S10015453-01 | INSULECT | INSULECT AUSTRALIA PL | DSC13315 | CURRENT
002500205 | SWITCH,ISOLATING | 36kV, 31.5kA/3Sec, Left Hand Earth Switch, for Outdoor HV Disconnector, S10015453-01 | INSULECT | INSULECT AUSTRALIA PL | DSC13316 | CURRENT
002500213 | SWITCH,ISOLATING | 36kV, 31.5kA/3Sec, Right Hand Earth Switch, for Outdoor HV Disconnector, S10015453-01 | INSULECT | INSULECT AUSTRALIA PL | DSC13317 | CURRENT
002500221 | SUPPORT,ELEC EQUIP | Low Support Structure, Steel, for 36kV Outdoor Disconnector, S10015453-01 | INSULECT | INSULECT AUSTRALIA PL | DSC08840-01 | CURRENT
002500239 | SUPPORT,ELEC EQUIP | High Support Structure, Steel, for 36kV Outdoor Disconnector, S10015453-01 | INSULECT | INSULECT AUSTRALIA PL | DSC08840-02 | CURRENT
002500254 | HAND STICK,INSULATED | LV Insulated Stick, Universal Head, Rubber Base Cap, 900mm Lg, LV Use Only Label attached | AMPLITUD | AMPLITUDE PTY LTD - 396777 | USSS-S-103 | CURRENT
002500262 | CUTTER,BATTERY OPERATED | Izumi SLV Inline Guillotine, Stay Wire Battery Hydraulic Cutter c/w Milwaukee Adaptor, Skin Only | IZUMI | IZUMI PRODUCTS (MANUFACTURER) | SLV-S24M-EQ | CURRENT
002500262 | CUTTER,BATTERY OPERATED | Izumi SLV Inline Guillotine, Stay Wire Battery Hydraulic Cutter c/w Milwaukee Adaptor, Skin Only | SPECFORC | SPECIALISED FORCE | SLV-S24M-EQ | CURRENT
002500270 | MODULE,TRANSCEIVER | 12Mb-1.25Gb, SFP+, 100m, AutoNeg, No RxLOS, Preferred Master, SGMII, Industrial Cu, 1000BaseT, RJ45 Connector | FLEXOPTX | FLEXOPTIX UNIVERSAL TRANSCEIVERS | T.C12.02.GI | CURRENT
002500288 | KEY,SOCKET HEAD SCREW | Allen Hex Bit, 6mm, 19mm Lg, 1/2" Drive Impact for Shear Off | NEXANS | NEXANS GROUP | IT4580 | CURRENT
002500296 | KEY,SOCKET HEAD SCREW | Allen Hex Bit, 8mm, 19mm Lg min, 1/2" Drive Impact for Shear Off | NEXANS | NEXANS GROUP | IT4581 | CURRENT
002500304 | ENERGY STORAGE SYSTEM | BESS, LV Connected, 3Ph, Ground Mounted, c/w Pixii PSXD Cabinets, PixiiBox 12000, Polaruim Gen6, PSXD Switchboard, Gateway Acuvim 11R & Comms Module, on Concrete | PIXII | PIXII AUSTRALIA PTY LTD | PSXD CABINET ASSY 623-2 | CURRENT
002500312 | FILTER | Water Absorbing Cartridge, Aquacon AC Series, 18" Lg, Buna-N Seal, 0.4 Micron Rating, removes Water & Dirt from Tx Oil, for PTU1000 Portable Filter Unit | PARKER | PARKER HANNIFIN CORP | AC-718P4D | CURRENT
002500320 | FILTER | Water Absorbing Cartridge, Superdri SD Series, 18" Lg, Buna-N Seal, Open-End Cap, removes Dissolved Water from Tx Oil, for PTU1000 Portable Filter Unit | PARKER | PARKER HANNIFIN CORP | SD-718 | CURRENT
002500338 | CONTACT,ELECTRICAL | ATL Fuller Type F, Moving Contact, Roller Type E, 225mm Lg Braid | SBA | SBA AMALGAMATED PTY LTD | TYPE E ROLLER CONTACT | CURRENT
002500346 | CONTACT,ELECTRICAL | ATL Fuller Type F, Moving Contact, Roller Type F, 200mm Lg Braid | SBA | SBA AMALGAMATED PTY LTD | TYPE F ROLLER CONTACT | CURRENT
002459410 | FLASHLIGHT | High Powered Torch, 1000 Lumens, 50 to 300m Zoom Function, Water Resistant, uses 3 x C Cell Replaceable Batteries c/w Pouch | MMELEC | MM ELECTRICAL MERCHANDISING | PERHHXML2 | CURRENT
002459410 | FLASHLIGHT | High Powered Torch, 1000 Lumens, 50 to 300m Zoom Function, Water Resistant, uses 3 x C Cell Replaceable Batteries c/w Pouch | ATOMSUPP | ATOM SUPPLY | 418455 | CURRENT
002500387 | CONVERTER,DC TO DC | 24V Input, 48V Output, 6.2A, 300W, c/w 2 x DIN Rail Clips 55-17-855 | HELIOS | HELIOS POWER SOLUTIONS PL | DCW300-24-48FT-P9200 | CURRENT
002500395 | LEAD,TEST | Phantom Load Box Extension Lead, 20m Lg, 4 Core 1.5mm Cable c/w 4mm Retractable Male & Fixed Female Test Plugs | AMPLITUD | AMPLITUDE PTY LTD - 396777 | CTTLEAD20M | CURRENT
002500403 | CABINET,ELEC EQUIP | RA6 Cubicle Rear Access 45U, 600 x 800mm Base, Front & Rear 19" Rails, Top Side Brushed Cable Entries, Earth Bars, DIN Rails, Cable Trays c/w Side Panels, Mesh | B&R | B&R ENCLOSURES | XB-649494/1 | CURRENT
002500429 | COVER | ABB SafeLink RMU Kick Plate Cover c/w Bolts Kit 3-Way | ABBAUST | ABB AUSTRALIA PTY LTD | C4301-AU | CURRENT
002500452 | COLLECTOR,DUST | Dust Extractor Unit, suit Milwaukee & Makita Jack Hammers | MAKITA | MAKITA INDUSTRIAL POWER TOOLS | 197148-8 | CURRENT
002500452 | COLLECTOR,DUST | Dust Extractor Unit, suit Milwaukee & Makita Jack Hammers | C&LTOOL | CALTCO T/A C&L TOOL CENTRE | MAKA197148-8 | CURRENT
002500460 | STEP,POLE | Tower Step, M16 Bolt 220mm Lg, & Fall Arrest A1 Anchor Assy c/w Mounting Plate & Bar 350mm Lg, Dwg 10021405 Sht 01 | EQLWS | EQL PROVISION OF WORKSHOP SERVICES | 10021405 SHEET 01 | CURRENT
002500478 | STEP,POLE | Tower Step, M20 Bolt 220mm Lg, & Fall Arrest A2 Anchor Assy c/w Mounting Plate & Bar 350mm Lg, Dwg 10021405 Sht 02 | EQLWS | EQL PROVISION OF WORKSHOP SERVICES | 10021405 SHEET 02 | CURRENT
002500486 | STEP,POLE | Tower Step, M22 Bolt 220mm Lg, & Fall Arrest A3 Anchor Assy c/w Mounting Plate & Bar 350mm Lg, Dwg 10021405 Sht 03 | EQLWS | EQL PROVISION OF WORKSHOP SERVICES | 10021405 SHEET 03 | CURRENT
002500494 | SIGN | Tower Step Bolt & Fall Arrest Anchor Sign, for Energex Region, Dwg 10022189 | UES | UTILITY ENGRAVING & SIGNS | 10022189 ENERGEX REGION | CURRENT
002500502 | COVER | ABB SafeLink RMU Kick Plate Cover c/w Bolts Kit 4-Way | ABBAUST | ABB AUSTRALIA PTY LTD | C4323-AU | CURRENT
082490993 | CABLE,POWER,ELECTRICAL | U/Ground,0.6/1kV, 4C x 25mm2 Al/XLPE Insulated/PVC Sheath, Waterblocked, Black, 500m Wood Drum, MATERIAL SALES ONLY | MIDLANDS | MIDLAND METALS | MMO-LV 4X25WBAXP | CURRENT
S2490993 | CABLE,POWER,ELECTRICAL | CBL:PWR;U/Ground,0.6/1kV,4C x 25mm2 CABLE,POWER,ELECTRICAL U/Ground,0.6/1kV, 4C x 25mm2 Al/XLPE Insulated/PVC Sheath , Waterblocked, Black, 100 or 250m Wood | MIDLANDS | MIDLAND METALS | MMO-LV 4X25WBAXP | CURRENT
002500510 | BIN,WASTE | Wheelie Bin 140L Yellow, Asbestos Storage Bin for H Class Vaccum incl 2 x Asbestos Labels | ALLENS | ALLENS INDUSTRIAL PRODUCTS PTY LTD | WB140YEL | CURRENT
002500528 | ROPE,FIBROUS | Big Shot Rope Launcher Kit c/w storage bag | AMPLITUD | AMPLITUDE PTY LTD - 396777 | BSKITEQL | CURRENT
002500536 | HOLSTER,DRILL | Drill Holder Kit inc. Hook, Lanyard & Harness | AMPLITUD | AMPLITUDE PTY LTD - 396777 | DG001.2 | CURRENT
002500544 | TAG,IDENTIFICATION | Main Earth Electrical Bond Tag 10 Jar, Earth Tag | NLS | NATIONAL LIGHT SOURCES | EARTHTAG | CURRENT
002500544 | TAG,IDENTIFICATION | Main Earth Electrical Bond Tag 10 Jar, Earth Tag | SPARKY | SPARKY DIRECT | 9336700015855 | CURRENT
002500551 | GUARD | 125mm Grinder Offset Grinding Dust Extracting Guard | MAKITA | MAKITA INDUSTRIAL POWER TOOLS | MAKA191W06-8 | CURRENT
002500551 | GUARD | 125mm Grinder Offset Grinding Dust Extracting Guard | C&LTOOL | CALTCO T/A C&L TOOL CENTRE | MAKA191W06-8 | CURRENT
002500569 | BONDER ASSEMBLY | LV Bonders, 6.7kA/1 Sec, 9.4kA/0.5 Sec, Looped PED c/w 4 x B324 Clamps, 2 x 2m & 1 x 3m 35mm2 Cu Flexible Cable, 600mm Lg Handles c/w Bag | PENTA | PENTA AUST (TMAC THEW & MCCANN/HYLEC) | PA21888 | CURRENT
002500577 | BONDER ASSEMBLY | LV Bonders, 7.5kA/1 Sec, 11kA/0.5 Sec, Looped PED c/w 4 x Clip-on Screw-up 2 x 2m & 1 x 3m 35mm2 Cu Flexible Cable c/w Bag | SICAME | SICAME AUSTRALIA PTY LTD | CLA-LVB-KIT-EQ-1 | CURRENT
002500585 | CABLE,POWER,ELECTRICAL | 0.6/1kV, 25mm2, WB Al Conductor, 2 Core, Flat, XLPE Insluated, Black PVC Sheathed, 500m Drum, AS 5000.1, EQTS 03-01-08 | MIDLANDS | MIDLAND METALS | MMO-LV 2X25WBAXP | CURRENT
002500593 | BAG,TOOL | Bag to suit Milwaukee 18V 16in Chainsaw | MILWAUKE | MILWAUKEE POWER TOOLS | M18FCHSBAG | CURRENT
002500593 | BAG,TOOL | Bag to suit Milwaukee 18V 16in Chainsaw | C&LTOOL | CALTCO T/A C&L TOOL CENTRE | MILWAM18FCHSBAG | CURRENT
002500601 | CHAINSAW | Chainsaw Built-In Clamp and Guide Sharpener Kit | MAKITA | MAKITA INDUSTRIAL POWER TOOLS | 953030040 | CURRENT
002500601 | CHAINSAW | Chainsaw Built-In Clamp and Guide Sharpener Kit | C&LTOOL | CALTCO T/A C&L TOOL CENTRE | MAKA953030040 | CURRENT
002500627 | CHARGER,BATTERY | APS3-331 Subrack, 3G, 3RU, Fuse Fail, DCM10, SC300 Monitoring, LV Disconnect, 483 x 315 x 134mm, Excl MCB & Rectrs | EATON | EATON ELECTRIC SYSTEMS PTY LTD | APS3-331 | CURRENT
002500627 | CHARGER,BATTERY | APS3-331 Subrack, 3G, 3RU, Fuse Fail, DCM10, SC300 Monitoring, LV Disconnect, 483 x 315 x 134mm, Excl MCB & Rectrs | POWERON | POWER ON AUSTRALIA PTY LTD | POA16080 | CURRENT
002500635 | CHARGER,BATTERY | APS6-331 Subrack, 3G, 6RU, Fuse Fail, DCM20, SC300 Monitoring, LV Disconnect, 483 x 335 x 266.7mm, Excl MCB & Rectrs | EATON | EATON ELECTRIC SYSTEMS PTY LTD | APS6-331 | CURRENT
002500635 | CHARGER,BATTERY | APS6-331 Subrack, 3G, 6RU, Fuse Fail, DCM20, SC300 Monitoring, LV Disconnect, 483 x 335 x 266.7mm, Excl MCB & Rectrs | POWERON | POWER ON AUSTRALIA PTY LTD | POA16084 | CURRENT
002500643 | CHARGER,BATTERY | APS3 Solar Hybrid DC System, Solar Input Shunt, IOBGP-11 Qtrpt Mon, FAZ Load MCBs 1x 2A, 1x 4A, 5x 32A & 1x Aux, PLHT Batt MCBs 2x 63A, 1x 125A & 3x Aux | POWERON | POWER ON AUSTRALIA PTY LTD | POASHERGON 2025 | CURRENT
002500650 | SHUNT,INSTRUMENT | Shunt Assy, 300A/50mV, 2 x RJ45, suit APS DC System | EATON | EATON ELECTRIC SYSTEMS PTY LTD | CS300-A00 | CURRENT
002500650 | SHUNT,INSTRUMENT | Shunt Assy, 300A/50mV, 2 x RJ45, suit APS DC System | POWERON | POWER ON AUSTRALIA PTY LTD | POA15213 | CURRENT
002500668 | CONTROL-DISPLAY UNIT | SC300 Monitor Module, System Controller, suit APS DC System | POWERON | POWER ON AUSTRALIA PTY LTD | POA18432 | CURRENT
002500668 | CONTROL-DISPLAY UNIT | SC300 Monitor Module, System Controller, suit APS DC System | EATON | EATON ELECTRIC SYSTEMS PTY LTD | SC300 | CURRENT
002500676 | MODULE,ELECTRONIC | Voltage Feed Module, 3G, suit APS DC System | EATON | EATON ELECTRIC SYSTEMS PTY LTD | VFN-00 | CURRENT
002500676 | MODULE,ELECTRONIC | Voltage Feed Module, 3G, suit APS DC System | POWERON | POWER ON AUSTRALIA PTY LTD | POA15282 | CURRENT
002500684 | SENSOR,TEMPERATURE | TS2-02, 3G IOB, 2m, RJ45, suit APS DC System | EATON | EATON ELECTRIC SYSTEMS PTY LTD | TS2-02 | CURRENT
002500684 | SENSOR,TEMPERATURE | TS2-02, 3G IOB, 2m, RJ45, suit APS DC System | POWERON | POWER ON AUSTRALIA PTY LTD | POA15281 | CURRENT
002500692 | SENSOR,TEMPERATURE | Dual, TS2-206, 3G IOB, 2+6m, RJ45, suit APS DC System | EATON | EATON ELECTRIC SYSTEMS PTY LTD | TS2-206 | CURRENT
002500692 | SENSOR,TEMPERATURE | Dual, TS2-206, 3G IOB, 2+6m, RJ45, suit APS DC System | POWERON | POWER ON AUSTRALIA PTY LTD | POA16914 | CURRENT
002500700 | CONTACTOR, MAGNETIC | LV Disconnector, LVD, 200A, suit APS DC System | EATON | EATON ELECTRIC SYSTEMS PTY LTD | LVDN200-00 | CURRENT
002500700 | CONTACTOR, MAGNETIC | LV Disconnector, LVD, 200A, suit APS DC System | POWERON | POWER ON AUSTRALIA PTY LTD | POA15216 | CURRENT
002500718 | COVER,ELECTRICAL EQUIPMENT | Recti?er Blanking Panel, suit APS DC System | POWERON | POWER ON AUSTRALIA PTY LTD | POA13709 | CURRENT
002500726 | COVER,ELECTRICAL EQUIPMENT | CB 9mm Pole Fillers, DIN Mount, suit APS DC System, 10 Pack | POWERON | POWER ON AUSTRALIA PTY LTD | POA18215 | CURRENT
002500734 | COVER,ELECTRICAL EQUIPMENT | CB 18mm Pole Fillers, DIN Mount, suit APS DC System, 10 Pack | POWERON | POWER ON AUSTRALIA PTY LTD | POA7707 | CURRENT
002500742 | CIRCUIT BREAKER | MCB AZ, 63A, C-Curve, 1 Pole, 27mm, suit APS DC System | EATON | EATON ELECTRIC SYSTEMS PTY LTD | AZ-C63 | CURRENT
002500742 | CIRCUIT BREAKER | MCB AZ, 63A, C-Curve, 1 Pole, 27mm, suit APS DC System | POWERON | POWER ON AUSTRALIA PTY LTD | POA18205 | CURRENT
002500759 | CIRCUIT BREAKER | MCB AZ, 80A, C-Curve, 1 Pole, 27mm, suit APS DC System | EATON | EATON ELECTRIC SYSTEMS PTY LTD | AZ-C80 | CURRENT
002500759 | CIRCUIT BREAKER | MCB AZ, 80A, C-Curve, 1 Pole, 27mm, suit APS DC System | POWERON | POWER ON AUSTRALIA PTY LTD | POA18206 | CURRENT
002500767 | CIRCUIT BREAKER | MCB AZ, 100A, C-Curve, 1 Pole, 27mm, suit APS DC System | EATON | EATON ELECTRIC SYSTEMS PTY LTD | AZ-C100 | CURRENT
002500767 | CIRCUIT BREAKER | MCB AZ, 100A, C-Curve, 1 Pole, 27mm, suit APS DC System | POWERON | POWER ON AUSTRALIA PTY LTD | POA18201 | CURRENT
002500775 | CIRCUIT BREAKER | MCB AZ, 125A, C-Curve, 1 Pole, 27mm, suit APS DC System | EATON | EATON ELECTRIC SYSTEMS PTY LTD | AZ-C125 | CURRENT
002500775 | CIRCUIT BREAKER | MCB AZ, 125A, C-Curve, 1 Pole, 27mm, suit APS DC System | POWERON | POWER ON AUSTRALIA PTY LTD | POA18203 | CURRENT
002500783 | CIRCUIT BREAKER | MCB FAZ, 2A, C-Curve, 1 Pole, 18mm, suit APS DC System | EATON | EATON ELECTRIC SYSTEMS PTY LTD | FAZ-C2/1 | CURRENT
002500783 | CIRCUIT BREAKER | MCB FAZ, 2A, C-Curve, 1 Pole, 18mm, suit APS DC System | POWERON | POWER ON AUSTRALIA PTY LTD | POA16981 | CURRENT
002500791 | CIRCUIT BREAKER | MCB FAZ, 4A, C-Curve, 1 Pole, 18mm, suit APS DC System | EATON | EATON ELECTRIC SYSTEMS PTY LTD | FAZ-C4/1 | CURRENT
002500791 | CIRCUIT BREAKER | MCB FAZ, 4A, C-Curve, 1 Pole, 18mm, suit APS DC System | POWERON | POWER ON AUSTRALIA PTY LTD | POA17072 | CURRENT
002500809 | CIRCUIT BREAKER | MCB FAZ, 6A, C-Curve, 1 Pole, 18mm, suit APS DC System | EATON | EATON ELECTRIC SYSTEMS PTY LTD | FAZ-C6/1 | CURRENT
002500809 | CIRCUIT BREAKER | MCB FAZ, 6A, C-Curve, 1 Pole, 18mm, suit APS DC System | POWERON | POWER ON AUSTRALIA PTY LTD | POA16968 | CURRENT
002500817 | CIRCUIT BREAKER | MCB FAZ, 10A, C-Curve, 1 Pole, 18mm, suit APS DC System | EATON | EATON ELECTRIC SYSTEMS PTY LTD | FAZ-C10/1 | CURRENT
002500817 | CIRCUIT BREAKER | MCB FAZ, 10A, C-Curve, 1 Pole, 18mm, suit APS DC System | POWERON | POWER ON AUSTRALIA PTY LTD | POA16969 | CURRENT
002500825 | CIRCUIT BREAKER | MCB FAZ, 16A, C-Curve, 1 Pole, 18mm, suit APS DC System | EATON | EATON ELECTRIC SYSTEMS PTY LTD | FAZ-C16/1 | CURRENT
002500825 | CIRCUIT BREAKER | MCB FAZ, 16A, C-Curve, 1 Pole, 18mm, suit APS DC System | POWERON | POWER ON AUSTRALIA PTY LTD | POA16970 | CURRENT
002500833 | CIRCUIT BREAKER | MCB FAZ, 20A, C-Curve, 1 Pole, 18mm, suit APS DC System | EATON | EATON ELECTRIC SYSTEMS PTY LTD | FAZ-C20/1 | CURRENT
002500833 | CIRCUIT BREAKER | MCB FAZ, 20A, C-Curve, 1 Pole, 18mm, suit APS DC System | POWERON | POWER ON AUSTRALIA PTY LTD | POA16971 | CURRENT
002500841 | CIRCUIT BREAKER | MCB FAZ, 25A, C-Curve, 1 Pole, 18mm, suit APS DC System | EATON | EATON ELECTRIC SYSTEMS PTY LTD | FAZ-C25/1 | CURRENT
002500841 | CIRCUIT BREAKER | MCB FAZ, 25A, C-Curve, 1 Pole, 18mm, suit APS DC System | POWERON | POWER ON AUSTRALIA PTY LTD | POA16972 | CURRENT
002500858 | CIRCUIT BREAKER | MCB FAZ, 32A, C-Curve, 1 Pole, 18mm, suit APS DC System | EATON | EATON ELECTRIC SYSTEMS PTY LTD | FAZ-C32/1 | CURRENT
002500858 | CIRCUIT BREAKER | MCB FAZ, 32A, C-Curve, 1 Pole, 18mm, suit APS DC System | POWERON | POWER ON AUSTRALIA PTY LTD | POA16973 | CURRENT
002500866 | CIRCUIT BREAKER | MCB FAZ, 40A, C-Curve, 1 Pole, 18mm, suit APS DC System | EATON | EATON ELECTRIC SYSTEMS PTY LTD | FAZ-C40/1 | CURRENT
002500866 | CIRCUIT BREAKER | MCB FAZ, 40A, C-Curve, 1 Pole, 18mm, suit APS DC System | POWERON | POWER ON AUSTRALIA PTY LTD | POA16974 | CURRENT
002500874 | CIRCUIT BREAKER | MCB FAZ, 50A, C-Curve, 1 Pole, 18mm, suit APS DC System | EATON | EATON ELECTRIC SYSTEMS PTY LTD | FAZ-C50/1 | CURRENT
002500874 | CIRCUIT BREAKER | MCB FAZ, 50A, C-Curve, 1 Pole, 18mm, suit APS DC System | POWERON | POWER ON AUSTRALIA PTY LTD | POA16975 | CURRENT
002500882 | CIRCUIT BREAKER | MCB FAZ, 63A, C-Curve, 1 Pole, 18mm, suit APS DC System | EATON | EATON ELECTRIC SYSTEMS PTY LTD | FAZ-C63/1 | CURRENT
002500882 | CIRCUIT BREAKER | MCB FAZ, 63A, C-Curve, 1 Pole, 18mm, suit APS DC System | POWERON | POWER ON AUSTRALIA PTY LTD | POA16976 | CURRENT
002500890 | SWITCH,AUXILIARY | for MCB FAZ, 1NO+1NC, suit APS DC System | EATON | EATON ELECTRIC SYSTEMS PTY LTD | FAZ-XHIN11 | CURRENT
002500890 | SWITCH,AUXILIARY | for MCB FAZ, 1NO+1NC, suit APS DC System | POWERON | POWER ON AUSTRALIA PTY LTD | POA16967 | CURRENT
002500908 | SWITCH,AUXILIARY | for MCB AZ/PLHT, 1NO+1NC, suit APS DC System | EATON | EATON ELECTRIC SYSTEMS PTY LTD | Z-LHK | CURRENT
002500908 | SWITCH,AUXILIARY | for MCB AZ/PLHT, 1NO+1NC, suit APS DC System | POWERON | POWER ON AUSTRALIA PTY LTD | POA16962 | CURRENT
002490563 | CHARGER,BATTERY | APR48-ES, Energy Saver Rectifier Module, 48V DC, 2000W, suit APS DC System | EATON | EATON ELECTRIC SYSTEMS PTY LTD | APR48-ES | CURRENT
002490563 | CHARGER,BATTERY | APR48-ES, Energy Saver Rectifier Module, 48V DC, 2000W, suit APS DC System | POWERON | POWER ON AUSTRALIA PTY LTD | POA15194 | CURRENT
002500924 | RELAY,PROTECTION | M871  NS0273 Capacitor Voltage Transformer Monitor IED, 1/5A AC Nom 24-250V DC Aux, RS485 & 100 Base FX Fibre Comms | ADAPT | ADAPT AUSTRALIA PTY LTD | M871280YF12C | CURRENT
002500932 | ADAPTOR | Milwaukee to Makita 18V Battery Adaptor | AMPLITUD | AMPLITUDE PTY LTD - 396777 | DM18M | CURRENT
002500940 | TERMINATION KIT,ELECTRICAL CABLE | GIS Plug-In Termination, suit Pwr Cable 132kV 630mm2 WB Al/XLPE/WBT/Corr Al/ LLDPE/Nylon/MDPE | PRYSMIAN | PRYSMIAN POWER CABLES & SYSTEMS AUST | EGS170 | CURRENT
002500957 | JOINT,ELECTRICAL POWER CABLE | Screen Break Joint Kit, suit Pwr Cable 132kV 630mm2 WB Al/XLPE/WBT/Corr Al/ LLDPE/Nylon/MDPE | PRYSMIAN | PRYSMIAN POWER CABLES & SYSTEMS AUST | GMS1170CK | CURRENT
002500965 | RELAY,PROTECTION | FW 1.28.0.0 Relay Module, for NOJA RC10 Series | NOJAPWR | NOJA POWER | RELS-02 | CURRENT
002500973 | PARTS KIT,TERMINAL JUNCTION | Terminal Box, Fixed Base Pole Kit for Al & Cu Cable, Long Dome, suit P4 or Circ Pits c/w 4 Tinned Terminal Blocks, for Fixed Base Street Light Pole | VELNAH | VELNAH PTY LIMITED EAST RYDE NSW | JEDLL433511601 | CURRENT
002500981 | PARTS KIT,TERMINAL JUNCTION | Terminal Box, Slip Base Pole Kit for Al & Cu Cable, 1Ph c/w 20A (10x38mm) Fuse & Holder, 4 Tinned Terminal Blocks, SBM Pole | VELNAH | VELNAH PTY LIMITED EAST RYDE NSW | JEDLL433511611 | CURRENT
002500999 | PARTS KIT,TERMINAL JUNCTION | Terminal Box, Slip Base Pole Kit for Al & Cu Cable, 3Ph c/w 20A (10x38mm) Fuse & Holder, 4 Tinned Terminal Blocks, w/Slip Base Connector Kit, SBM Pole | VELNAH | VELNAH PTY LIMITED EAST RYDE NSW | JEDLL433511612 | CURRENT
002501005 | PARTS KIT,TERMINAL JUNCTION | Terminal Box, Fixed Base Pole Kit for Al & Cu Cable, Standard Short Dome, Fuse Shroud, suit P2 or P4 Pits c/w 4 Tinned Terminal Blocks, for Fixed Base Street | VELNAH | VELNAH PTY LIMITED EAST RYDE NSW | JEDL43351161 | CURRENT
002501013 | GRIP,CABLE,JAW | Wire Grip, 5-16mm, 2T (20kN) WLL c/w Safety Latch & Etching w/-Make, Model, Min-Max Dia, suit Wire/Cable Type, Month/Year Stamped on Delivery | TEN | THE ENERGY NETWORK | 2TON-W-GRIP-EQL | CURRENT
002501070 | CONVERTER,DC TO DC | 110V/24V DC, 8A Single Output, 192W, 254 x 113 x 58mm, Single Co Alarm Contact, can be Paralleled | HELIOS | HELIOS POWER SOLUTIONS PL | DCW200-11024-P9200 | CURRENT
002501088 | HOLDER,MARKER | UBE/D, Marker Carrier, Terminal Strip, Marking Field Size 60 x 10mm | PHOENIX | PHOENIX CONTACT PTY LTD | 0803719 | CURRENT
002501088 | HOLDER,MARKER | UBE/D, Marker Carrier, Terminal Strip, Marking Field Size 60 x 10mm | HAYMANS | HAYMANS ELECTRICAL | PHO0803719 | CURRENT
002501096 | JUMPER BAR,TERMINAL BLOCK | Type FBI 2-8, Fixed Bridge, 8mm Pitch, 2 Pole, Screw Mounting, Terminal Bridging Bar, suit Terminal Block UK6N | PHOENIX | PHOENIX CONTACT PTY LTD | 0200020 | CURRENT
002501096 | JUMPER BAR,TERMINAL BLOCK | Type FBI 2-8, Fixed Bridge, 8mm Pitch, 2 Pole, Screw Mounting, Terminal Bridging Bar, suit Terminal Block UK6N | HAYMANS | HAYMANS ELECTRICAL | PHO0200020 | CURRENT
002501104 | MARKER STRIP | Type ZB6, Number 1 to 10, Horizontal, 10-Section, White, 6.15 x 10.5mm Text Field, Latch Mounting, suit Terminal Block UK6N 6.2mm W | PHOENIX | PHOENIX CONTACT PTY LTD | 1051016:0001 | CURRENT
002501104 | MARKER STRIP | Type ZB6, Number 1 to 10, Horizontal, 10-Section, White, 6.15 x 10.5mm Text Field, Latch Mounting, suit Terminal Block UK6N 6.2mm W | HAYMANS | HAYMANS ELECTRICAL | PHO1051016:0001 | CURRENT
002501112 | MARKER STRIP | Type ZB6, Number 11 to 20, Horizontal, 10-Section, White, 6.15 x 10.5mm Text Field, Latch Mounting, suit Terminal Block UK6N 6.2mm W | PHOENIX | PHOENIX CONTACT PTY LTD | 1051016:0011 | CURRENT
002501112 | MARKER STRIP | Type ZB6, Number 11 to 20, Horizontal, 10-Section, White, 6.15 x 10.5mm Text Field, Latch Mounting, suit Terminal Block UK6N 6.2mm W | HAYMANS | HAYMANS ELECTRICAL | PHO1051016:0011 | CURRENT
002501120 | MARKER STRIP | Type ZB6, Number 21 to 30, Horizontal, 10-Section, White, 6.15 x 10.5mm Text Field, Latch Mounting, suit Terminal Block UK6N & UDK4 6.2mm W | MMELEC | MM ELECTRICAL MERCHANDISING | PHO1051016:0021 | CURRENT
002501120 | MARKER STRIP | Type ZB6, Number 21 to 30, Horizontal, 10-Section, White, 6.15 x 10.5mm Text Field, Latch Mounting, suit Terminal Block UK6N & UDK4 6.2mm W | PHOENIX | PHOENIX CONTACT PTY LTD | 1051016:0021 | CURRENT
002501120 | MARKER STRIP | Type ZB6, Number 21 to 30, Horizontal, 10-Section, White, 6.15 x 10.5mm Text Field, Latch Mounting, suit Terminal Block UK6N & UDK4 6.2mm W | HAYMANS | HAYMANS ELECTRICAL | PHO1051016:0021 | CURRENT
002501138 | COVER,TERMINAL | MCB Terminal Shield, Acti9 iC30, 2 Pole, 36mm | SCHNEIDR | SCHNEIDER PTY LTD (MANUFACTURER) | A9A26976 | CURRENT
002501138 | COVER,TERMINAL | MCB Terminal Shield, Acti9 iC30, 2 Pole, 36mm | HAYMANS | HAYMANS ELECTRICAL | SHNA9A26976 | CURRENT
002501146 | INTERFACE UNIT,COMMS | EIA-485 Mulitimode Fiber-Optic, V-Pin Transceiver, 500m, 25.4 x 93.35mm | SEL | SCHWEITZER ENGINEERING LABORATORIES INC. | SEL-2820 | CURRENT
002501146 | INTERFACE UNIT,COMMS | EIA-485 Mulitimode Fiber-Optic, V-Pin Transceiver, 500m, 25.4 x 93.35mm | HAYMANS | HAYMANS ELECTRICAL | SEL2820 | CURRENT
002501153 | TRANSDUCER,ELECTRICAL | Temperature & Humidity, 9-24V DC/AC, Input Pwr <0.5VA, Output 4-20mA, Temp -20-60°C, RH 0-100, 118 x 58mm | LUMEL | LUMEL TECHNOLOGIES INC | P18100M1 | CURRENT
002501153 | TRANSDUCER,ELECTRICAL | Temperature & Humidity, 9-24V DC/AC, Input Pwr <0.5VA, Output 4-20mA, Temp -20-60°C, RH 0-100, 118 x 58mm | HAYMANS | HAYMANS ELECTRICAL | CONLUMEL-P18100M1 | CURRENT
002501161 | SWITCH | Twilight Switch, Movement Sensor, 24V AC, 10A, 70 x 95mm, IP54 | NHP | NHP ELECTRICAL ENGINEERING | DASY1024 | CURRENT
002501161 | SWITCH | Twilight Switch, Movement Sensor, 24V AC, 10A, 70 x 95mm, IP54 | HAYMANS | HAYMANS ELECTRICAL | DOEDASY1024 | CURRENT
002501179 | SWITCH | Twilight Switch, Movement Sensor, 240V AC, 16A, 70 x 95mm, IP54 | NHP | NHP ELECTRICAL ENGINEERING | DASY16240 | CURRENT
002501179 | SWITCH | Twilight Switch, Movement Sensor, 240V AC, 16A, 70 x 95mm, IP54 | HAYMANS | HAYMANS ELECTRICAL | DASY16240 | CURRENT
002501187 | CONTACTOR | Acti9 iCT+, 230VAC, 20A, 1 Pole 1 NO, 230V AC Coil, 81 x 18mm, for LED Lighting Applications | SCHNEIDR | SCHNEIDER PTY LTD (MANUFACTURER) | A9C15030 | CURRENT
002501187 | CONTACTOR | Acti9 iCT+, 230VAC, 20A, 1 Pole 1 NO, 230V AC Coil, 81 x 18mm, for LED Lighting Applications | HAYMANS | HAYMANS ELECTRICAL | SHNA9C15030 | CURRENT
002406222 | CONNECTOR,COMPRESSION | C Type, Earth Wire, 35-70mm2 Run to 10-35mm2 Tap, Compression Die 12T-UO (scm) | POWERHSE | POWER HOUSE (QLD) PTY LTD | CC70-35SS | CURRENT
002501195 | CONNECTOR,COMPRESSION | Split Bolt Connector, 16mm2, Tin | CABAC | CABAC (MANUFACTURER) | SBC22T | CURRENT
002501203 | CONNECTOR,COMPRESSION | C Crimp, 16mm2-16mm2 | BURNDY | BURNDY CABLE SUPPORT SYSTEMS | YGHC2C2 | CURRENT
002404272 | SOLVENT | Cable Preparation Fluid, D-Limonene, 500ml | NTHCHEM | NORTHERN CHEMICALS PTY LTD | 1150 | CURRENT
002404272 | SOLVENT | Cable Preparation Fluid, D-Limonene, 500ml | NTHCHEM | NORTHERN CHEMICALS PTY LTD | DL500 | CURRENT
002406943 | CABLE,POWER,ELECTRICAL | U/Ground, 0.6/1kV, 2C x 16mm2 (7/1.70) Cu/PVC Insulated/Neutral Screen/PVC Sheath/Nylon Jacket, 250m Wood Drum, ETS 03-01-05 | MIDLANDS | MIDLAND METALS | MMO-1KV 2X16CPCUNSP | CURRENT
002501211 | COVER | ABB SafeLink RMU Kick Plate Cover c/w Bolts Kit 4 way | ABBAUST | ABB AUSTRALIA PTY LTD | C4323-AU | CURRENT
002501229 | POWER SUPPLY | 15V, DIN Rail Mounted, 60W, 4A Output | MEANWELL | MEAN WELL ENTERPRISES CO., LTD (MAN) | HDR-60-15 | CURRENT
002501237 | SPLICE ENCLOSURE,FIBRE OPTIC | OTP, Inter Connect FACT Cabinet Kit, Right Hand Patching c/w 8 x Cable Fan Out, 1 x Side Panel Kit & 1 x Door Kit, 2200 x 900 x 300mm | OPTICAL | OPTICAL SYSTEMS DESIGN | OFS-CSPN-120 | CURRENT
002501245 | CLAMP,SUSPENSION | Straight-Line, LV ABC, Fully Supported, Al & S/Steel, 4 x 150mm2, 43 to 47mm Dia Circ, Pack of 20 | SICAME | SICAME AUSTRALIA PTY LTD | SC4150 | CURRENT
002501252 | CLAMP,CABLE | IPC Connector, LV ABC, 50-185mm2 Main, 50-150mm2 Tap, 2 x M8 Bolts c/w Yellow Shear-off Indicator Tag | SICAME | SICAME AUSTRALIA PTY LTD | TTD401XFAE | CURRENT
002501260 | CLAMP,STRAIN | LV ABC Termination, Spring Loaded Wedge, suit 95 to 150mm2, Galv Steel Arm c/w S/Steel Bolts | SICAME | SICAME AUSTRALIA PTY LTD | PA122A | CURRENT
002501278 | CLAMP,CABLE | IPC Connector, Insulated, Multi-Service LV ABC Main, Black Body, 50 to 150mm2 Mains, Pack of 10 | SICAME | SICAME AUSTRALIA PTY LTD | MSCI/50150X | CURRENT
002501286 | TERMINAL,LUG | Compression, Bi-Metal, Cu Palm, 120mm2, LV ABC Pre-insulated | SICAME | SICAME AUSTRALIA PTY LTD | CPTAU120 | CURRENT
002501294 | SLEEVE,COMPRESSION | FT, 120mm2, LV ABC, Hex Dia A/F 21.5mm, Pre-insulated | SICAME | SICAME AUSTRALIA PTY LTD | MJPT120 | CURRENT
002501302 | SLEEVE,COMPRESSION | FT, 120-95mm2, LV ABC, Hex Die A/F 21.5mm, Pre-insulated | SICAME | SICAME AUSTRALIA PTY LTD | MJPT120-95 | CURRENT
002501310 | SWITCH,ROTARY | Control Switch, 230V AC, 2A, 2 Pole, 3 Posn Auto-Off-On, 121 x 86mm, IP66, Wall Mounted c/w Plastic Enclosure, suit 20/25mm Conduit Entry | KRSNMR | KRAUS & NAIMER (MANUFACTURER) | CAD12.A211.KS10.AU21 | CURRENT
002501310 | SWITCH,ROTARY | Control Switch, 230V AC, 2A, 2 Pole, 3 Posn Auto-Off-On, 121 x 86mm, IP66, Wall Mounted c/w Plastic Enclosure, suit 20/25mm Conduit Entry | HAYMANS | HAYMANS ELECTRICAL | K&N70123193 | CURRENT
002501336 | SHEARS,STRAIGHT TRIMMERS | SHEAR;BLK Panther,S/Steel,185mm L,Safety SHEARS,STRAIGHT TRIMMERS Black Panther, HD, S/Steel, Safety Orange, Rounded Tip, 185mm L, Universal, Safety Lock, Multi- | STERLING | STERLING SIHI | 29-724 | CURRENT
002501336 | SHEARS,STRAIGHT TRIMMERS | SHEAR;BLK Panther,S/Steel,185mm L,Safety SHEARS,STRAIGHT TRIMMERS Black Panther, HD, S/Steel, Safety Orange, Rounded Tip, 185mm L, Universal, Safety Lock, Multi- | ATOMSUPP | ATOM SUPPLY | 36024613 | CURRENT
002501344 | POUCH,LINEMAN'S,BELT LOOPED | POUCH:TOOL;Snip Holster,suit BLK Panther POUCH,LINEMANS,BELT Snip Holster, suit B lack Panther Scissor Style Snips | STERLING | STERLING SIHI | STC65 | CURRENT
002501344 | POUCH,LINEMAN'S,BELT LOOPED | POUCH:TOOL;Snip Holster,suit BLK Panther POUCH,LINEMANS,BELT Snip Holster, suit B lack Panther Scissor Style Snips | ATOMSUPP | ATOM SUPPLY | 60014107 | CURRENT
002501328 | CABLE | 120mm Flexible Cable, 1 Core, Single Insulated, Green and Yellow, LSZH | HAYMANS | HAYMANS ELECTRICAL | POL120BWET/LSZH | CURRENT
002501351 | INSTRUMENT,CABLE IDENTIFIER | Cable & Phaser ID Tester, Fameca FC2300CP | PENTA | PENTA AUST (TMAC THEW & MCCANN/HYLEC) | FC2300CPTIXTHY | CURRENT
002501369 | BATTERY,STORAGE | 48V, 180Ah, Polarium, SLB48-180Ah 23 2RU, Gen 6 Battery | PIXII | PIXII AUSTRALIA PTY LTD | 15233 | CURRENT
002501377 | DETECTOR,VOLTAGE | Fameca TAG, HV Tester, 3.3/6.6kV, Outdoor Kit, Audible/Visual Indication, Universal Sunrise Fitting in Carry Case c/w Hook & Probe | PENTA | PENTA AUST (TMAC THEW & MCCANN/HYLEC) | TAG200MRM-3.3-6.6 | CURRENT
002501385 | WIRE,ELECTRICAL | HD Flexible, 0.6/1kV, 15A, 1C x 1.5mm2 (30/0.25), V-90HT PVC, Grey, 100m Plastic Spool | ELECTRA | ELECTRA CABLES (AUST) P/L (MANUFACTURER) | ELCF1015-VTGRY | CURRENT
002501385 | WIRE,ELECTRICAL | HD Flexible, 0.6/1kV, 15A, 1C x 1.5mm2 (30/0.25), V-90HT PVC, Grey, 100m Plastic Spool | HAYMANS | HAYMANS ELECTRICAL | ELCF1015-VTGRY | CURRENT
002501393 | CABLE,POWER,ELECTRICAL | SDI, 450/750V, 1C x 2.5mm2, Cu, V-90 PVC, Red, 100m Plastic Spool | PRYSMIAN | PRYSMIAN POWER CABLES & SYSTEMS AUST | 2.5SDI-RD | CURRENT
002501393 | CABLE,POWER,ELECTRICAL | SDI, 450/750V, 1C x 2.5mm2, Cu, V-90 PVC, Red, 100m Plastic Spool | HAYMANS | HAYMANS ELECTRICAL | CBL2.5SDIRD | CURRENT
002501401 | CABLE,SPECIAL PURPOSE,ELECTRICAL | Olflex Classic 110, Flex Numbered 2X1, 2 x 1mm2, PVC Sheath, Grey, 300m | LAPP | LAPP AUSTRALIA | 1119852 | CURRENT
002501419 | CABLE,SPECIAL PURPOSE,ELECTRICAL | Olflex Classic 110, Flex Numbered 25G1, 25 x 1mm2, PVC Sheath, Grey | LAPP | LAPP AUSTRALIA | 1119225 | CURRENT
002501427 | CABLE,SPECIAL PURPOSE,ELECTRICAL | Olflex Classic 110, Flex Numbered 7G1, 7 x 1mm2, PVC Sheath, Grey, 300m | LAPP | LAPP AUSTRALIA | 1119207 | CURRENT
002501435 | CABLE,POWER,ELECTRICAL | Flexible, 250/440V, 2C+E, 2.5mm2, Cu, V-90 PVC, Orange | OLEX | OLEX AUSTRALIA PTY LTD | CBLF2.5/3CODOR | CURRENT
002501435 | CABLE,POWER,ELECTRICAL | Flexible, 250/440V, 2C+E, 2.5mm2, Cu, V-90 PVC, Orange | HAYMANS | HAYMANS ELECTRICAL | CBLF2.5/3CODOR | CURRENT
002501443 | RACEWAY,NONMETALLIC | Cable & Wiring Duct, 2m Lg, 100 x 100mm, PVC, Grey c/w Lid | PHOENIX | PHOENIX CONTACT PTY LTD | 3240205 | CURRENT
000030254 | RACEWAY,NONMETALLIC | Cable & Wiring Duct, Slotted, 2m Lg, 100 x 80mm, PVC, Grey, Horiz Mtg c/w Lid | PHOENIX | PHOENIX CONTACT PTY LTD | 3240201 | CURRENT
002501450 | RACEWAY,NONMETALLIC | Cable & Wiring Duct, 2m Lg, 100 x 40mm, PVC, Grey c/w Lid | PHOENIX | PHOENIX CONTACT PTY LTD | 3240279 | CURRENT
002400787 | RACEWAY,NONMETALLIC | Cable & Wiring Duct, Slotted, 2m Lg, 80 x 80mm, PVC, Grey, Vert Mtg c/w Lid | PHOENIX | PHOENIX CONTACT PTY LTD | 3240200 | CURRENT
002501468 | RACEWAY,NONMETALLIC | Cable & Wiring Duct, 2m Lg, 60 x 100mm, PVC, Grey c/w Lid | PHOENIX | PHOENIX CONTACT PTY LTD | 3240263 | CURRENT
000030253 | RACEWAY,NONMETALLIC | Cable & Wiring Duct, 2m Lg, 40 x 60mm, PVC, Grey c/w Lid | PHOENIX | PHOENIX CONTACT PTY LTD | 3240192 | CURRENT
002501476 | RACEWAY,NONMETALLIC | Cable & Wiring Duct, 2m Lg, 40 x 40mm, PVC, Grey c/w Lid | PHOENIX | PHOENIX CONTACT PTY LTD | 3240189 | CURRENT
000158041 | TERMINAL,LUG | Compression, Cu, 70mm2, M10 Bolt Hole, Hex Die A/F 11.5mm, Pack of 25 | CABAC | CABAC (MANUFACTURER) | CAL70-10 | CURRENT
002501484 | FERRULE,ELECTRICAL CONDUCTOR | Bootlace, 2.5mm2, 10mm Lg, Blue, Pack of 100 | PHOENIX | PHOENIX CONTACT PTY LTD | 3203147 | CURRENT
002501492 | FERRULE,ELECTRICAL CONDUCTOR | Bootlace, 2.5mm2, 12mm Lg, Grey, Pack of 100 | PHOENIX | PHOENIX CONTACT PTY LTD | 3200205 | CURRENT
002501500 | CONDUIT,NONMETALLIC,FLEXIBLE | Expandable Braided Sleeve, 45-73mm, 50m Lg, Polyester | CABAC | CABAC (MANUFACTURER) | EPBS50 | CURRENT
002501518 | BRACKET, PIPE | Cable Conduit Holder, 48mm Dia, White, Polyamide | RITTAL | RITTAL AUSTRALIA PTY LTD | SZ 2592.000 | CURRENT
002501526 | CONDUIT,NONMETALLIC,FLEXIBLE | Cable Conduit, 48mm Dia, 25m Lg Roll, Polythene, for Secure Cable Routing | RITTAL | RITTAL AUSTRALIA PTY LTD | SZ 2590.000 | CURRENT
002501534 | SCREW | Multi-Tooth, 13mm Lg, 5.5 Thread, Metal, for Sheet Steel | RITTAL | RITTAL AUSTRALIA PTY LTD | SZ 2486.600 | CURRENT
002501542 | SCREW | Multi-Tooth, 13mm Lg, 5 Thread, Metal, for Stainless Steel | RITTAL | RITTAL AUSTRALIA PTY LTD | SZ 2486.400 | CURRENT
002501559 | BRACKET,MOUNTING | LHS Swingframe, Duct L-Bracket, for Subs Swing Frame Panels, Dwg 349951 | BYLASER | BYLASER AUSTRALIA PTY LTD | 349951 | CURRENT
002501567 | BRACKET,MOUNTING | Top Panel, Horizontal Duct Bracket, for Subs Swing Frame Panels, Dwg 351729 | BYLASER | BYLASER AUSTRALIA PTY LTD | 351729 | CURRENT
002501575 | BRACKET,MOUNTING | Conduit Holder Bracket, for Subs Swing Frame Panels, Dwg 161051 | BYLASER | BYLASER AUSTRALIA PTY LTD | 161051 | CURRENT
002501583 | MARKER,INSERT | US-WMT (15X4), Conductor Marker, Text Field 15 x 4mm, Slide-on Mount, PVC, White | PHOENIX | PHOENIX CONTACT PTY LTD | 0828767 | CURRENT
002501591 | SLEEVE,MARKER,CABLE | PATG 2/15, Conductor Marker Carrier, Text Field 15 x 4mm, Slide-on Mount, Transparent | PHOENIX | PHOENIX CONTACT PTY LTD | 1013038 | CURRENT
002501609 | FERRULE,ELECTRICAL CONDUCTOR | Bootlace, 1.5mm, 12mm Lg, Black, Pack of 100 | PHOENIX | PHOENIX CONTACT PTY LTD | 3201482 | CURRENT
002501617 | FERRULE,ELECTRICAL CONDUCTOR | Bootlace, 1.5mm, 10mm Lg, Black, Pack of 100 | PHOENIX | PHOENIX CONTACT PTY LTD | 3200195 | CURRENT
002501625 | FERRULE,ELECTRICAL CONDUCTOR | Bootlace, Twin, 2 x 2.5mm, 10mm Lg, Blue, Pack of 100 | PHOENIX | PHOENIX CONTACT PTY LTD | 3200836 | CURRENT
002501633 | FERRULE,ELECTRICAL CONDUCTOR | Bootlace, Twin, 2 x 2.5mm, 13mm Lg, Blue, Pack of 100 | PHOENIX | PHOENIX CONTACT PTY LTD | 3200878 | CURRENT
002408946 | BRACKET,MOUNTING | Fall Arrest, Galv Steel, Dwg ES000783-01 & Dwg 907224-07 | ISM | ISM MANUFACTURING PTY LTD | ERGON-907224-07 | CURRENT
000611053 | FUSE,CARTRIDGE | 415V AC, HRC Cart OTKF Type, 250A, 2 Hole Bolt-In Centre Tags, 111mm Fixing Centres, 80kA Rated Breaking Capacity, Ref B2, AS2005 Pt-10, ASTA 20 Cert, | FUSECO | FUSECO PTY LTD | OTKF250 | CURRENT
002501658 | SOLDERING IRON,ELECTRIC | Milwaukee, M12, 12v, Heat Output: 90W, 3-Stop Pivoting Head | MILWAUKE | MILWAUKEE POWER TOOLS | M12SI-0 | CURRENT
002501658 | SOLDERING IRON,ELECTRIC | Milwaukee, M12, 12v, Heat Output: 90W, 3-Stop Pivoting Head | C&LTOOL | CALTCO T/A C&L TOOL CENTRE | MILWTM12SI-0 | CURRENT
002501666 | WRENCH,IMPACT | Milwaukee, M18 Fuel, Small 155mm, 1/2" Friction Ring Anvil, 298Nm Torque, POWESTATE Brushless Motor, Skin Only | MILWAUKE | MILWAUKEE POWER TOOLS | M18ONEIWF12-0 | CURRENT
002501666 | WRENCH,IMPACT | Milwaukee, M18 Fuel, Small 155mm, 1/2" Friction Ring Anvil, 298Nm Torque, POWESTATE Brushless Motor, Skin Only | C&LTOOL | CALTCO T/A C&L TOOL CENTRE | MILWTM18ONEIWF12-0 | CURRENT
002501674 | FUSE,CARTRIDGE | 24kV, 45A, Full Range, 35.5kA, 76 x 442mm, With Striker to DIN 43625, VDE 0670-4, IEC 60282-1 | EATON | EATON ELECTRIC SYSTEMS PTY LTD | 24FFMSJ45 | CURRENT
002501682 | FUSE,CARTRIDGE | 24kV, 50A, Full Range, RMU DIN Type, Air Insulated, 50A, Barrel 442mm Lg, 67mm Dia, End Caps 35mm Lg, 45mm Dia, c/w Striker Pin to DIN Standard 43625, | SIBA | SIBA | 3001403.50 | CURRENT
002501690 | SENSOR | HP3D Pulse Counter, Custom, Taggle Byron, 500mW Transmitter, 30min Sample & Transmit, LIPD Band Radio D-Cell Battery c/w 1m Lead & T-Probe, suit V100 Water | TAGGLE | TAGGLE SYSTEMS PTY LTD | HP3D-T1-I-1B-TP-1M-30-AU | CURRENT
002501708 | SENSOR | HP3D Pulse Counter, Standard, Taggle Byron, 500mW Transmitter, 30min Sample & Transmit, LIPD Band Radio D-Cell Battery c/w 1m Lead, for Yurika Metering | TAGGLE | TAGGLE SYSTEMS PTY LTD | HP3D-T1-I-1B-W-1M-30-AU | CURRENT
002501716 | BRACKET,MOUNTING | To Fit SP2A, SP3C, HP3D & NB3D Tags, suit Taggle Loggers, for Yurika Metering | TAGGLE | TAGGLE SYSTEMS PTY LTD | BRKT-SP2A/SP3C/HP3D/NB3D | CURRENT
002501724 | PLUG | Taggle, Male M12 Plug, Wiring to match Female Connectors NB3D / HP3D / SP3C Baton Tags, for Yurika Metering | TAGGLE | TAGGLE SYSTEMS PTY LTD | MC05A1LWAP | CURRENT
002501732 | RECEIVER | Taggle Receiver, LIPD Band Radio Device, for where radio network does not already exist, for Yurika Metering | TAGGLE | TAGGLE SYSTEMS PTY LTD | C-RX-PROV | CURRENT
002501740 | SENSOR | SP3C Pulse Counter, Custom, Taggle Byron, 25mW Transmitter, 30min Sample & Transmit, LIPD Band Radio C-Cell Battery c/w 1m Lead & T-Probe, suit V100 Water | TAGGLE | TAGGLE SYSTEMS PTY LTD | SP3C-T1-I-1B-TP-1M-30-AU | CURRENT
002501757 | TELEMETRY SYSTEM | SEL3555, RTAC, RTU, 19", 3RU, 2 x 48VDC, WebHMI, No SFPs | SEL | SCHWEITZER ENGINEERING LABORATORIES INC. | 3555-67GL | CURRENT
002501765 | TELEMETRY SYSTEM | SEL3503-3, RTAC, RTU, Small Form Factor, 24-48VDC, No HMI, RJ45 & 100BaseFX Enet | SEL | SCHWEITZER ENGINEERING LABORATORIES INC. | 3505-BDHG | CURRENT
002501773 | TELEMETRY SYSTEM | SEL3530-4, RTAC, RTU, Small Form Factor, 24-48VDC, WebHMI, RJ45 & 100BaseFX Enet | SEL | SCHWEITZER ENGINEERING LABORATORIES INC. | 3530-5AL7 | CURRENT
002501781 | GROUNDING SET | PED Lead, 150mm2, Al, 8m | PENTA | PENTA AUST (TMAC THEW & MCCANN/HYLEC) | PA23655 | CURRENT
002501781 | GROUNDING SET | PED Lead, 150mm2, Al, 8m | PENTA | PENTA AUST (TMAC THEW & MCCANN/HYLEC) | MT1080B NB8 | CURRENT
002501799 | CLAMP,LIVE LINE | Blacket Clamp Peg, Nylon, Extendable 255 to 300mm OAL, 130mm Max Opening, Soft Tip Grip | TEN | THE ENERGY NETWORK | BP-1022 | CURRENT
002501807 | NOZZLE | Low Pressure HD Washdown Gun, Blue, Chromed Brass Body & S/Steel Piston, 1/2" BSPF Inlet, Flow Rate 60 L/min @ 20 Bar, Max Press Rtg 24 Bar (350 PSI), | ALLHOSE | ALL HOSE & VALVES | RB65-100LPM | CURRENT
002501872 | LEAD SET,TEST | Phantom 100A Load Box CT Ext Leads, 3m Lg, Plugs Colour Coded Red, White & Blue (Set of 3) | GAYRAD | JJ ELECTRICAL MANUFACTURING T/A GAYRAD | MLTU100-3CT | CURRENT
002501906 | SOCKET,SOCKET WRENCH | Impact, Female, 24 x 200mm Lg, 1/2" Drive, 6 Point Extra Long Deep Impact Socket | DAYTONA | DAYTONA TOOLS | DLS2412 | CURRENT
002501906 | SOCKET,SOCKET WRENCH | Impact, Female, 24 x 200mm Lg, 1/2" Drive, 6 Point Extra Long Deep Impact Socket | SYDTOOL | SYDNEY TOOLS PTY LTD | 219798 | CURRENT
002501914 | SOCKET,SOCKET WRENCH | Impact, Female, 30 x 200mm Lg, 1/2" Drive, 6 Point Extra Long Deep Impact Socket | DAYTONA | DAYTONA TOOLS | DLS3012 | CURRENT
002501914 | SOCKET,SOCKET WRENCH | Impact, Female, 30 x 200mm Lg, 1/2" Drive, 6 Point Extra Long Deep Impact Socket | SYDTOOL | SYDNEY TOOLS PTY LTD | 219807 | CURRENT
002501922 | SOCKET,SOCKET WRENCH | Impact, Female, 32 x 200mm Lg, 1/2" Drive, 6 Point Extra Long Deep Impact Socket | DAYTONA | DAYTONA TOOLS | DLS3212 | CURRENT
002501922 | SOCKET,SOCKET WRENCH | Impact, Female, 32 x 200mm Lg, 1/2" Drive, 6 Point Extra Long Deep Impact Socket | SYDTOOL | SYDNEY TOOLS PTY LTD | 219809 | CURRENT
002501930 | TERMINAL,LUG | Bellmouth, Cu, 70mm2, M10 Bolt Hole, Hex Die A/F 11.5mm, suit Flex Cable 7/3/50/0.25 | CABAC | CABAC (MANUFACTURER) | CAL70-10BM | CURRENT
002501930 | TERMINAL,LUG | Bellmouth, Cu, 70mm2, M10 Bolt Hole, Hex Die A/F 11.5mm, suit Flex Cable 7/3/50/0.25 | ACCULEC | ACCULEC PTY LTD - E18524 | CAL70-10BM | CURRENT
002429843 | MARKER,TRAFFIC | Traffic Cone, Fluro Orange, 700mm, Reflective Centre, Qld Transport 3.9.2.2 | RMSROAD | RMS ROADSIGNS (ROAD MNGMNT SOLUTIONS) | TCA700RB-250 | CURRENT
002429843 | MARKER,TRAFFIC | Traffic Cone, Fluro Orange, 700mm, Reflective Centre, Qld Transport 3.9.2.2 | JAYBRO | JAYBRO CIVIL & SAFETY PRODUCTS | 06-700TCRB | CURRENT
002429843 | MARKER,TRAFFIC | Traffic Cone, Fluro Orange, 700mm, Reflective Centre, Qld Transport 3.9.2.2 | ATOMSUPP | ATOM SUPPLY | 90160436 | CURRENT
002501948 | GRIP,CABLE,JAW | Wire Grip, 8-22mm, 3T (30kN) WLL c/w Safety Latch, Laser Etching, suit Stay Wire, Bare Cu, Wire Rope, Cantenary & Rail Contact Wire | TEN | THE ENERGY NETWORK | 3TON-GRIP-EQL | CURRENT
002501948 | GRIP,CABLE,JAW | Wire Grip, 8-22mm, 3T (30kN) WLL c/w Safety Latch, Laser Etching, suit Stay Wire, Bare Cu, Wire Rope, Cantenary & Rail Contact Wire | TEN | THE ENERGY NETWORK | 3TON-GRIP | CURRENT
002501955 | SLING | Grip Pole Sling, 1.32m Lg, Choke 700kg WLL, Diamond Pattern Rubber Grip, Nylon Webbing c/w Steel O-Ring, suit Composite Poles | WAGNERS | WAGNERS PTY LTD TOOWOOMBA QLD | 2011SE-52G | CURRENT
002501963 | SLING | Grip Pole Sling, 1.83m Lg, Choke 700kg WLL, Diamond Pattern Rubber Grip, Nylon Webbing c/w Steel O-Ring, suit Composite Poles | WAGNERS | WAGNERS PTY LTD TOOWOOMBA QLD | 2011SE-72G | CURRENT
002501997 | SIGN | LV BESS QR Code, External UV Stabilised Traffolyte, White Text, Black B/Ground, 148 x 210mm, LV BESS Text 16mm, QR Code 85 x 85mm, Ergon & Energex Logo | MMELEC | MM ELECTRICAL MERCHANDISING | MMEEQLS-11045 | CURRENT
002502003 | PAINT | Vitreflon 795 XSR, Touch-up & UV Coating Repair Paint, RAL7001 Silver Grey, 400ml Aerosol, for Composite Poles | WAGNERS | WAGNERS PTY LTD TOOWOOMBA QLD | ST187 V795 RAL7001 | CURRENT
002502045 | CIRCUIT BREAKER | MCB, 240V AC, 6A, 1P, 10kA, C-Curve, Rail Mount, General Purpose, Pack of 1 | NHP | NHP ELECTRICAL ENGINEERING | DTM10106C | CURRENT
002502052 | CIRCUIT BREAKER | MCB, 240V AC, 10A, 1P, 10kA, C-Curve, Rail Mount, General Purpose, Pack of 1 | NHP | NHP ELECTRICAL ENGINEERING | DTM10110C | CURRENT
002502060 | CIRCUIT BREAKER | MCB, 240V AC, 25A, 1P, 10kA, C-Curve, Rail Mount, General Purpose, Pack of 1 | NHP | NHP ELECTRICAL ENGINEERING | DTM10125C | CURRENT
002502078 | CIRCUIT BREAKER | MCB, 240V AC, 32A, 1P, 10kA, C-Curve, Rail Mount, General Purpose, Pack of 1 | NHP | NHP ELECTRICAL ENGINEERING | DTM10132C | CURRENT
002502086 | CIRCUIT BREAKER | MCB, 240V AC, 40A, 1P, 10kA, C-Curve, Rail Mount, General Purpose, Pack of 1 | NHP | NHP ELECTRICAL ENGINEERING | DTM10140C | CURRENT
002502094 | CIRCUIT BREAKER | MCB, 240V AC, 50A, 1P, 10kA, C-Curve, Rail Mount, General Purpose, Pack of 1 | NHP | NHP ELECTRICAL ENGINEERING | DTM10150C | CURRENT
002502102 | CIRCUIT BREAKER | MCB, 240V AC, 63A, 1P, 10kA, C-Curve, Rail Mount, General Purpose, Pack of 1 | NHP | NHP ELECTRICAL ENGINEERING | DTM10163C | CURRENT
002502110 | CIRCUIT BREAKER | MCB, 415V AC, 10A, 3P, 10kA, C-Curve, Rail Mount, General Purpose, Pack of 1 | NHP | NHP ELECTRICAL ENGINEERING | DTM10310C | CURRENT
002502128 | CIRCUIT BREAKER | MCB, 415V AC, 25A, 3P, 10kA, C-Curve, Rail Mount, General Purpose, Pack of 1 | NHP | NHP ELECTRICAL ENGINEERING | DTM10325C | CURRENT
002502136 | CIRCUIT BREAKER | MCB, 415V AC, 63A, 3P, 10kA, C-Curve, Rail Mount, General Purpose, Pack of 1 | NHP | NHP ELECTRICAL ENGINEERING | DTM10363C | CURRENT
002502144 | CIRCUIT BREAKER | MCB, 240V AC, 25A, 1P, 10kA, D-Curve, Rail Mount, Special Purpose, Pack of 1 | NHP | NHP ELECTRICAL ENGINEERING | DTM10125D | CURRENT
002502151 | CIRCUIT BREAKER | MCB, 240V AC, 32A, 1P, 10kA, D-Curve, Rail Mount, Special Purpose, Pack of 1 | NHP | NHP ELECTRICAL ENGINEERING | DTM10132D | CURRENT
002502169 | CIRCUIT BREAKER | MCB, 415V AC, 80A, 3P, 10H, C-Curve, DIN-T, Rail Mount, General Purpose, Pack of 1 | NHP | NHP ELECTRICAL ENGINEERING | DTMH380C | CURRENT
002502177 | CIRCUIT BREAKER | MCB, 415V AC, 100A, 3P, 10H, C-Curve, DIN-T, Rail Mount, General Purpose, Pack of 1 | NHP | NHP ELECTRICAL ENGINEERING | DTMH3100C | CURRENT
002502185 | CIRCUIT BREAKER | MCB, 415V AC, 125A, 3P, 10H, C-Curve, DIN-T, Rail Mount, General Purpose, Pack of 1 | NHP | NHP ELECTRICAL ENGINEERING | DTMH3125C | CURRENT
002502193 | CIRCUIT BREAKER | RCBO, 240V AC, 6A, 1P+N, 10kA, C-Curve, 30mA, Type A, Rail Mount, General Purpose, Pack of 1 | NHP | NHP ELECTRICAL ENGINEERING | DTRL0630A | CURRENT
002502201 | CIRCUIT BREAKER | RCBO, 240V AC, 25A, 1P+N, 10kA, C-Curve, 30mA, Type A, Rail Mount, General Purpose, Pack of 1 | NHP | NHP ELECTRICAL ENGINEERING | DTRL2530A | CURRENT
002502219 | CIRCUIT BREAKER | RCBO, 240V AC, 32A, 1P+N, 10kA, C-Curve, 30mA, Type A, Rail Mount, General Purpose, Pack of 1 | NHP | NHP ELECTRICAL ENGINEERING | DTRL3230A | CURRENT
002502227 | CIRCUIT BREAKER | RCBO, 240V AC, 40A, 1P+N, 10kA, C-Curve, 30mA, Type A, Rail Mount, General Purpose, Pack of 1 | NHP | NHP ELECTRICAL ENGINEERING | DTRL4030A | CURRENT
002502235 | CIRCUIT BREAKER | RCBO, 240V AC, 50A, 1P+N, 10kA, C-Curve, 30mA, Type A, Rail Mount, General Purpose, Pack of 1 | NHP | NHP ELECTRICAL ENGINEERING | DTRL5030A | CURRENT
002502243 | CIRCUIT BREAKER | RCBO, 415V AC, 6A, 3P+N, 10kA, C-Curve, 30mA, Type A, Rail Mount, General Purpose, Pack of 1 | NHP | NHP ELECTRICAL ENGINEERING | DTRT0630A | CURRENT
002502250 | CIRCUIT BREAKER | RCBO, 415V AC, 10A, 3P+N, 10kA, C-Curve, 30mA, Type A, Rail Mount, General Purpose, Pack of 1 | NHP | NHP ELECTRICAL ENGINEERING | DTRT1030A | CURRENT
002502268 | CIRCUIT BREAKER | RCBO, 415V AC, 16A, 3P+N, 10kA, C-Curve, 30mA, Type A, Rail Mount, General Purpose, Pack of 1 | NHP | NHP ELECTRICAL ENGINEERING | DTRT1630A | CURRENT
002502276 | CIRCUIT BREAKER | RCBO, 415V AC, 20A, 3P+N, 10kA, C-Curve, 30mA, Type A, Rail Mount, General Purpose, Pack of 1 | NHP | NHP ELECTRICAL ENGINEERING | DTRT2030A | CURRENT
002502284 | CIRCUIT BREAKER | RCBO, 415V AC, 25A, 3P+N, 10kA, C-Curve, 30mA, Type A, Rail Mount, General Purpose, Pack of 1 | NHP | NHP ELECTRICAL ENGINEERING | DTRT2530A | CURRENT
002502292 | CIRCUIT BREAKER | RCBO, 415V AC, 32A, 3P+N, 10kA, C-Curve, 30mA, Type A, Rail Mount, General Purpose, Pack of 1 | NHP | NHP ELECTRICAL ENGINEERING | DTRT3230A | CURRENT
002502300 | CIRCUIT BREAKER | RCBO, 415V AC, 40A, 3P+N, 10kA, C-Curve, 30mA, Type A, Rail Mount, General Purpose, Pack of 1 | NHP | NHP ELECTRICAL ENGINEERING | DTRT4030A | CURRENT
002502318 | CIRCUIT BREAKER | RCBO, 415V AC, 50A, 3P+N, 10kA, C-Curve, 30mA, Type A, Rail Mount, General Purpose, Pack of 1 | NHP | NHP ELECTRICAL ENGINEERING | DTRT5030A | CURRENT
002502326 | CIRCUIT BREAKER | RCBO, 415V AC, 63A, 3P+N, 10kA, C-Curve, 30mA, Type A, Rail Mount, General Purpose, Pack of 1 | NHP | NHP ELECTRICAL ENGINEERING | DTRT6330A | CURRENT
002502334 | CIRCUIT BREAKER | RCCB, 415V AC, 40A, 3P±N, 30mA, Type A, 72mm, Rail Mount, General Purpose, Pack of 1 | NHP | NHP ELECTRICAL ENGINEERING | DTRCD44030A | CURRENT
002502342 | CIRCUIT BREAKER | RCCB, 415V AC, 63A, 3P±N, 30mA, Type A, 72mm, Rail Mount, General Purpose, Pack of 1 | NHP | NHP ELECTRICAL ENGINEERING | DTRCD46330A | CURRENT
002502359 | AIR CONDITIONER | Wall-mounted Cooling Unit, Blue e+, 1500W, 110-240V 1Ph, 380-480V 3Ph, 50/60Hz, 415 x 990 x 280mm, Outdoor | RITTAL | RITTAL AUSTRALIA PTY LTD | 3185330 | CURRENT
002502359 | AIR CONDITIONER | Wall-mounted Cooling Unit, Blue e+, 1500W, 110-240V 1Ph, 380-480V 3Ph, 50/60Hz, 415 x 990 x 280mm, Outdoor | RITTAL | RITTAL AUSTRALIA PTY LTD | SK3185.330 | CURRENT
002502391 | TERMINATION,PREFORMED | FT, 7/2.75 & 19/2.00 SC/ZA, Left Hand Lay, for use on GY3 Insulator | PLP AUST | PREFORMED LINE PRODUCTS (AUST) | BDE-9107 | CURRENT
002502409 | TERMINATION,PREFORMED | FT, 19/2.75 SC/ZA, Left Hand Lay, for use on GY4 Insulator | PLP AUST | PREFORMED LINE PRODUCTS (AUST) | BG-1471 | CURRENT
002502474 | MODULE | Eclipse Electrical GIGE SFP, 10/100/1000Base-T, RJ45 | AVIAT | AVIAT NETWORKS | 083-845434-001 | CURRENT
002502474 | MODULE | Eclipse Electrical GIGE SFP, 10/100/1000Base-T, RJ45 | COMMTEL | COMMTEL NETWORK SOLUTIONS PL | 083-845434-001 | CURRENT
002401549 | TRANSFORMER,METERING | 33kV/110V, 400A, 3Ph c/w 33kV/110V, 3Ph Cls 0.5m VT 3 x 100/50/5 Cls 0.5m2 CT, 6 x HV Bushings, Pole/Platform Mount, Galv c/w Surge Arrester Brackets Fitted | TWS | TWS ENERGY CONTROLS | SCQ08 | CURRENT
002402872 | TRANSFORMER,DISTRIBUTION | Pole Mount, 33kV, 500kVA, 3 Ph | WILSON | WILSON TRANSFORMER CO. PTY LTD | 874-0621-28 | CURRENT
002502482 | BEARING,SLEEVE | Sprag Bearing, Drawn Cup, Needle Roller Clutch, 20mm ID, 26mm OD, 26mm W, Steel | SCHFFLER | SCHAEFFLER GROUP (LUK INA FAG) | HFL2026-L564 INA | CURRENT
002502482 | BEARING,SLEEVE | Sprag Bearing, Drawn Cup, Needle Roller Clutch, 20mm ID, 26mm OD, 26mm W, Steel | MOTION | MIMOTION INDUSTRIES AUST P/L | 10457003 | CURRENT
002502490 | BEARING,SLEEVE | Sprag Bearing, Drawn Cup, Needle Roller Clutch, 25mm ID, 32mm OD, 30mm W, Steel | SCHFFLER | SCHAEFFLER GROUP (LUK INA FAG) | HFL2530-L564 INA | CURRENT
002502490 | BEARING,SLEEVE | Sprag Bearing, Drawn Cup, Needle Roller Clutch, 25mm ID, 32mm OD, 30mm W, Steel | MOTION | MIMOTION INDUSTRIES AUST P/L | 10653847 | CURRENT
002502508 | CABLE,POWER,ELECTRICAL | U/Ground, 19/33kV, 1C x 400mm2 Cu/ TR-XLPE Insulated/WBT/CWS (41/1.35) 5kVA/3Secs WBT/LAT/MDPE, AS1429, 300m Wood Drum | MIDLANDS | MIDLAND METALS | MMO-33KV1X400CTRXWBTCWSWBTLATM | CURRENT
002502516 | COUPLING,ELECTRICAL CONDUIT | Plain to Thread, PVC, 25mm ID Female, 30mm OD, 34mm Lg, Grey | CLIPSAL | GERARD INDUSTRIES QLD DIVSN P/L | 258/25-GY | CURRENT
002502516 | COUPLING,ELECTRICAL CONDUIT | Plain to Thread, PVC, 25mm ID Female, 30mm OD, 34mm Lg, Grey | HAYMANS | HAYMANS ELECTRICAL | CLI258/25GRY | CURRENT
002403889 | CONDUIT,NONMETALLIC,RIGID | PVC, 25mm, 4m Lg, Medium Duty, Socket Moulded One End, Grey | HAYMANS | HAYMANS ELECTRICAL | PIP25MD | CURRENT
002502524 | COUPLING,ELECTRICAL CONDUIT | Plain to Plain, PVC, 40mm ID, 45mm OD, 58mm Lg, Grey | CLIPSAL | GERARD INDUSTRIES QLD DIVSN P/L | 242/40-GY | CURRENT
002502524 | COUPLING,ELECTRICAL CONDUIT | Plain to Plain, PVC, 40mm ID, 45mm OD, 58mm Lg, Grey | HAYMANS | HAYMANS ELECTRICAL | CLI242/40GRY | CURRENT
002502581 | HELMET,SAFETY | Versaflo M-406, High Impact Helmet c/w M-448 Shroud, Lightweight, Respiratory & Head Protection, PC/PBT Alloy Shell, PC Visor, Nylon Shroud, Black, 51-64cm | 3M | 3M AUSTRALIA PTY LTD | M406 | PURCHASE AS REQUIRED
002502581 | HELMET,SAFETY | Versaflo M-406, High Impact Helmet c/w M-448 Shroud, Lightweight, Respiratory & Head Protection, PC/PBT Alloy Shell, PC Visor, Nylon Shroud, Black, 51-64cm | ALLENS | ALLENS INDUSTRIAL PRODUCTS PTY LTD | XA007707483 | PURCHASE AS REQUIRED
002502706 | ELECTROLYTE POWDER | Body Armour, Hydrate+ Hypotonic 5g Sachets, Mixed Flavours, No added Sugar, Gluten & Dairy Free, Mix 5g Sachet into 600ml water, Pack of 50 | BODYARMR | BODY ARMOUR AUSTRALIA | BAHSP50 | CURRENT
002502706 | ELECTROLYTE POWDER | Body Armour, Hydrate+ Hypotonic 5g Sachets, Mixed Flavours, No added Sugar, Gluten & Dairy Free, Mix 5g Sachet into 600ml water, Pack of 50 | ATOMSUPP | ATOM SUPPLY | 584828 | CURRENT
002502714 | ELECTROLYTE | Body Armour, Hydrate+ Hypotonic Icy Poles, Mixed Flavours, Natural Flavours Colours & Sweetners, 90ml Ice Block, Pack of 12 | BODYARMR | BODY ARMOUR AUSTRALIA | BAIPP12P | CURRENT
002502714 | ELECTROLYTE | Body Armour, Hydrate+ Hypotonic Icy Poles, Mixed Flavours, Natural Flavours Colours & Sweetners, 90ml Ice Block, Pack of 12 | ATOMSUPP | ATOM SUPPLY | 584829 | CURRENT
002502722 | ELECTROLYTE POWDER | BEVERAGE:POWDER MIX;Mixed Flavours,PACK ELECTROLYTE POWDER Thorzt, Solo Shots, H ydration 3g Sachets, Mixed Flavours, Sug ar Free, Caffeine & Gluten Free, Mix 3g | THORZT | THORZT HYDRATION | SSSFMIX | CURRENT
002502722 | ELECTROLYTE POWDER | BEVERAGE:POWDER MIX;Mixed Flavours,PACK ELECTROLYTE POWDER Thorzt, Solo Shots, H ydration 3g Sachets, Mixed Flavours, Sug ar Free, Caffeine & Gluten Free, Mix 3g | ATOMSUPP | ATOM SUPPLY | 31130050 | CURRENT
002502730 | ELECTROLYTE | BEVERAGE:POWDER MIX;Mixed Flavours,90ml ELECTROLYTE Thorzt, Icy Poles, Hydration , Low in Sugar, Mixed Flavours, Caffeine & Gluten Free, 90ml Ice Block, Pack of | THORZT | THORZT HYDRATION | ICEMIX | CURRENT
002502730 | ELECTROLYTE | BEVERAGE:POWDER MIX;Mixed Flavours,90ml ELECTROLYTE Thorzt, Icy Poles, Hydration , Low in Sugar, Mixed Flavours, Caffeine & Gluten Free, 90ml Ice Block, Pack of | ATOMSUPP | ATOM SUPPLY | 191297 | CURRENT
002502748 | INSULATION SLEEVING,ELEC,SPEC | Insulating Boot, MV Right Angle, 33kV Cable/Bushing Sleeve, Heatshrink, 60/30mm Cable End, 130/60mm Bushing End | NEXANS | NEXANS GROUP | IXL530 | CURRENT
002502755 | COVER | Ormazabal 3S1F RMU, 2 x Large Covers, 2 x Small Covers | NTHSPEC | NORTHERN SPECIALISED ELECTRICAL | ERGTXSHR-002 | CURRENT
000395451 | CLOTH,CLEANING | Wipers, HD, Industrial, 60 x 40cm, Green 94164, Pack of 12 | BLKWOODJ | J BLACKWOOD & SON LTD | 01502790 | CURRENT
002502763 | RECORDER,MULTIFUNCTION | G5-GRID DFR, 4 Voltage Diff Inputs 500V Peak, 4 Cur Inputs 50A Peak, 2 Rear SFP Ports, 7'' LCD TouchScreen, 1mHz Freq Res, Cont Waveform Recording at 1024 | ELSPEC | ELSPEC LTD | G5-GRID DIGITAL FAULT RECORDER | CURRENT
002502763 | RECORDER,MULTIFUNCTION | G5-GRID DFR, 4 Voltage Diff Inputs 500V Peak, 4 Cur Inputs 50A Peak, 2 Rear SFP Ports, 7'' LCD TouchScreen, 1mHz Freq Res, Cont Waveform Recording at 1024 | CSEUNI | CSE UNISERVE PTY LTD | G5DFR | CURRENT
002502789 | SAW,CUT OFF | Milwaukee, M18 Metal Cutting Circular Saw, Cordless, 18V, 135mm Metal Saw Skin, 3-50mm Cut Depth, Brushless Motor, 3900 RPM | MILWAUKE | MILWAUKEE POWER TOOLS | M18FMCS-0 | CURRENT
002502789 | SAW,CUT OFF | Milwaukee, M18 Metal Cutting Circular Saw, Cordless, 18V, 135mm Metal Saw Skin, 3-50mm Cut Depth, Brushless Motor, 3900 RPM | C&LTOOL | CALTCO T/A C&L TOOL CENTRE | MILWTM18FMCS-0 | CURRENT
002502797 | HOIST,CHAIN | Vital Lever Hoist, 1.5m Height of Lift, 500kg WLL, 5mm Chain, AS1418.2 | STEHOUSE | STENHOUSE LIFTING EQUIPMENT PL | VLB205 | CURRENT
002502805 | GRIP,CABLE,WOVEN | HD Sock, Single Soft Eye, 19-28mm Dia Cable, 37kN UTS, 500mm Lg, Galv Steel | NCG | NATIONAL CABLE GRIPS (VILNO GROUP COMP) | CHD1019 | CURRENT
002502805 | GRIP,CABLE,WOVEN | HD Sock, Single Soft Eye, 19-28mm Dia Cable, 37kN UTS, 500mm Lg, Galv Steel | TEN | THE ENERGY NETWORK | CHD1019 | CURRENT
002502813 | GRIP,CABLE,WOVEN | HD Sock, Single Soft Eye, 28-40mm Dia Cable, 54kN UTS, 600mm Lg, Galv Steel | NCG | NATIONAL CABLE GRIPS (VILNO GROUP COMP) | CHD1028 | CURRENT
002502813 | GRIP,CABLE,WOVEN | HD Sock, Single Soft Eye, 28-40mm Dia Cable, 54kN UTS, 600mm Lg, Galv Steel | TEN | THE ENERGY NETWORK | CHD1028 | CURRENT
002502821 | GRIP,CABLE,WOVEN | HD Sock, Single Soft Eye, 40-55mm Dia Cable, 62kN UTS, 800mm Lg, Galv Steel | NCG | NATIONAL CABLE GRIPS (VILNO GROUP COMP) | CHD1040 | CURRENT
002502821 | GRIP,CABLE,WOVEN | HD Sock, Single Soft Eye, 40-55mm Dia Cable, 62kN UTS, 800mm Lg, Galv Steel | TEN | THE ENERGY NETWORK | CHD1040 | CURRENT
002502839 | GRIP,CABLE,WOVEN | Non-Metallic Sock, Single Soft Eye, 20-30mm Dia Cable, 15.89kN UTS, 696mm Lg, Non-Conductive Aramid Fibre | SLINGCO | SLINGCO AUSTRALIA PTY LTD | ZCS1022 | CURRENT
002502839 | GRIP,CABLE,WOVEN | Non-Metallic Sock, Single Soft Eye, 20-30mm Dia Cable, 15.89kN UTS, 696mm Lg, Non-Conductive Aramid Fibre | TEN | THE ENERGY NETWORK | ZCS1022 | CURRENT
002502847 | GRIP,CABLE,WOVEN | Non-Metallic Sock, Single Soft Eye, 30-40mm Dia Cable, 43.84kN UTS, 840mm Lg, Non-Conductive Aramid Fibre | SLINGCO | SLINGCO AUSTRALIA PTY LTD | ZCS1023 | CURRENT
002502847 | GRIP,CABLE,WOVEN | Non-Metallic Sock, Single Soft Eye, 30-40mm Dia Cable, 43.84kN UTS, 840mm Lg, Non-Conductive Aramid Fibre | TEN | THE ENERGY NETWORK | ZCS1023 | CURRENT
002502854 | GRIP,CABLE,WOVEN | Non-Metallic Sock, Single Soft Eye, 50-65mm Dia Cable, 70.71kN UTS, 817mm Lg, Non-Conductive Aramid Fibre | SLINGCO | SLINGCO AUSTRALIA PTY LTD | ZCS1179 | CURRENT
002502854 | GRIP,CABLE,WOVEN | Non-Metallic Sock, Single Soft Eye, 50-65mm Dia Cable, 70.71kN UTS, 817mm Lg, Non-Conductive Aramid Fibre | TEN | THE ENERGY NETWORK | ZCS1179 | CURRENT
002502862 | GRIP,CABLE,WOVEN | Non-Metallic Sock, Single Soft Eye, 65-76mm Dia Cable, 70.71kN UTS, 1086mm Lg, Non-Conductive Aramid Fibre | SLINGCO | SLINGCO AUSTRALIA PTY LTD | ZCS1180 | CURRENT
002502862 | GRIP,CABLE,WOVEN | Non-Metallic Sock, Single Soft Eye, 65-76mm Dia Cable, 70.71kN UTS, 1086mm Lg, Non-Conductive Aramid Fibre | TEN | THE ENERGY NETWORK | ZCS1180 | CURRENT
002502870 | CABLE ASSY,RADIO FREQUENCY | Data Cable, 0.5m Lg, DB9 Female & DB9 Male, Grey, to Connect Utilinet Radio & RC10 Controller | ELEMENT | ELEMENT14 PTY LTD | PSG90866 | CURRENT
002502888 | BIT,AUGER | Shockwave Impact Duty, 13/16" Dia, 559mm (22") OAL, 158mm Lg Flute, 518mm Drill Depth, Fiberglass Drill Bit | MILWAUKE | MILWAUKEE POWER TOOLS | 48137807 | CURRENT
002502888 | BIT,AUGER | Shockwave Impact Duty, 13/16" Dia, 559mm (22") OAL, 158mm Lg Flute, 518mm Drill Depth, Fiberglass Drill Bit | C&LTOOL | CALTCO T/A C&L TOOL CENTRE | MILWA48137807 | CURRENT
002502896 | BIT,AUGER | Shockwave Impact Duty, 15/16" Dia, 559mm (22") OAL, 158mm Lg Flute, 518mm Drill Depth, Fiberglass Drill Bit | MILWAUKE | MILWAUKEE POWER TOOLS | 48137809 | CURRENT
002502896 | BIT,AUGER | Shockwave Impact Duty, 15/16" Dia, 559mm (22") OAL, 158mm Lg Flute, 518mm Drill Depth, Fiberglass Drill Bit | C&LTOOL | CALTCO T/A C&L TOOL CENTRE | MILWA48137809 | CURRENT
002502904 | HOLE SAW | 19mm Dia, 25mm Cut Depth, Diamond Grit, DA01, for Fiberglass Poles | SUTTON | SUTTON TOOLS (MANUFACTURER) | H1150190 | CURRENT
002502904 | HOLE SAW | 19mm Dia, 25mm Cut Depth, Diamond Grit, DA01, for Fiberglass Poles | C&LTOOL | CALTCO T/A C&L TOOL CENTRE | SUTH1150190 | CURRENT
002502912 | HOLE SAW | 22mm Dia, 25mm Cut Depth, Diamond Grit, DA01, for Fiberglass Poles | SUTTON | SUTTON TOOLS (MANUFACTURER) | H1150220 | CURRENT
002502912 | HOLE SAW | 22mm Dia, 25mm Cut Depth, Diamond Grit, DA01, for Fiberglass Poles | C&LTOOL | CALTCO T/A C&L TOOL CENTRE | SUTH1150220 | CURRENT
002502920 | ARBOR,HOLE SAW | Diamond Series DA01, TCT Pilot Drill Bit, 19-30mm Hole Range, 11/32" Hex Shank, for Diamond Grit Holesaws | SUTTON | SUTTON TOOLS (MANUFACTURER) | H115DA01 | CURRENT
002502920 | ARBOR,HOLE SAW | Diamond Series DA01, TCT Pilot Drill Bit, 19-30mm Hole Range, 11/32" Hex Shank, for Diamond Grit Holesaws | C&LTOOL | CALTCO T/A C&L TOOL CENTRE | SUTH115DA01 | CURRENT
002502938 | WASTE DISPOSAL,HAZMAT | Silica Vacuum, H-Class Combo Kit, 30L Tank, 36V, Cordless c/w 2 x 18V 8Ah Batteries, Dual Charger & Accsry in 140L Blue Wheelie Bin, Silica Waste Only | METABO | METABO TOOL COMPANY | AU60207520DOP-KIT/BLU | CURRENT
002502938 | WASTE DISPOSAL,HAZMAT | Silica Vacuum, H-Class Combo Kit, 30L Tank, 36V, Cordless c/w 2 x 18V 8Ah Batteries, Dual Charger & Accsry in 140L Blue Wheelie Bin, Silica Waste Only | ALLENS | ALLENS INDUSTRIAL PRODUCTS PTY LTD | AU60207520DOP-KIT/BLU | CURRENT
002428894 | HAND STICK,INSULATED | Spiral Link Stick, Insulation 390mm Lg, Stick 32mm Dia | CHANCE | CHANCE (MANUFACTURER) | H4722 | CURRENT
002428894 | HAND STICK,INSULATED | Spiral Link Stick, Insulation 390mm Lg, Stick 32mm Dia | TEN | THE ENERGY NETWORK | H4722 | CURRENT
002428910 | HAND STICK,INSULATED | Spiral Link Stick, Insulation 600mm Lg, Stick 25mm Dia | HASTINGS | HASTING DEERING PTY LTD | 3481 | CURRENT
002428910 | HAND STICK,INSULATED | Spiral Link Stick, Insulation 600mm Lg, Stick 25mm Dia | CHANCE | CHANCE (MANUFACTURER) | PSCH4722003 | CURRENT
002428910 | HAND STICK,INSULATED | Spiral Link Stick, Insulation 600mm Lg, Stick 25mm Dia | TEN | THE ENERGY NETWORK | 3481 | CURRENT
002428928 | HAND STICK,INSULATED | Spiral Link Stick, Insulation 1200mm Lg, Stick 25mm Dia | BRITECH | BRI-TECH PTY LTD | PSC4000812007 | CURRENT
002428928 | HAND STICK,INSULATED | Spiral Link Stick, Insulation 1200mm Lg, Stick 25mm Dia | TEN | THE ENERGY NETWORK | 3483 | CURRENT
002502946 | DETERGENT,GENERAL PURPOSE | Simple Green, Industrial Cleaner & Degreaser, Mild Detergent, 3.8L Bottle, for EWP Cleaning | TEN | THE ENERGY NETWORK | SG13005 | CURRENT
002502953 | MODEM,COMMUNICATIONS | CAT-M1 ECR GE Modem, GNSS, 1 Eth, 1 Serial, 10-60VDC, 4.3 x 10.9 x 11.7cm | GE | GENERAL ELECTRIC COMPANY | ECRM1BNNNNNS1S3AUUNND | CURRENT
002502953 | MODEM,COMMUNICATIONS | CAT-M1 ECR GE Modem, GNSS, 1 Eth, 1 Serial, 10-60VDC, 4.3 x 10.9 x 11.7cm | CSEUNI | CSE UNISERVE PTY LTD | ECRM1BNNNNNS1S3AUUNND | CURRENT
002502961 | MODEM,COMMUNICATIONS | CAT-M1 MCR GE Modem, GNSS, 4 Eth, 2 Serial, 10-60VDC, 4.5 x 20.3 x 12.2cm | GE | GENERAL ELECTRIC COMPANY | MXCXM1BNNNNNNS3ATSUND | CURRENT
002502961 | MODEM,COMMUNICATIONS | CAT-M1 MCR GE Modem, GNSS, 4 Eth, 2 Serial, 10-60VDC, 4.5 x 20.3 x 12.2cm | CSEUNI | CSE UNISERVE PTY LTD | MXCXM1BNNNNNNS3ATSUND | CURRENT
002406373 | TERMINAL,LUG | Compression, Bi-Metal, Cu Palm, 50mm2, M12 Bolt Hole, Hex Die A/F 17.3mm, Yellow, Pre-Insulated, ABC (P10) | SICAME | SICAME AUSTRALIA PTY LTD | CPTAU50 | CURRENT
002406373 | TERMINAL,LUG | Compression, Bi-Metal, Cu Palm, 50mm2, M12 Bolt Hole, Hex Die A/F 17.3mm, Yellow, Pre-Insulated, ABC (P10) | CABAC | CABAC (MANUFACTURER) | BMABC50 | CURRENT
002406373 | TERMINAL,LUG | Compression, Bi-Metal, Cu Palm, 50mm2, M12 Bolt Hole, Hex Die A/F 17.3mm, Yellow, Pre-Insulated, ABC (P10) | ACCULEC | ACCULEC PTY LTD - E18524 | BMABC50 | CURRENT
002502979 | BUSBAR | Comb, Acti9, 12 Module, 2 Pole, 1L+N, 100A, 415/500VAC, 18mm Pitch, White, Horizontal | SCHNEIDR | SCHNEIDER PTY LTD (MANUFACTURER) | A9XPH212 | CURRENT
002502979 | BUSBAR | Comb, Acti9, 12 Module, 2 Pole, 1L+N, 100A, 415/500VAC, 18mm Pitch, White, Horizontal | HAYMANS | HAYMANS ELECTRICAL | SHNA9XPH212 | CURRENT
002502987 | MODULE | Pwr Supply Type SH, 125/250V AC/DC, Aux Volt Output (2014), 19" Rack A-Horiz Mount, Harsh Environ Coating, for UR Devices w/CPU Card Vintages A C & D Only | GE | GENERAL ELECTRIC COMPANY | UR-SHA | CURRENT
002502987 | MODULE | Pwr Supply Type SH, 125/250V AC/DC, Aux Volt Output (2014), 19" Rack A-Horiz Mount, Harsh Environ Coating, for UR Devices w/CPU Card Vintages A C & D Only | CSEUNI | CSE UNISERVE PTY LTD | UR-SHA | CURRENT
002502995 | ENERGY STORAGE SYSTEM | BESS, PowerShaper II, 30kW-72kWh, LV Connected, 3Ph, Pole Mounted Battery, Inverter Module & Integrated Switchboard Cabinet approx 2000 x 900 x 600mm | PIXII | PIXII AUSTRALIA PTY LTD | 30KW INTEGRATED POLETOP BESS | PURCHASE AS REQUIRED
002430528 | LEAD SET,TEST | 1.5m Red & Black, Male 4mm Right Angled Safety & Male 4mm Straight Safety, Cat III, 1000V. 10 per pack Issued as each. | RTE | RAPID-TECH EQUIPMENT PTY LTD | 2350-IEC-150RN | CURRENT
002430528 | LEAD SET,TEST | 1.5m Red & Black, Male 4mm Right Angled Safety & Male 4mm Straight Safety, Cat III, 1000V. 10 per pack Issued as each. | HYLEC | HYLEC PTY LTD | 2350-IEC-150RN | CURRENT
002430528 | LEAD SET,TEST | 1.5m Red & Black, Male 4mm Right Angled Safety & Male 4mm Straight Safety, Cat III, 1000V. 10 per pack Issued as each. | PENTA | PENTA AUST (TMAC THEW & MCCANN/HYLEC) | PA22623 | CURRENT
002430536 | TIP,TEST PROBE | Type A, Red & Black, Pin Tips, 2mm Tips Cat III, 1000V. 10 per pack Issued as each | PENTA | PENTA AUST (TMAC THEW & MCCANN/HYLEC) | PA22724 | CURRENT
002430536 | TIP,TEST PROBE | Type A, Red & Black, Pin Tips, 2mm Tips Cat III, 1000V. 10 per pack Issued as each | HYLEC | HYLEC PTY LTD | 402-IEC-RN | CURRENT
002430536 | TIP,TEST PROBE | Type A, Red & Black, Pin Tips, 2mm Tips Cat III, 1000V. 10 per pack Issued as each | RTE | RAPID-TECH EQUIPMENT PTY LTD | 402-IEC-RN | CURRENT
002503001 | CIRCUIT BREAKER | MCB Acti9 iC60N, 10A, 1 Pole, C-Curve, DIN Rail | SCHNEIDR | SCHNEIDER PTY LTD (MANUFACTURER) | A9F44110 | CURRENT
002407071 | PROBE-LEAD ASSEMBLY,TEST | Set, Comprising of Red & Black Lead & Probe, Type A Probes c/w Crocodile Clips Fused at 10A, 50kA, Rated & Labelled at a Min Cat II 600V, IEC 61010-031 Test | PACTEST | PACIFIC TEST EQUIPMENT P/L | PTE-067 | CURRENT
002503027 | CIRCUIT BREAKER | MCB, Acti9 iC60H Disbo, 10A, 4 Pole, 15kA, C-Curve, DIN Rail/Clip-On Mount | SCHNEIDR | SCHNEIDER PTY LTD (MANUFACTURER) | A9F54410 | CURRENT
002503027 | CIRCUIT BREAKER | MCB, Acti9 iC60H Disbo, 10A, 4 Pole, 15kA, C-Curve, DIN Rail/Clip-On Mount | MMELEC | MM ELECTRICAL MERCHANDISING | SHNA9F54410 | CURRENT
002503035 | CIRCUIT BREAKER | MCB, Acti9 iC60H Disbo, 10A, 3 Pole, 15kA, C-Curve, DIN Rail/Clip-On Mount | SCHNEIDR | SCHNEIDER PTY LTD (MANUFACTURER) | A9F54310 | CURRENT
002503035 | CIRCUIT BREAKER | MCB, Acti9 iC60H Disbo, 10A, 3 Pole, 15kA, C-Curve, DIN Rail/Clip-On Mount | MMELEC | MM ELECTRICAL MERCHANDISING | SHNA9F54310 | CURRENT
002503043 | CONTROL,ROTARY SWITCH | D7 Selector Switch, 2 Pos, 1N/O, 22.5mm Dia Mount, 29.8mm H, 27.9mm W, Metal, White/Black, IP65/66 | SPRECHER | SPRECHER + SCHUH | D7M-SM22MX10 | CURRENT
002503043 | CONTROL,ROTARY SWITCH | D7 Selector Switch, 2 Pos, 1N/O, 22.5mm Dia Mount, 29.8mm H, 27.9mm W, Metal, White/Black, IP65/66 | MMELEC | MM ELECTRICAL MERCHANDISING | S&SD7M-SM22-MX10 | CURRENT
002503050 | TRANSDUCER,ELECTRICAL | MCR Slimline 3-Way Isolated Temperature Measuring Transducer, for PT100 Resistance Thermometer, 6.2mm Wide, DIP Switch Configured, DIN Rail | PHOENIX | PHOENIX CONTACT PTY LTD | MINI MCR-SL-PT100-UI-NC | CURRENT
002503050 | TRANSDUCER,ELECTRICAL | MCR Slimline 3-Way Isolated Temperature Measuring Transducer, for PT100 Resistance Thermometer, 6.2mm Wide, DIP Switch Configured, DIN Rail | MMELEC | MM ELECTRICAL MERCHANDISING | MINI MCR-SL-PT100-UI-NC | CURRENT
002503068 | MARKER STRIP | Type ZB6, Number 31 to 40, Horizontal, 10-Section, White, 6.15 x 10.5mm Text Field, Latch Mounting, suit Terminal Block UK6N & UDK4 6.2mm W | PHOENIX | PHOENIX CONTACT PTY LTD | 1051016:0031 | CURRENT
002503068 | MARKER STRIP | Type ZB6, Number 31 to 40, Horizontal, 10-Section, White, 6.15 x 10.5mm Text Field, Latch Mounting, suit Terminal Block UK6N & UDK4 6.2mm W | MMELEC | MM ELECTRICAL MERCHANDISING | PHO1051016:0031 | CURRENT
002503076 | MARKER STRIP | Type ZB6, Number 41 to 50, Horizontal, 10-Section, White, 6.15 x 10.5mm Text Field, Latch Mounting, suit Terminal Block UK6N & UDK4 6.2mm W | PHOENIX | PHOENIX CONTACT PTY LTD | 1051016:0041 | CURRENT
002503076 | MARKER STRIP | Type ZB6, Number 41 to 50, Horizontal, 10-Section, White, 6.15 x 10.5mm Text Field, Latch Mounting, suit Terminal Block UK6N & UDK4 6.2mm W | MMELEC | MM ELECTRICAL MERCHANDISING | PHO1051016:0041 | CURRENT
002503084 | MARKER STRIP | Type ZB6, Number 51 to 60, Horizontal, 10-Section, White, 6.15 x 10.5mm Text Field, Latch Mounting, suit Terminal Block UK6N & UDK4 6.2mm W | PHOENIX | PHOENIX CONTACT PTY LTD | 1051016:0051 | CURRENT
002503084 | MARKER STRIP | Type ZB6, Number 51 to 60, Horizontal, 10-Section, White, 6.15 x 10.5mm Text Field, Latch Mounting, suit Terminal Block UK6N & UDK4 6.2mm W | MMELEC | MM ELECTRICAL MERCHANDISING | PHO1051016:0051 | CURRENT
002503092 | CABINET,ELEC EQUIP | LV Type, 4 Module, 1 x 630A Bus Tie, 2 x 400A Isolators, 2 x 300mm2 Direct Conn per Phase Max, 1470 x 600 x 344mm, EQTS 06-02-05 Item 1 | WEBER | WEBER SOUTH PACIFIC PTY LTD | VC430060-S101 - ITEM 1 | CURRENT
002503142 | CABINET,ELEC EQUIP | LV Type, 4 Module, 1 x 630A Bus Tie, 2 x 400A Isolators Paralleled at Factory, 2 x 300mm2 Direct Conn per Phase Max, 1470 x 600 x 344mm, | WEBER | WEBER SOUTH PACIFIC PTY LTD | VC430060-S101 - ITEM 17 | CURRENT
002416154 | BOLT ASSEMBLY,FOUNDATION | Buried Metal Base, S/Steel, suit LV Distribution Cabinet, 765 x 850 x 344mm, EQTS 06-02-05 Item 8 | WEBER | WEBER SOUTH PACIFIC PTY LTD | V-ERGBASE | CURRENT
000104403 | BASE,CONCRETE PRECAST | Precast Foundation, 1120 x 335 x 500mm, O/A Hight 540mm incl Hold Down Bolt Threads, suit LV Distribution Supply Cabinets, 6 Module | BUNDCNCT | BUNDABERG CONCRETE CASTERS | 946 | CURRENT
002503183 | CABLE,POWER,ELECTRICAL | U/Ground, 0.6/1kV, 4C x 300mm2, Sector Shaped 61 Stranded CU/XLPE/PVC/MDPE, Metre Marked, QESI 1679, 300m Drum | MIDLANDS | MIDLAND METALS | T48790 | CURRENT
002503191 | SPECTACLES,INDUSTRIAL | SafeStyle Fusions, Clear Frame, Clear Lens, Anti-Scratch, PC Frame & Lens UV400 99.95% UV Protection, AS/NZS 1337.1:2010 | ATOMSUPP | ATOM SUPPLY | 485984 | CURRENT
002503217 | SUNSCREEN PREPARATION | MooGoo, SPF 40, 120g Tube, Natural Zinc, Clear, Broad Spectrum Protection, UV Filters, Dermatogically Tested, Water Resistant, for Face & Body All Ages & | MOOGOO | MOOGOO SKIN CARE PTY LTD | AUSTL 334457 120G | CURRENT
002503217 | SUNSCREEN PREPARATION | MooGoo, SPF 40, 120g Tube, Natural Zinc, Clear, Broad Spectrum Protection, UV Filters, Dermatogically Tested, Water Resistant, for Face & Body All Ages & | MOOGOO | MOOGOO SKIN CARE PTY LTD | 001064 | CURRENT
002503225 | SUNSCREEN PREPARATION | MooGoo, SPF 40, 200g Tube, Natural Zinc, Clear, Broad Spectrum Protection, UV Filters, Dermatogically Tested, Water Resistant, for Face & Body All Ages & | MOOGOO | MOOGOO SKIN CARE PTY LTD | AUSTL 334457 200G | CURRENT
002503225 | SUNSCREEN PREPARATION | MooGoo, SPF 40, 200g Tube, Natural Zinc, Clear, Broad Spectrum Protection, UV Filters, Dermatogically Tested, Water Resistant, for Face & Body All Ages & | MOOGOO | MOOGOO SKIN CARE PTY LTD | 001026 | CURRENT
002401741 | CLAMP,STRAIN | Compression Deadend, Eye Type, Jumper Lug AS4 Palm, Hex Die Sleeve Outer 21A/F & Inner 9.5A/F, suit ACSR/GZ Cherry 6/4.75+7/1.60 or Dog 6/186+7/062 c/w | PLP AUST | PREFORMED LINE PRODUCTS (AUST) | CDE-143-1-A | CURRENT
002469856 | CLAMP,STRAIN | Compression Deadend, Eye Type, Double Palm, 2 Holes, 50mm Centre, Hex Die Sleeve Outer 21A/F & Inner 9.5A/F, suit ACSR/GZ Cherry 6/4.75+7/1.60 or Dog | PLP AUST | PREFORMED LINE PRODUCTS (AUST) | CDE-143-2AS4 | CURRENT
002402773 | LEAD,ELECTRICAL | Temporary Bridge, LV, 250A, 900mm Lg Handle c/w 2 x Clamps, 3m x 50mm2 Cu Clear Insulation, Marked with Rating, Date of Manufacture & Supplier | PENTA | PENTA AUST (TMAC THEW & MCCANN/HYLEC) | PA21875 | CURRENT
002503233 | KEY,SOCKET HEAD SCREW | VHB-68 Hex Hand Tool, 1000V Insulated, 6mm & 8mm Hex Keys in one Tool, 1/2" Sq Drive in Handle for Torque Wrench | ABB | ABB FAN PTY LTD | VHB68 | CURRENT
002503233 | KEY,SOCKET HEAD SCREW | VHB-68 Hex Hand Tool, 1000V Insulated, 6mm & 8mm Hex Keys in one Tool, 1/2" Sq Drive in Handle for Torque Wrench | FULTON | FULTON INDUSTRIES PL | 03-VHB68 | CURRENT
002503241 | ALARM,SMOKE,AUTOMATIC | Photoelectric Sensor, 4-Wire, 10~60V DC, Auto Reset, 100 x 46mm, for LV BESS Battery Cabinets | SENTEK | NINGBO SENTEK ELECTRONICS CO LTD | SD119-G-4AR | CURRENT
002503241 | ALARM,SMOKE,AUTOMATIC | Photoelectric Sensor, 4-Wire, 10~60V DC, Auto Reset, 100 x 46mm, for LV BESS Battery Cabinets | PIXII | PIXII AUSTRALIA PTY LTD | SD119-G-4AR | CURRENT
002503266 | FILTER,RESPIRATOR | Versaflo TR-3822E, PAPR-P3 Particulate & Nuisance Acid Gas Filter, for Versaflo TR-300 Series PAPR | 3M | 3M AUSTRALIA PTY LTD | 78815069394 | CURRENT
002503266 | FILTER,RESPIRATOR | Versaflo TR-3822E, PAPR-P3 Particulate & Nuisance Acid Gas Filter, for Versaflo TR-300 Series PAPR | ALLENS | ALLENS INDUSTRIAL PRODUCTS PTY LTD | 78815069394 | CURRENT
002503274 | TERMINATION KIT,ELECTRICAL CABLE | In/Out LV Termination, Heatshrink, suit 300mm2 4 Core Cu XLPE/PVC, c/w 150/400 Mechanical Sheer Bolt Lug | RAYCHEM | RAYCHEM (AUSTRALIA) PTY LTD | EPKT-EQ538 | CURRENT
002503274 | TERMINATION KIT,ELECTRICAL CABLE | In/Out LV Termination, Heatshrink, suit 300mm2 4 Core Cu XLPE/PVC, c/w 150/400 Mechanical Sheer Bolt Lug | TECONN | TE CONNECTIVITY LTD | ET5293-000 | CURRENT
002503282 | STRAP | Drum Strap Bar, HDPE, 620mm OAL, suit Plastic & Steel 205L Drums (44 Gallon) | TEGRAL | TEGRAL TRANSPORT EQUIPMENT | TT0012 | CURRENT
002503290 | COVER,PALLET | 4 Drum Bunded Pallet Cover, 1300 x 1300 x 1000mm | SMSOMNI | SMS OMNI-TUFF GROUP PTY LTD | 13-MISC | CURRENT
002503290 | COVER,PALLET | 4 Drum Bunded Pallet Cover, 1300 x 1300 x 1000mm | DAYWALK | DAYWALK BEASSURED OMNI-TUFF GROUP | 13-MISC | CURRENT
002503308 | COVER,DRUM | Top Protection, Single, Plastic | DHE | DRUM HANDLING EQUIPMENT | DP-A | CURRENT
002503308 | COVER,DRUM | Top Protection, Single, Plastic | BLKWOODS | J BLACKWOOD & SON LTD | 06136905 | CURRENT
R2485290 | METER,WATTHOUR | REFURBISHED, E360 S1310 1P1E WC c/w LTE Comms | LANDIS | LANDIS GYR (AUST) PTY LTD | S1310D1MA1NN001YM | CURRENT
R2485308 | METER,WATTHOUR | REFURBISHED, E360 S1325 1P2E WC c/w LTE Comms | LANDIS | LANDIS GYR (AUST) PTY LTD | S1325D1MA1NN001YM | CURRENT
R2485324 | METER,WATTHOUR | REFURBISHED, E360 S3301 3P3E WC 1LC Relay c/w LTE Comms, Extended Terminal Cover | LANDIS | LANDIS GYR (AUST) PTY LTD | S3300D1MA1NN001YM | CURRENT
002503316 | MODULE | MD100m Analogue Output Module, 8 Channels, 0-30mA, 0-15V DC | CGI | CGI TECHNOLOGIES & SOLUTIONS P/L | MD100M-AO8 | CURRENT
002503324 | TERMINATION KIT,ELECTRICAL CABLE | Showa Style, 33kV, 3Ph, 630mm2, suit Hitachi Switchgear, Set of 3 per Kit | HITACHI | HITACHI ENERGY AUSTRALIA LTD | S3B0079-01 | CURRENT
002503332 | CONNECTOR,COMPRESSION | C-Crimp, Grounding, Cu, 70-50mm2 Main, 35-16mm2 Tap, Stranded, Conductor to Conductor | NVENT | NVENT THERMAL MANAGEMENT | ELT-4-MM | CURRENT
002503332 | CONNECTOR,COMPRESSION | C-Crimp, Grounding, Cu, 70-50mm2 Main, 35-16mm2 Tap, Stranded, Conductor to Conductor | ERICO | NVENT ERICO PRODUCTS AUSTRALIA P/L | ELT-4-MM | CURRENT
002503340 | LEAD SET,TEST | LEAD:TEST;TEST INST LEADS,C/W 2XRED/BLK LEAD SET,TEST Test Instrument Leads c/w 2x Red/Blk Non-shrouded Alligator Clips, 2x Red/Blk Test Probes, 2x 120cm Red/Bl | PENTA | PENTA AUST (TMAC THEW & MCCANN/HYLEC) | PA30396 | CURRENT
002406224 | CONNECTOR,COMPRESSION | C-Crimp, Grounding, Cu, 35-16mm2 Main, 35-16mm2 Tap | NVENT | NVENT THERMAL MANAGEMENT | ELT-1-MM | CURRENT
002406224 | CONNECTOR,COMPRESSION | C-Crimp, Grounding, Cu, 35-16mm2 Main, 35-16mm2 Tap | ERICO | NVENT ERICO PRODUCTS AUSTRALIA P/L | ELT-1-MM | CURRENT
002503357 | LEAD SET,TEST | LEAD:TEST;TEST INST LEADS,ALLIGATOR CLIP LEAD SET,TEST Test Instrument Leads c/w 2x Red/Blk Non-shrouded Alligator Clips, 2x Red/Blk Test Probes, 2x 240cm Red/Bl | PENTA | PENTA AUST (TMAC THEW & MCCANN/HYLEC) | PA30399 | CURRENT
002503365 | COVER | Cable Protector, 1 Channel, 12T @30kph, 990 x 210 x 45mm, Rubber Base, PU Lid, Black/Yellow, Interlock Modular, Non-Slip | SFTYXPRS | SAFETY XPRESS UNIT TRUST | CABPRO1RUB | CURRENT
002503373 | COVER | Cable Protector, 2 Channel, 12T @30kph, 935 x 255 x 55mm, Rubber Base, PU Lid, Black/Yellow, Interlock Modular, Non-Slip | SFTYXPRS | SAFETY XPRESS UNIT TRUST | CABPRO2PU | CURRENT
002503381 | ADAPTOR,SOCKET WRENCH | Shockwave, 3/8" Sq Shank to 1/4" Hex Drive, 50mm (2") Lg, Impact Rated | MILWAUKE | MILWAUKEE POWER TOOLS | 48034405 | CURRENT
002503381 | ADAPTOR,SOCKET WRENCH | Shockwave, 3/8" Sq Shank to 1/4" Hex Drive, 50mm (2") Lg, Impact Rated | C&LTOOL | CALTCO T/A C&L TOOL CENTRE | MILWA48034405 | CURRENT
002503399 | PAINT | Glyptal, 1201 Red Enamel, Insulating Paint, Air Dry, 1Ltr | QLDPAINT | QUEENSLAND PAINT SUPPLIES PTY LTD | PPCGRE1 | CURRENT
002503415 | GLOVES,CHEMICAL,PROTECTIVE | Microflex 93-283, Size 7, S, 300mm Lg, Disposable, Nitrile, Powder Free, Latex Free, Antistatic, Diamond Grip, Ext Cuff, Box of 50 | ANSELL | ANSELL LTD | 93283070 | CURRENT
002503415 | GLOVES,CHEMICAL,PROTECTIVE | Microflex 93-283, Size 7, S, 300mm Lg, Disposable, Nitrile, Powder Free, Latex Free, Antistatic, Diamond Grip, Ext Cuff, Box of 50 | BLKWOODJ | J BLACKWOOD & SON LTD | 03670525 | CURRENT
002503423 | GLOVES,CHEMICAL,PROTECTIVE | Microflex 93-283, Size 8, M, 300mm Lg, Disposable, Nitrile, Powder Free, Latex Free, Antistatic, Diamond Grip, Ext Cuff, Box of 50 | ANSELL | ANSELL LTD | 93283080 | CURRENT
002503423 | GLOVES,CHEMICAL,PROTECTIVE | Microflex 93-283, Size 8, M, 300mm Lg, Disposable, Nitrile, Powder Free, Latex Free, Antistatic, Diamond Grip, Ext Cuff, Box of 50 | BLKWOODJ | J BLACKWOOD & SON LTD | 03670542 | CURRENT
002503431 | GLOVES,CHEMICAL,PROTECTIVE | Microflex 93-283, Size 9, L, 300mm Lg, Disposable, Nitrile, Powder Free, Latex Free, Antistatic, Diamond Grip, Ext Cuff, Box of 50 | ANSELL | ANSELL LTD | 93283090 | CURRENT
002503431 | GLOVES,CHEMICAL,PROTECTIVE | Microflex 93-283, Size 9, L, 300mm Lg, Disposable, Nitrile, Powder Free, Latex Free, Antistatic, Diamond Grip, Ext Cuff, Box of 50 | BLKWOODJ | J BLACKWOOD & SON LTD | 03670559 | CURRENT
002503449 | GLOVES,CHEMICAL,PROTECTIVE | AlphaTec 53-002, Size 7, 350mm Lg, Neoprene & Laminate Material, Nylon Lined, Chemical & Liquid Resistant, Black | ANSELL | ANSELL LTD | 53002070 | CURRENT
002503449 | GLOVES,CHEMICAL,PROTECTIVE | AlphaTec 53-002, Size 7, 350mm Lg, Neoprene & Laminate Material, Nylon Lined, Chemical & Liquid Resistant, Black | BLKWOODJ | J BLACKWOOD & SON LTD | 04073493 | CURRENT
002503456 | GLOVES,CHEMICAL,PROTECTIVE | AlphaTec 53-002, Size 8, 350mm Lg, Neoprene & Laminate Material, Nylon Lined, Chemical & Liquid Resistant, Black | ANSELL | ANSELL LTD | 53002080 | CURRENT
002503456 | GLOVES,CHEMICAL,PROTECTIVE | AlphaTec 53-002, Size 8, 350mm Lg, Neoprene & Laminate Material, Nylon Lined, Chemical & Liquid Resistant, Black | BLKWOODJ | J BLACKWOOD & SON LTD | 04073510 | CURRENT
002503464 | GLOVES,CHEMICAL,PROTECTIVE | AlphaTec 53-002, Size 9, 350mm Lg, Neoprene & Laminate Material, Nylon Lined, Chemical & Liquid Resistant, Black | ANSELL | ANSELL LTD | 53002090 | CURRENT
002503464 | GLOVES,CHEMICAL,PROTECTIVE | AlphaTec 53-002, Size 9, 350mm Lg, Neoprene & Laminate Material, Nylon Lined, Chemical & Liquid Resistant, Black | BLKWOODJ | J BLACKWOOD & SON LTD | 04073527 | CURRENT
002503472 | GLOVES,CHEMICAL,PROTECTIVE | AlphaTec 53-002, Size 10, 350mm Lg, Neoprene & Laminate Material, Nylon Lined, Chemical & Liquid Resistant, Black | ANSELL | ANSELL LTD | 53002100 | CURRENT
002503472 | GLOVES,CHEMICAL,PROTECTIVE | AlphaTec 53-002, Size 10, 350mm Lg, Neoprene & Laminate Material, Nylon Lined, Chemical & Liquid Resistant, Black | BLKWOODJ | J BLACKWOOD & SON LTD | 04073459 | CURRENT
002503480 | GLOVES,CHEMICAL,PROTECTIVE | AlphaTec 53-002, Size 11, 350mm Lg, Neoprene & Laminate Material, Nylon Lined, Chemical & Liquid Resistant, Black | ANSELL | ANSELL LTD | 53002110 | CURRENT
002503480 | GLOVES,CHEMICAL,PROTECTIVE | AlphaTec 53-002, Size 11, 350mm Lg, Neoprene & Laminate Material, Nylon Lined, Chemical & Liquid Resistant, Black | BLKWOODJ | J BLACKWOOD & SON LTD | 04073476 | CURRENT
002503498 | STENCIL SET | Transformer Maintenance Stencil Kit, 0-9 (3 Sets), TRKVAD, 105 x 55mm, 2mm Blue PPL | UES | UTILITY ENGRAVING & SIGNS | Q32UES20251017 | CURRENT
002503506 | CHAIN,CHAINSAW | Replacement Chain, 508mm (20") Lg, Steel, suit Milwaukee 18V Chainsaw M18F2CHS200 | MILWAUKE | MILWAUKEE POWER TOOLS | 49162752 | CURRENT
002503506 | CHAIN,CHAINSAW | Replacement Chain, 508mm (20") Lg, Steel, suit Milwaukee 18V Chainsaw M18F2CHS200 | C&LTOOL | CALTCO T/A C&L TOOL CENTRE | MILWA49162752 | CURRENT
002503514 | CHAINSAW | Milwaukee 18V Battery Chainsaw, 955mm, Bar 508mm (20") Lg, Duel Battery, Skin Only | MILWAUKE | MILWAUKEE POWER TOOLS | M18F2CHS200 | CURRENT
002503514 | CHAINSAW | Milwaukee 18V Battery Chainsaw, 955mm, Bar 508mm (20") Lg, Duel Battery, Skin Only | C&LTOOL | CALTCO T/A C&L TOOL CENTRE | MILWTM18F2CHS200 | CURRENT
002503522 | GUIDE BAR,CHAINSAW | Replacement Bar, 508mm (20") Lg, Steel, suit Milwaukee 18V Chainsaw M18F2CHS200 | MILWAUKE | MILWAUKEE POWER TOOLS | 49162755 | CURRENT
002503522 | GUIDE BAR,CHAINSAW | Replacement Bar, 508mm (20") Lg, Steel, suit Milwaukee 18V Chainsaw M18F2CHS200 | C&LTOOL | CALTCO T/A C&L TOOL CENTRE | MILW49162755 | CURRENT
002503530 | FIXTURE,LIGHTING | 42W Pegasus 1M (L42A) 4K, Major Road c/w Upcast Adaptor, EQTS 05-01-02 | SYLVANIA | SYLVANIA SCHREDER | P1M40BD201L42 | CURRENT
002503548 | FIXTURE,LIGHTING | 42W Pegasus 1M (L42A) 3K, Major Road c/w Upcast Adaptor, EQTS 05-01-02 | SYLVANIA | SYLVANIA SCHREDER | P1M30BD201L42 | CURRENT
002503555 | FIXTURE,LIGHTING | 70W Pegasus 1M (L70A) 4K, Major Road c/w Upcast Adaptor, EQTS 05-01-02 | SYLVANIA | SYLVANIA SCHREDER | P1M40BD201L70 | CURRENT
002503563 | FIXTURE,LIGHTING | 72W Pegasus 1M (L72A) 3K, Major Road c/w Upcast Adaptor, EQTS 05-01-02 | SYLVANIA | SYLVANIA SCHREDER | P1M30BD201L72 | CURRENT
002503571 | FIXTURE,LIGHTING | 126W Pegasus 1L (L126A) 4K, Major Road c/w Upcast Adaptor, EQTS 05-01-02 | SYLVANIA | SYLVANIA SCHREDER | P1L40BD201L126 | CURRENT
002503589 | FIXTURE,LIGHTING | 126W Pegasus 1L (L126A) 3K, Major Road c/w Upcast Adaptor, EQTS 05-01-02 | SYLVANIA | SYLVANIA SCHREDER | P1L30BD201L126 | CURRENT
002503597 | FIXTURE,LIGHTING | 202W Pegasus 1XL, (L202A) 4K, Major Road c/w Upcast Adaptor, EQTS 05-01-02 | SYLVANIA | SYLVANIA SCHREDER | P1XL40BD201L202 | CURRENT
002503605 | FIXTURE,LIGHTING | 226W Pegasus 1XL (L226A) 3K, Major Road c/w Upcast Adaptor, EQTS 05-01-02 | SYLVANIA | SYLVANIA SCHREDER | P1XL30BD201L226 | CURRENT
002503613 | FIXTURE,LIGHTING | 97W Avento 2S (L97) 4K, High Mast, Major Road, EQTS 05-01-02 | SYLVANIA | SYLVANIA SCHREDER | AV2SHM40BD11L97 | CURRENT
002503621 | FIXTURE,LIGHTING | 152W Avento 1 (L152) 4K, High Mast, Major Road, EQTS 05-01-02 | SYLVANIA | SYLVANIA SCHREDER | AV1HM40BD11L152 | CURRENT
002503639 | FIXTURE,LIGHTING | 246W Avento 2 (L246) 4K, High Mast, Major Road, EQTS 05-01-02 | SYLVANIA | SYLVANIA SCHREDER | AV2HM40BD11L246 | CURRENT
002503647 | FIXTURE,LIGHTING | 11W Bobcat (L11A) 4K, Minor Road, EQTS 05-01-02 | GE | GENERAL ELECTRIC COMPANY | S70525R | CURRENT
002503647 | FIXTURE,LIGHTING | 11W Bobcat (L11A) 4K, Minor Road, EQTS 05-01-02 | CLS | CONNECTED LIGHT SOLUTIONS | S70525R | CURRENT
002503654 | FIXTURE,LIGHTING | 12W Bobcat (L12A) 3K, Minor Road, EQTS 05-01-02 | GE | GENERAL ELECTRIC COMPANY | S70529R | CURRENT
002503654 | FIXTURE,LIGHTING | 12W Bobcat (L12A) 3K, Minor Road, EQTS 05-01-02 | CLS | CONNECTED LIGHT SOLUTIONS | S70529R | CURRENT
002503662 | FIXTURE,LIGHTING | 17W Bobcat (L17A) 4K, Minor Road, EQTS 05-01-02 | GE | GENERAL ELECTRIC COMPANY | S70526R | CURRENT
002503662 | FIXTURE,LIGHTING | 17W Bobcat (L17A) 4K, Minor Road, EQTS 05-01-02 | CLS | CONNECTED LIGHT SOLUTIONS | S70526R | CURRENT
002503670 | FIXTURE,LIGHTING | 18W Bobcat (L18A) 3K, Minor Road, EQTS 05-01-02 | GE | GENERAL ELECTRIC COMPANY | S70530R | CURRENT
002503670 | FIXTURE,LIGHTING | 18W Bobcat (L18A) 3K, Minor Road, EQTS 05-01-02 | CLS | CONNECTED LIGHT SOLUTIONS | S70530R | CURRENT
002503688 | FIXTURE,LIGHTING | 17W Zeta (L17) 4K, Nostalgia Type 1, Green c/w Bracket, Minor Road, Bracket to Dwg 05-01-01, EQTS 05-01-02 | CLS | CONNECTED LIGHT SOLUTIONS | S70634R | CURRENT
002503696 | FIXTURE,LIGHTING | 17W Zeta (L17) 4K, Nostalgia Type 1, Black c/w Bracket, Minor Road, Bracket to Dwg 05-01-01, EQTS 05-01-02 | CLS | CONNECTED LIGHT SOLUTIONS | S70635R | CURRENT
002503704 | FIXTURE,LIGHTING | 17W Zeta (L17) 4K, Nostalgia Type 1, Blue/Grey c/w Bracket, Minor Road, Bracket to Dwg 05-01-01, EQTS 05-01-02 | CLS | CONNECTED LIGHT SOLUTIONS | S70636R | CURRENT
002503712 | FIXTURE,LIGHTING | 18W Zeta (L18) 3K, Nostalgia Type 1, Green c/w Bracket, Minor Road, Bracket to Dwg 05-01-01, EQTS 05-01-02 | CLS | CONNECTED LIGHT SOLUTIONS | S70643R | CURRENT
002503720 | FIXTURE,LIGHTING | 18W Zeta (L18) 3K, Nostalgia Type 1, Black c/w Bracket, Minor Road, Bracket to Dwg 05-01-01, EQTS 05-01-02 | CLS | CONNECTED LIGHT SOLUTIONS | S70644R | CURRENT
002503738 | FIXTURE,LIGHTING | 18W Zeta (L18) 3K, Nostalgia Type 1, Blue/Grey c/w Bracket, Minor Road, Bracket to Dwg 05-01-01, EQTS 05-01-02 | CLS | CONNECTED LIGHT SOLUTIONS | S70645R | CURRENT
002503746 | FIXTURE,LIGHTING | 24W Zeta (L24) 4K, Nostalgia Type 1, Green c/w Bracket, Minor Road, Bracket to Dwg 05-01-01, EQTS 05-01-02 | CLS | CONNECTED LIGHT SOLUTIONS | S70640R | CURRENT
002503753 | FIXTURE,LIGHTING | 24W Zeta (L24) 4K, Nostalgia Type 1, Black c/w Bracket, Minor Road, Bracket to Dwg 05-01-01, EQTS 05-01-02 | CLS | CONNECTED LIGHT SOLUTIONS | S70668R | CURRENT
002503761 | FIXTURE,LIGHTING | 24W Zeta (L24) 4K, Nostalgia Type 1, Blue/Grey c/w Bracket, Minor Road, Bracket to Dwg 05-01-01, EQTS 05-01-02 | CLS | CONNECTED LIGHT SOLUTIONS | S70669R | CURRENT
002503779 | FIXTURE,LIGHTING | 25W Zeta (L25) 3K, Nostalgia Type 1, Green c/w Bracket, Minor Road, Bracket to Dwg 05-01-01, EQTS 05-01-02 | CLS | CONNECTED LIGHT SOLUTIONS | S70646R | CURRENT
002503787 | FIXTURE,LIGHTING | 25W Zeta (L25) 3K, Nostalgia Type 1, Black c/w Bracket, Minor Road, Bracket to Dwg 05-01-01, EQTS 05-01-02 | CLS | CONNECTED LIGHT SOLUTIONS | S70648R | CURRENT
002503795 | FIXTURE,LIGHTING | 25W Zeta (L25) 3K, Nostalgia Type 1, Blue/Grey c/w Bracket, Minor Road, Bracket to Dwg 05-01-01, EQTS 05-01-02 | CLS | CONNECTED LIGHT SOLUTIONS | S70649R | CURRENT
002503803 | FIXTURE,LIGHTING | 17W Zeta (L17) 4K, Nostalgia Type 2, Green c/w Bracket, Minor Road, Bracket to Dwg 05-01-07, EQTS 05-01-02 | CLS | CONNECTED LIGHT SOLUTIONS | S70650R | CURRENT
002503811 | FIXTURE,LIGHTING | 17W Zeta (L17) 4K, Nostalgia Type 2, Black c/w Bracket, Minor Road, Bracket to Dwg 05-01-07, EQTS 05-01-02 | CLS | CONNECTED LIGHT SOLUTIONS | S70651R | CURRENT
002503829 | FIXTURE,LIGHTING | 17W Zeta (L17) 4K, Nostalgia Type 2, Blue/Grey c/w Bracket, Minor Road, Bracket to Dwg 05-01-07, EQTS 05-01-02 | CLS | CONNECTED LIGHT SOLUTIONS | S70652R | CURRENT
002503837 | FIXTURE,LIGHTING | 18W Zeta (L18) 3K, Nostalgia Type 2, Green c/w Bracket, Minor Road, Bracket to Dwg 05-01-07, EQTS 05-01-02 | CLS | CONNECTED LIGHT SOLUTIONS | S70653R | CURRENT
002503845 | FIXTURE,LIGHTING | 18W Zeta (L18) 3K, Nostalgia Type 2, Black c/w Bracket, Minor Road, Bracket to Dwg 05-01-07, EQTS 05-01-02 | CLS | CONNECTED LIGHT SOLUTIONS | S70654R | CURRENT
002503852 | FIXTURE,LIGHTING | 18W Zeta (L18) 3K, Nostalgia Type 2, Blue/Grey c/w Bracket, Minor Road, Bracket to Dwg 05-01-07, EQTS 05-01-02 | CLS | CONNECTED LIGHT SOLUTIONS | S70655R | CURRENT
002503860 | FIXTURE,LIGHTING | 24W Zeta (L24) 4K, Nostalgia Type 2, Green c/w Bracket, Minor Road, Bracket to Dwg 05-01-07, EQTS 05-01-02 | CLS | CONNECTED LIGHT SOLUTIONS | S70656R | CURRENT
002503878 | FIXTURE,LIGHTING | 24W Zeta (L24) 4K, Nostalgia Type 2, Black c/w Bracket, Minor Road, Bracket to Dwg 05-01-07, EQTS 05-01-02 | CLS | CONNECTED LIGHT SOLUTIONS | S70657R | CURRENT
002503886 | FIXTURE,LIGHTING | 24W Zeta (L24) 4K, Nostalgia Type 2, Blue/Grey c/w Bracket, Minor Road, Bracket to Dwg 05-01-07, EQTS 05-01-02 | CLS | CONNECTED LIGHT SOLUTIONS | S70658R | CURRENT
002503894 | FIXTURE,LIGHTING | 25W Zeta (L25) 3K, Nostalgia Type 2, Green c/w Bracket, Minor Road, Bracket to Dwg 05-01-07, EQTS 05-01-02 | CLS | CONNECTED LIGHT SOLUTIONS | S70659R | CURRENT
002503902 | FIXTURE,LIGHTING | 25W Zeta (L25) 3K, Nostalgia Type 2, Black c/w Bracket, Minor Road, Bracket to Dwg 05-01-07, EQTS 05-01-02 | CLS | CONNECTED LIGHT SOLUTIONS | S70660R | CURRENT
002503910 | FIXTURE,LIGHTING | 25W Zeta (L25) 3K, Nostalgia Type 2, Blue/Grey c/w Bracket, Minor Road, Bracket to Dwg 05-01-07, EQTS 05-01-02 | CLS | CONNECTED LIGHT SOLUTIONS | S70661R | CURRENT
002503928 | FIXTURE,LIGHTING | 17W Zeta (L17) 4K, Nostalgia, Green, no Bracket, suit Fitting Type 1 & Type 2 Bracket, Minor Road, EQTS 05-01-02 | CLS | CONNECTED LIGHT SOLUTIONS | S70662R | CURRENT
002503936 | FIXTURE,LIGHTING | 17W Zeta (L17) 4K, Nostalgia, Black, no Bracket, suit Fitting Type 1 & Type 2 Bracket, Minor Road, EQTS 05-01-02 | CLS | CONNECTED LIGHT SOLUTIONS | S70663R | CURRENT
002503944 | FIXTURE,LIGHTING | 17W Zeta (L17) 4K, Nostalgia, Blue/Grey, no Bracket, suit Fitting Type 1 & Type 2 Bracket, Minor Road, EQTS 05-01-02 | CLS | CONNECTED LIGHT SOLUTIONS | S70664R | CURRENT
002503951 | FIXTURE,LIGHTING | 18W Zeta (L18) 3K, Nostalgia, Green, no Bracket, suit Fitting Type 1 & Type 2 Bracket, Minor Road, EQTS 05-01-02 | CLS | CONNECTED LIGHT SOLUTIONS | S70637R | CURRENT
002503969 | FIXTURE,LIGHTING | 18W Zeta (L18) 3K, Nostalgia, Black, no Bracket, suit Fitting Type 1 & Type 2 Bracket, Minor Road, EQTS 05-01-02 | CLS | CONNECTED LIGHT SOLUTIONS | S70638R | CURRENT
002503977 | FIXTURE,LIGHTING | 18W Zeta (L18) 3K, Nostalgia, Blue/Grey, no Bracket, suit Fitting Type 1 & Type 2 Bracket, Minor Road, EQTS 05-01-02 | CLS | CONNECTED LIGHT SOLUTIONS | S70639R | CURRENT
002503985 | FIXTURE,LIGHTING | 24W Zeta (L24) 4K, Nostalgia, Green, no Bracket, suit Fitting Type 1 & Type 2 Bracket, Minor Road, EQTS 05-01-02 | CLS | CONNECTED LIGHT SOLUTIONS | S70640R | CURRENT
002503993 | FIXTURE,LIGHTING | 24W Zeta (L24) 4K, Nostalgia, Black, no Bracket, suit Fitting Type 1 & Type 2 Bracket, Minor Road, EQTS 05-01-02 | CLS | CONNECTED LIGHT SOLUTIONS | S70641R | CURRENT
002504009 | FIXTURE,LIGHTING | 24W Zeta (L24) 4K, Nostalgia, Blue/Grey, no Bracket, suit Fitting Type 1 & Type 2 Bracket, Minor Road, EQTS 05-01-02 | CLS | CONNECTED LIGHT SOLUTIONS | S70642R | CURRENT
002504017 | FIXTURE,LIGHTING | 25W Zeta (L25) 3K, Nostalgia, Green, no Bracket, suit Fitting Type 1 & Type 2 Bracket, Minor Road, EQTS 05-01-02 | CLS | CONNECTED LIGHT SOLUTIONS | S70665R | CURRENT
002504025 | FIXTURE,LIGHTING | 25W Zeta (L25) 3K, Nostalgia, Black, no Bracket, suit Fitting Type 1 & Type 2 Bracket, Minor Road, EQTS 05-01-02 | CLS | CONNECTED LIGHT SOLUTIONS | S70666R | CURRENT
002504033 | FIXTURE,LIGHTING | 25W Zeta (L25) 3K, Nostalgia, Blue/Grey, no Bracket, suit Fitting Type 1 & Type 2 Bracket, Minor Road, EQTS 05-01-02 | CLS | CONNECTED LIGHT SOLUTIONS | S70667R | CURRENT
002504041 | FIXTURE,LIGHTING | 50W Muro Branco S45 Wallpack 4K (L50), Bulkhead, EQTS 05-01-02 | SYLVANIA | SYLVANIA SCHREDER | MB40BD4501L50 | CURRENT
002504058 | FIXTURE,LIGHTING | 30W Muro Branco S45 Wallpack 4K (L30), Bulkhead, EQTS 05-01-02 | SYLVANIA | SYLVANIA SCHREDER | MB40BD4501L30 | CURRENT
002504066 | FIXTURE,LIGHTING | 100W Muro Branco S45 Wallpack 4K (L100), Bulkhead, EQTS 05-01-02 | SYLVANIA | SYLVANIA SCHREDER | MB40BD4501L100 | CURRENT
002504074 | FIXTURE,LIGHTING | 75W Bridgelux Area Lighter 4K (L75), Watchman Floodlight, EQTS 05-01-02 | GE | GENERAL ELECTRIC COMPANY | S70367R | CURRENT
002504074 | FIXTURE,LIGHTING | 75W Bridgelux Area Lighter 4K (L75), Watchman Floodlight, EQTS 05-01-02 | CLS | CONNECTED LIGHT SOLUTIONS | S70367R | CURRENT
002504082 | FIXTURE,LIGHTING | 150W Bridgelux Area Lighter 4K (L150), Watchman Floodlight, EQTS 05-01-02 | GE | GENERAL ELECTRIC COMPANY | S70369R | CURRENT
002504082 | FIXTURE,LIGHTING | 150W Bridgelux Area Lighter 4K (L150), Watchman Floodlight, EQTS 05-01-02 | CLS | CONNECTED LIGHT SOLUTIONS | S70369R | CURRENT
002504090 | FIXTURE,LIGHTING | 240W Bridgelux Area Lighter 4K (L240), Watchman Floodlight, EQTS 05-01-02 | GE | GENERAL ELECTRIC COMPANY | S70372R | CURRENT
002504090 | FIXTURE,LIGHTING | 240W Bridgelux Area Lighter 4K (L240), Watchman Floodlight, EQTS 05-01-02 | CLS | CONNECTED LIGHT SOLUTIONS | S70372R | CURRENT
002504108 | FIXTURE,LIGHTING | 75W Bridgelux Area Lighter 4K (L75), Pedestrian Crossing Floodlight, EQTS 05-01-02 | GE | GENERAL ELECTRIC COMPANY | S70367R | CURRENT
002504108 | FIXTURE,LIGHTING | 75W Bridgelux Area Lighter 4K (L75), Pedestrian Crossing Floodlight, EQTS 05-01-02 | CLS | CONNECTED LIGHT SOLUTIONS | S70367R | CURRENT
002504116 | FIXTURE,LIGHTING | 150W Bridgelux Area Lighter 4K (L150), Pedestrian Crossing Floodlight, EQTS 05-01-02 | GE | GENERAL ELECTRIC COMPANY | S70369R | CURRENT
002504116 | FIXTURE,LIGHTING | 150W Bridgelux Area Lighter 4K (L150), Pedestrian Crossing Floodlight, EQTS 05-01-02 | CLS | CONNECTED LIGHT SOLUTIONS | S70369R | CURRENT
002504181 | MANHOLE TOP ASSEMBLY | Roadway Access, Explosion Mitigation, 2 Part Cover, Class D, 750 x 1245mm Clr Opening, Unfilled Black Ductile Iron & Frame, 160kN Load Capacity, Marked with | EJAUST | EJ AUSTRALIA PTY LTD | LD210EMC | CURRENT
002504199 | HEATER, SPACE, ELECTRIC | LP165 Enclosure Loop Heater, 60W I/O, 120 to 240V AC/DC, 4A, 107mm Lg, 121 x 42mm, Clip for 35mm DIN Rail, PTC Resistor | STEGO | STEGO GROUP (MANUFACTURER) | 16501.0-00 | CURRENT
002504199 | HEATER, SPACE, ELECTRIC | LP165 Enclosure Loop Heater, 60W I/O, 120 to 240V AC/DC, 4A, 107mm Lg, 121 x 42mm, Clip for 35mm DIN Rail, PTC Resistor | RSCOMP | RADIOSPARES COMPONENT PTY LTD | 270-9911 | CURRENT
002504207 | HEATER, SPACE, ELECTRIC | LP165 Enclosure Loop Heater, 100W I/O, 120 to 240V AC/DC, 8A, 167mm Lg, 121 x 42mm, Clip for 35mm DIN Rail, PTC Resistor | STEGO | STEGO GROUP (MANUFACTURER) | 16503.0-00 | CURRENT
002504207 | HEATER, SPACE, ELECTRIC | LP165 Enclosure Loop Heater, 100W I/O, 120 to 240V AC/DC, 8A, 167mm Lg, 121 x 42mm, Clip for 35mm DIN Rail, PTC Resistor | RSCOMP | RADIOSPARES COMPONENT PTY LTD | 270-9913 | CURRENT
002467975 | COMPOUND CLEANING,SOLVENT | Enviro-Solv B6, 20L Drum, for cleaning Transformer Tanks | MINEHAN | MINEHAN AGENCIES PTY LTD | 16-04-0993 | CURRENT
002504215 | TELEMETRY SYSTEM | SEL3530-4, RTAC, RTU, Small Form Factor, 24-48VDC, WebHMI, RK45 & 100BaseFX Enet, Bracket for 19" Rack Mount | SEL | SCHWEITZER ENGINEERING LABORATORIES INC. | SEL3530-B78J | CURRENT
002504223 | GUARD | Reyrolle LMVP Vermin Guard, 800A, 11kV CB, Bushing Seal, Orifice Stalk | RPS | RPS SWITCHGEAR AUS | 971P6155 | CURRENT
002504223 | GUARD | Reyrolle LMVP Vermin Guard, 800A, 11kV CB, Bushing Seal, Orifice Stalk | RPS | RPS SWITCHGEAR AUS | 971P6155 C2026 | CURRENT
002504231 | GUARD | Reyrolle LMVP Vermin Guard, 1250/2000A, 11kV CB, Bushing Seal, Orifice Stalk | RPS | RPS SWITCHGEAR AUS | 971P6216 | CURRENT
002504231 | GUARD | Reyrolle LMVP Vermin Guard, 1250/2000A, 11kV CB, Bushing Seal, Orifice Stalk | RPS | RPS SWITCHGEAR AUS | 971P6216 C2033 | CURRENT
000104357 | BOOM,SPILL CONTAINMENT,HAZMAT | Absorbent Sock, 1m x 75mm, Bio-Active Organic Boom, Spill Containment (P20) | ABSORBEN | ABSORB ENVIROMENTAL SOLUTIONS | AES100 | CURRENT
002430205 | SHOE,SAFETY,LADDER | Rubber Boot, Foot Kit, suit Branach Fibreglass Extension Ladder | BLKWOODJ | J BLACKWOOD & SON LTD | 08587982 | CURRENT
002430213 | SHOE,SAFETY,LADDER | White Rubber End Caps, Foot Kit, 2 Per Set for Branach Fibreglass Extension Ladder | BLKWOODJ | J BLACKWOOD & SON LTD | 08587999 | CURRENT
002418226 | BRACKET,LIFTING | Transformer, with Webbing Ratchet Strap, WLL 861kg (1900 lbs) | HASTINGS | HASTING DEERING PTY LTD | 5800-5-V1 | CURRENT
002418226 | BRACKET,LIFTING | Transformer, with Webbing Ratchet Strap, WLL 861kg (1900 lbs) | TEN | THE ENERGY NETWORK | 5800-5-V1 | CURRENT
002504249 | BIT,SCREWDRIVER | In-Hex Power Bit, 4mm x 1/4" Hex Tamper, 50mm Lg, for Street Lights | C&LTOOL | CALTCO T/A C&L TOOL CENTRE | 50773 | CURRENT
002504249 | BIT,SCREWDRIVER | In-Hex Power Bit, 4mm x 1/4" Hex Tamper, 50mm Lg, for Street Lights | C&LTOOL | CALTCO T/A C&L TOOL CENTRE | TE50773 | CURRENT
002468296 | TOOL,APPLICATION | Hot Stick Attachment Tool, for Rechargeable Battery for FuseSaver Comms Module | SIEMENS | SIEMENS LTD | 3AX1350-1G | CURRENT
002504256 | BATTERY,STORAGE | Molicel Rechargeable Battery, for FuseSaver, 2 Pack | SIEMENS | SIEMENS LTD | 3AX1350-1J | CURRENT
002504264 | TOOL,APPLICATION | Hot Stick Attachment Tool, for Non-rechargable Battery for FuseSaver Comms Module | SIEMENS | SIEMENS LTD | 3AX1350-1B | CURRENT
000140819 | FUSE,CARTRIDGE | 500V AC, HRC DIN Type Size 1, 80A, ETS 12-02-01 Group E | FUSECO | FUSECO PTY LTD | NH1F-80 | CURRENT
000104303 | SECTIONALISER | Electronic, 36kV, 170kV BIL, Act Cur 8/16/24A, 2/3 Count, 200A Cont Rating Reset Time 25-35Sec OA Min Oper Short Time withstand Current 4kA for 1Sec, | AKPOWER | AK POWER SOLUTIONS PTY LTD | SECT0136 | CURRENT
002504266 | RIBBON,INKING | Resin, 100mm x 300m, White, Blank, Stores use only | PEACOCKB | PEACOCK BROS PTY LTD | R20011 | CURRENT
002504267 | RIBBON,INKING | Wax Resin, 170mm x 300m, for Yellow Labels, Stores use only | PEACOCKB | PEACOCK BROS PTY LTD | R10065 | CURRENT
002504268 | LABEL | PP Plain Matt, White, Permanent, 102 x 28mm, 4000 LPR, 76mm Core, Stores use only | PEACOCKB | PEACOCK BROS PTY LTD | L21370 | CURRENT
002504269 | LABEL | PP Gloss, Yellow, Permanent Pref, 140 x 225mm, 700 LPR, 76mm Core, Stores use only | PEACOCKB | PEACOCK BROS PTY LTD | L27673 | CURRENT
002504270 | LABEL | Thermal Transfer, White, Permanent Adhesive, 102 x 99mm, 1500 LPR, 76mm Core, Stores use only | PEACOCKB | PEACOCK BROS PTY LTD | L10019 | CURRENT
002504272 | CHAIN | Snigging Chain, 8mm x 5m, G70 Grade, Grab Hook c/w bag | AMPLITUD | AMPLITUDE PTY LTD - 396777 | EQLSNIGC | PURCHASE AS REQUIRED
002504274 | SPECTACLES,INDUSTRIAL | SafeStyle Fusions, XL Fit, Black Frame, Tinted Lens, Medium Impact, Anti-Scratch, PC Frame & Lens, UV400 99.95% UV Protection, AS/NZS 1337.1 | ATOMSUPP | ATOM SUPPLY | 40057653 | CURRENT
002504274 | SPECTACLES,INDUSTRIAL | SafeStyle Fusions, XL Fit, Black Frame, Tinted Lens, Medium Impact, Anti-Scratch, PC Frame & Lens, UV400 99.95% UV Protection, AS/NZS 1337.1 | SAFESTYL | SAFESTYLE EYEWEAR | FBTXL10 | CURRENT
002504275 | SPECTACLES,INDUSTRIAL | SafeStyle Fusions, XL Fit, Clear Frame, Clear Lens, Medium Impact, Anti-Scratch, PC Frame & Lens, UV400 99.95% UV Protection, AS/NZS 1337.1 | SAFESTYL | SAFESTYLE EYEWEAR | FCCXL100 | CURRENT
002504275 | SPECTACLES,INDUSTRIAL | SafeStyle Fusions, XL Fit, Clear Frame, Clear Lens, Medium Impact, Anti-Scratch, PC Frame & Lens, UV400 99.95% UV Protection, AS/NZS 1337.1 | ATOMSUPP | ATOM SUPPLY | 40057651 | CURRENT
002483113 | TERMINAL,LUG | AS5 Busbar Lug, 50mm Pin, 0 Deg | PLP AUST | PREFORMED LINE PRODUCTS (AUST) | BBTL-500-AS5-0 | CURRENT
002504277 | ARRESTER,ELECTRICAL SURGE | SPD SD10K240D303-T, Uoc=20kV, Uc=275VAC, In=10kA, Imax=20kA, suits applicable Schreder Luminaires, EQTS 05-01-02 | SYLVANIA | SYLVANIA SCHREDER | SPD001 | CURRENT
002504278 | ARRESTER,ELECTRICAL SURGE | SPD TP20E, Uoc=20kV, Uc=277VAC, In=10kA, Imax=20kA, suits applicable CLS Luminaires, EQTS 05-01-02 | CLS | CONNECTED LIGHT SOLUTIONS | S70647R | CURRENT
002504281 | HINGE | Replacement Part, Esky Hinge, White, for EvaKool 24 Litre Esky, Pack of 2 | NEXBERG | NEXBERG PTY LTD T/A EVAKOOL ICE BOXES | KHI-IK | CURRENT
002504282 | HANDLE | Replacement Part, Esky Handle, White, for EvaKool 24 Litre Esky, Pack of 2 | NEXBERG | NEXBERG PTY LTD T/A EVAKOOL ICE BOXES | KHA-IK | CURRENT
002504283 | STRAP | Replacement Part, Esky Carry Strap, Large, for EvaKool Esky | NEXBERG | NEXBERG PTY LTD T/A EVAKOOL ICE BOXES | IK-STRAP-LGE | CURRENT
002504284 | LATCH | Replacement Part, Esky Latch & Loop c/w Screws, for EvaKool Esky, Pack of 2 | NEXBERG | NEXBERG PTY LTD T/A EVAKOOL ICE BOXES | KLL | CURRENT
002504280 | BRUSH,PAINT | Radiator Brush, Angled Head, 25mm, 100% Pure Bristle, Long Wooden Handle | C&ABRUSH | C&A BRUSHWARE (C&A AUSTRALIA PTY LTD) | 313 | CURRENT
002504280 | BRUSH,PAINT | Radiator Brush, Angled Head, 25mm, 100% Pure Bristle, Long Wooden Handle | BLKWOODJ | J BLACKWOOD & SON LTD | 04057567 | CURRENT
002504287 | END PLATE,TERMINAL BLOCK | End Cover, D-ST 2.5-Quattro, 29.1mm D, 2.2mm W, 72.2mm H, Grey, suit PT 2.5-MT-Quattro Terminal Block | PHOENIX | PHOENIX CONTACT PTY LTD | 3030514 | CURRENT
002400789 | RACEWAY,NONMETALLIC | Cable & Wiring Duct, Slotted, 2m Lg, 80 x 60mm, PVC, Grey, Horiz Mtg c/w Lid | PHOENIX | PHOENIX CONTACT PTY LTD | 3240194 | CURRENT
002504288 | RACEWAY,NONMETALLIC | Cable & Wiring Duct, Slotted, 2m Lg, 60 x 60mm, PVC, Grey c/w Lid | PHOENIX | PHOENIX CONTACT PTY LTD | 3240193 | CURRENT
002504289 | PLATE,JOINING,CABLE RACK | FCAS Plate, 6RU High, 19" Rack Mounting, 4 Hole | B&R | B&R ENCLOSURES | XB-619436/2 | CURRENT
002504290 | CONVERTER,DC TO DC | 20-60V Input, 110V Output 1.4A, 150W, 198 x 112 x 51mm | HELIOS | HELIOS POWER SOLUTIONS PL | DCW150-110FT-P9200 | CURRENT
002459741 | CONVERTER,DC TO DC | 48V DC Input, 5V DC, 5A Output, 25W, 400kHz, 100 x 65 x 18mm, Screw Terminal Block | HELIOS | HELIOS POWER SOLUTIONS PL | APK25-4805 | CURRENT
002504298 | REACTOR | AF Blocking, 16.2mH, 100A, 12kV, 25kVA, 1 Ph, 50/1050Hz, 0.2kA/3 Sec, Oil Insulated, Outdoor, Crossarm Mtg, AS1028-1992 | TYREE | TYREE INDUSTRIES PL MITTAGONG NSW | Q-A1 | CURRENT
002600010 | PORTABLE EARTHING DEVICE | PED CLAMP, CATU MT-613/3, O/H SNAP-ON PORTABLE EARTHING DEVICE; CATU MT-613/3, O/Head Earth, Spring Loaded, Snap-on Ph ase Clamp, Rated to 25kA/0.5 Sec, suit C | CATU | CATU PTY LTD | MT-613/3 | CURRENT
002600010 | PORTABLE EARTHING DEVICE | PED CLAMP, CATU MT-613/3, O/H SNAP-ON PORTABLE EARTHING DEVICE; CATU MT-613/3, O/Head Earth, Spring Loaded, Snap-on Ph ase Clamp, Rated to 25kA/0.5 Sec, suit C | SICAME | SICAME AUSTRALIA PTY LTD | CATU MT-613/3 | CURRENT
002600022 | PANEL,POWER DISTRIBUTION | PANEL,DIST SMART ZDC GENZ, 20-PORT PANEL,POWER DISTRIBUTION; ZDC GenZ, Smar t Distribution Panel, 20-Port, 480 x 550 x 100mm | RADLINK | RADLINK COMMUNICATIONS | DM20080ZT-01 | CURRENT
002600021 | MODULE | BATTERY MODULE, GENZ, LFP, 48V, 2.9KWH MODULE; GenZ LFP Battery Module, 48V, 2. 9kWH, LiFePO4, Smart BMS, 2RU, 19" Rack Mount, 450 x 420 x 88mm, Steel/Satin Sur | RADLINK | RADLINK COMMUNICATIONS | GZ48-058-2RU-01Z | CURRENT
002600020 | KIT | RETROFIT KIT DC SUPPLY w/48V LFP BATTERY Retrofit Kit, DC Supply c/w LFP Battery Module 48V, Battery Shelf Unit, ZDC Smar t Distribution Unit & Parts, Battery & C | RADLINK | RADLINK COMMUNICATIONS | EQLBESSDCLFP KIT | CURRENT
001311142 |  | CBL:PWR;35MM2,19/1.53,ANNLD CU,250M,BARE CABLE,POWER,ELECTRICAL Conductor, 35mm2 (19/1.53) Cu Annealed Bare, 250m Drum, E TS 03-03-01 (scm) | MIDLANDS | MIDLAND METALS | MMO-ANN. 1 | CURRENT
002600011 | HAND STICK,INSULATED | INSUL JUMPER HLR, S1600-7, 380MM SHAFT HAND STICK,INSULATED; Jumper Holder, Ins ulated, S1600-7, 32 x 380mm (1.26 x 15") Fibreglass Shaft, 12.7mm Dia (1/2") Met | TEN | THE ENERGY NETWORK | S1600-7 | CURRENT
002600031 | RACK,ELEC EQUIP | BATTERY RACK KIT, GENZ UNI SHELF RACK,ELEC EQUIP; Battery Rack Kit, GenZ Universal Shelf, 500 x 600 x 120mm | RADLINK | RADLINK COMMUNICATIONS | GZ-UNI-SHLF-KT | CURRENT
002600030 | CABLE ASSY,RADIO FREQUENCY | CBL ASSY,RF; SERIAL C605, 2FT, RS-232 CABLE ASSY,RADIO FREQUENCY; Serial Cable C605, 2ft Lg (610mm), RS-232, DTE-DTE, RJ-45 Male to DB9 Male, Cross-Over, IRIG | SEL | SCHWEITZER ENGINEERING LABORATORIES INC. | C605-2 | CURRENT
002600024 | CABLE ASSY,RADIO FREQUENCY | CBL ASSY,RF; SERIAL C478A, 2FT, RS-232 CABLE ASSY,RADIO FREQUENCY; Serial Cable C478A, 2ft Lg (610mm), RS-232, DTE-DCE, RJ-45 Male to DB9 Female, Straight Thro | SEL | SCHWEITZER ENGINEERING LABORATORIES INC. | C478A-002 | CURRENT
002600023 | MOUNTING KIT | SEL TRX MOUNT KIT, SHORT FORM, DTE-DCE MOUNTING KIT; SEL Transceiver Mounting K it, Short Form Config, DTE-DCE c/w C478A Cable, 6ft Lg (1.83m), DB-9 Female to R | SEL | SCHWEITZER ENGINEERING LABORATORIES INC. | 915900574 | CURRENT
002600040 | DETECTOR,VOLTAGE | DETECTOR:V;NON-CONT,240V,1KV,6.6KV,MODIE DETECTOR,VOLTAGE; Modiewark Non-Contact Voltage Detector Kit, Model EQL 240V, 1k V, 6.6kV c/w Bag & Batteries | AMPLITUD | AMPLITUDE PTY LTD - 396777 | MODIE-EQL | CURRENT
002430502 | DETECTOR,VOLTAGE | DETECTOR:V;HAND HELD,SAFE TO APPROACH DETECTOR,VOLTAGE Hand Held, Safe to Appr oach & Touch Test (GLM Mini SWER & Pole Tester) (scm) | IPD | IPD GROUP LIMITED | MINI-SWER | CURRENT
002430502 | DETECTOR,VOLTAGE | DETECTOR:V;HAND HELD,SAFE TO APPROACH DETECTOR,VOLTAGE Hand Held, Safe to Appr oach & Touch Test (GLM Mini SWER & Pole Tester) (scm) | CNWPL | CNW PL - SLACKS CREEK | MINI-SWER | CURRENT
002600025 | PLATE,MOUNTING | PLATE:MTG;CAG34 & MCAG34 RELAY RETROFIT PLATE,MOUNTING; CAG34 & MCAG34 Relay Ret rofit, Plate to Cover Existing Cutout, 2 mm Mild Steel, Powder Coat, Dulux Black | CSEUNI | CSE UNISERVE PTY LTD | CAG34 TO MCAG34 RETROFIT PLATE | CURRENT
000620158 |  | LINK:FUSE;6/20A,CL K FUSE LINK,EXPULSION 6/20A, Class K, TS 0 6-03-01 (scm) | NGK | NGK STANGER PTY LTD | ZXC705-620 | CURRENT
002600013 | LEAD,ELECTRICAL | LEAD:TEST;Jumper CBL,FLEX INSUL,5m Lg LEAD,ELECTRICAL Flexible Insulated Jumpe r Cable, 5m Lg, Cable Meets Requirements ASTM F2321, kV Rating 15kV Phase to Pha | TEN | THE ENERGY NETWORK | TENA479 | CURRENT
001420001 |  | CBL:PWR;AERIAL,0.6/1KV,95MM2,4C,AL,ALUM CABLE,POWER,ELECTRICAL Aerial, 0.6/1kV, 4 x 95mm2 Al ABC, XLPE Insulated (LVABC) , 650m Steel Drum, JTS 03-03-02 (scm) | MIDLANDS | MIDLAND METALS | MMO-LVABC | CURRENT
002600028 | INSULATING COMPOUND,ELECTRICAL | COMP; INSUL, GUROFLEX 33 KV KIT 10 LT GUROFLEX MV INSULATING COMPOUND;TWO PART COLD POUR;FOR 33 KV STRAIGHT JOINTS, US ING COPPER SLEEVES ON 185-800 SQ MM XLPE | TECONN | TE CONNECTIVITY LTD | ES7640-000 | CURRENT
002490639 |  | CONN:CBL;Profile 6,COND 24-40mm2,Cu,E Ro CONNECTOR,COMPRESSION Profile 6, Cu, Con ductor 24-40mm2, Earth Rod 13mm Dia, Die Set DU1315 | PLP AUST | PREFORMED LINE PRODUCTS (AUST) | CEC15035 | CURRENT
000104306 |  | WIRE;TIE,2.03MM,S/S,S/STEEL,SS,40M/KG WIRE,NONELECTRICAL Tie Wire, 2.03mm, S/S teel Annealed, Max 10kg Coil, 40m/kg, JT S 03-03-01 (scm) | MIDLANDS | MIDLAND METALS | MMO-2.03 T | CURRENT
002404033 |  | DEAD END:TERMINATION;FT,7.5MM,7/2.5,AAC TERMINATION,PREFORMED FT, 7/2.50 AAC (LE O) 7/2.50 AAAC (CHLORINE) Colour Code Bl ue (P50) (scm) | PLP AUST | PREFORMED LINE PRODUCTS (AUST) | AFG-075 | CURRENT
002173040 |  | SADDLE;DBL SIDED,25MM,PVC,ROHS,HFT,W/ 8M SADDLE HFT, Double Sided, 25mm with 8mm Fixing Holes (P100) (scm) | CLIPSAL | GERARD INDUSTRIES QLD DIVSN P/L | CLI 261HF2 | CURRENT
002442572 |  | DETECTOR:V;HV CBL BOXES W/ CAPACITIVE TE DETECTOR,VOLTAGE Capacitive, Proving De- engergised, HV Cable Boxes with Capaciti ve Test Points | THEWMCAN | TMAC THEW & MCCANN GROUP | TM11004 | CURRENT
002439339 |  | MTR:CMP;DGTL,V,CUR,200A,200A,600V,600V MULTIMETER Clamp, Small, AC/DC, Digital, Voltage, Current, Min of Cat III 600V, ETS RSE04 | FLUKE | FLUKE CORPORATION | 365 | CURRENT
002408219 | HOSE,NONMETALLIC | HOSE:ASSY;H PRESS,HYD,6.4MM,13.8MM HOSE,NONMETALLIC HP, 6.0m Thermoplastic 3/8" Single Line Non-conductive, 10 000p si, (690 Bar) c/w 3/8 NPT Male Ends & Pa | LEGEND | LEGEND POWER SYSTEMS | 2022N-04V15-10K | CURRENT
002408243 | TOOL KIT,CABLE CUTTING | KIT:TOOL;HYRDAULIC CUTTER IIN2408227,6M TOOL KIT,CABLE CUTTING c/w Hyrdaulic Cut ter (IIN2408227), 6.0m Non Conductive Ho se (IIN2408219) & Hose Storage Bag (IIN2 | LEGEND | LEGEND POWER SYSTEMS | MSS-S100-RH-KIT | CURRENT
002434587 |  | GRND SET;EARTHING CBL,SCRW TYPE LINE GROUNDING SET Earthing Cable Assy, Extra Long 20m Lead, min 6kA/1 Sec c/w Shotgu n Ring, Screw Type Line Clamps, in Stora | THEWMCAN | TMAC THEW & MCCANN GROUP | TM00827 | CURRENT
002434595 |  | GRND SET;EARTHING CBL,SCRW TYPE LINE GROUNDING SET Earthing Cable Assy, Extra Long 20m Lead, min 10kA/1 Sec c/w Shotg un Ring, Screw Type Line Clamps, in Stor | THEWMCAN | TMAC THEW & MCCANN GROUP | TM00829 | CURRENT
002434553 |  | DEV:EARTHING;3.5M AL LEADS W/ SHOTGUN PORTABLE EARTHING DEVICE O/H Line, 3 Ph Short Circuiting Assy, 3.5m Al Leads c/w Shotgun Ring, Screw Type Line Clamps & | THEWMCAN | TMAC THEW & MCCANN GROUP | TM00824 | CURRENT
002434579 |  | DEV:EARTHING;3.5M AL LEADS W/ SHOTGUN PORTABLE EARTHING DEVICE O/H Line, 3 Ph Short Circuiting Assy, 3.5m Al Leads c/w Shotgun Ring, Screw Type Line Clamps & | THEWMCAN | TMAC THEW & MCCANN GROUP | TM00820 | CURRENT
002434561 |  | DEV:EARTHING;MIN 6KA/1SEC RTG,3PH SHT PORTABLE EARTHING DEVICE O/H Line, 3 Ph Short Circuiting Assy, 2.5m Al Leads c/w Shotgun Ring, Screw Type Line Clamps & | THEWMCAN | TMAC THEW & MCCANN GROUP | TM00819 | CURRENT
002434546 |  | DEV:EARTHING;3PH SHT CIRCUITING ASSY,MIN PORTABLE EARTHING DEVICE O/H Line, 3 Ph Short Circuiting Assy, 2.5m Al Leads c/w Shotgun Ring, Screw Type Line Clamps & | THEWMCAN | TMAC THEW & MCCANN GROUP | TM00823 | CURRENT
002429116 | INSULATOR,ROPE | INSUL;ROPE IN-LINE,12X380MM INSULATOR,ROPE Rope Inline Insulator, 12 x 380mm (1/2" x 15") | TEN | THE ENERGY NETWORK | E400-1571P | CURRENT
000105081 |  | DEV:EARTHING;MIN 10KA/1SEC RTG,3 PH SHT PORTABLE EARTHING DEVICE O/H Line, 3Ph S hort Circuiting Assy, 3.5m Al Leads c/w Non-screw Type Line Clamps & Earthing Ca | SICAME | SICAME AUSTRALIA PTY LTD | CLA-16K-ER | CURRENT
002461291 |  | GRND SET;EARTHING CBL,20M LEAD,RSE08,IN GROUNDING SET Earthing Cable Assy, 20m L ead, Min 10kA/1 Sec c/w Romind Non-screw Type Line Clamps, in Storage Bag, RSE08 | THEWMCAN | TMAC THEW & MCCANN GROUP | TM00830 | CURRENT
002461283 |  | GRND SET;EARTHING CBL,20M LEAD,MIN GROUNDING SET Earthing Cable Assy, 20m L ead, Min 6kA/1 Sec c/w Romind Non-screw Type Line Clamps, in Storage Bag, RSE08 | THEWMCAN | TMAC THEW & MCCANN GROUP | TM00828 | CURRENT
002461259 |  | DEV:EARTHING;NON-SCREW TYPE LINE CLAMPS PORTABLE EARTHING DEVICE O/H Line, 3 Ph Short Circuiting Assy, 3.5m Al Leads c/w Romind Non-screw Type Line Clamps & Ear | THEWMCAN | TMAC THEW & MCCANN GROUP | TM00822 | CURRENT
002461242 |  | DEV:EARTHING;NON-SCREW TYPE LINE CLAMPS PORTABLE EARTHING DEVICE O/H Line, 3 Ph Short Circuiting Assy, 2.5m Al Leads c/w Romind Non-screw Type Line Clamps & Ear | THEWMCAN | TMAC THEW & MCCANN GROUP | TM00821 | CURRENT
002456507 |  | AMMETER;1000A,CAT IV-600V,CMP,DGTL,1000V AMMETER Digital, Clamp, CAT IV-600V, 100 0V, 1000A c/w 450mm Flexible Current Pro be, TL75 Test Leads & Soft Cased | FLUKE | FLUKE CORPORATION | MODEL 376 | CURRENT
002449361 |  | TESTER;200 TO 260V,20A,CUR SINK,IP54 CAT TEST SET,VOLTAGE INJECTION IES Testing, Variable Output, 200-260V, 20A Max Curre nt Sink, IP54 Cat III 300V | THEWMCAN | TMAC THEW & MCCANN GROUP | TM00-244 | CURRENT
002427599 |  | DEV:EARTHING;ZONE SUBSS CONSISTS OF 3 X PORTABLE EARTHING DEVICE Cu, Zone Substa tions consists of 3 x 1Ph Leads, Outdoor App, 35mm2 @ 8.8kA/1 Sec Rating, 7.5m L | THEWMCAN | TMAC THEW & MCCANN GROUP | TM11400 | CURRENT
002427615 |  | DEV:EARTHING;ZONE SUBSS CONSISTS OF 3 X PORTABLE EARTHING DEVICE Cu, Zone Substa tions consists of 3 x 1Ph Leads, Outdoor App, 70mm2 @ 17.0kA/1 Sec Rating, 7.5m | THEWMCAN | TMAC THEW & MCCANN GROUP | TM11402 | CURRENT
002427607 |  | DEV:EARTHING;ZONE SUBSS CONSISTS OF 3 X PORTABLE EARTHING DEVICE Cu, Zone Substa tions consists of 3 x 1Ph Leads, Outdoor App, 50mm2 @ 12.3kA/1 Sec Rating, 7.5m | THEWMCAN | TMAC THEW & MCCANN GROUP | TM11401 | CURRENT
002600027 | GUIDE BAR,CHAINSAW | BAR;REPLMT GUIDE BAR, STL, 305MM LG GUIDE BAR,CHAINSAW; Replacement Top Hand le Bar, 305mm Lg, Steel, for Milwaukee M 18FPLST120 Telescoping Pole Saw | MILWAUKE | MILWAUKEE POWER TOOLS | 49162743 | CURRENT
002600012 | CHAIN,CHAINSAW | CHAIN;REPLMT CHAIN, STL, 305MM LG CHAIN,CHAINSAW; Replacement Top Handle C hain, 305mm Lg, Steel, Drive Links 51, G auge 1.1mm, Pitch 8.3mm, for Milwaukee M | MILWAUKE | MILWAUKEE POWER TOOLS | 49162742 | CURRENT
002600026 | CHAINSAW | SAW:PWR;BATT CHAINSAW,18V TELESCOPE POLE CHAINSAW; Milwaukee Telescoping Pole Saw , M18 Fuel, 18V Li-Ion Cordless Brushles s, 305mm Lg Bar, 2.7m Collapsed to 4m Ex | MILWAUKE | MILWAUKEE POWER TOOLS | M18FPLST12 | CURRENT
002407010 | LOCATOR | MKR:CBL;TXR ELEC,LOCATOR,CLIP,W/ DIR CON LOCATOR Ridgid Model 21893-SR20, Locator Kit, 10Hz - 35Hz c/w ST-305 Transmitter & 4" Induction Clamp | TEN | THE ENERGY NETWORK | SR-20-KIT | CURRENT
002600029 | MAGNET | MAGN;RARE E,SWITHGEAR PANEL MAG FOR SUBS MAGNET; Rare Earth, Stud Finder, Multi-p urpose Tool, Substation Panel Magnet, to Temporarily attach documents to Switchg | AMFMAG | AMF MAGNETICS AUSTRALIA | STUDFINDER | CURRENT
002403385 |  | HD;AVERAGE HAND DRV,13MM,FOR EXTENDABLE DRIVE HEAD,EARTH ROD Hand Drive Head, fo r 13mm Extendable Ground Rod, Average Dr ive (scm) | PLP AUST | PREFORMED LINE PRODUCTS (AUST) | D-DHT15 | CURRENT
R917521 |  | TX:DIST;25KVA,11KV,1PH,POLE TRANSFORMER,DISTRIBUTION Pole Mount, 11k V, 25kVA, 1 Ph, (Pallet x 4) (scm) | WILSON | WILSON TRANSFORMER CO. PTY LTD | 873-A371-1 | CURRENT
002407263 | LINK,EXTENSION | LINK:EXT;MK 95 LINK,EXTENSION Mark 95, ETS 11-09-01 | PLP AUST | PREFORMED LINE PRODUCTS (AUST) | LSP-120-250ER | CURRENT
000104363 | SEALING COMPOUND | COMP:SEALING;250G TUB,PLUG N DIKE,STOP SEALING COMPOUND Plug N Dike, Stop Leak Putty, 250g Tub (P12) | MMELEC | MM ELECTRICAL MERCHANDISING | AESPND250 | CURRENT
002600061 | RACK,ELEC EQUIP | RACK;PSL2,1U,UIB,NI+KIT FOR 32V BATT CHG RACK,ELEC EQUIP; Magazine Sub-Rack, Mini CSU, PSL2, 1U, User Interface Board, No Interface c/w Backplane Kit MCSU-4, suit | RTP | RECTIFIER TECHNOLOGIES PACIFIC PTY LTD | RT048PSLFNI + 18111010000 | CURRENT
002600061 | RACK,ELEC EQUIP | RACK;PSL2,1U,UIB,NI+KIT FOR 32V BATT CHG RACK,ELEC EQUIP; Magazine Sub-Rack, Mini CSU, PSL2, 1U, User Interface Board, No Interface c/w Backplane Kit MCSU-4, suit | ACCULEC | ACCULEC PTY LTD - E18524 | RT048PSLFNI + 18111010000 | CURRENT
002600060 | CONTROLLER | CTRLR; MCSU, 4W, 32VDC, FOR 32V BATT CHG CONTROLLER; MiniCSU, 4W, 32V DC, suit 32 V Battery Chargers | RTP | RECTIFIER TECHNOLOGIES PACIFIC PTY LTD | RT03200MCSU-RTP | CURRENT
002600060 | CONTROLLER | CTRLR; MCSU, 4W, 32VDC, FOR 32V BATT CHG CONTROLLER; MiniCSU, 4W, 32V DC, suit 32 V Battery Chargers | ACCULEC | ACCULEC PTY LTD - E18524 | RT03200MCSU-RTP | CURRENT
002600050 | RECTIFIER | RECTR;RT9,32V,1.2KW,50A,FOR 32V BATT CHG RECTIFIER; RT9, 32V, 1.2kW, 50A, suit 32 V Battery Chargers | RTP | RECTIFIER TECHNOLOGIES PACIFIC PTY LTD | RT9-32/1.2KW-RTP | CURRENT
002600050 | RECTIFIER | RECTR;RT9,32V,1.2KW,50A,FOR 32V BATT CHG RECTIFIER; RT9, 32V, 1.2kW, 50A, suit 32 V Battery Chargers | ACCULEC | ACCULEC PTY LTD - E18524 | RT9-32/1.2KW-RTP | CURRENT
002600051 | LANYARD,SAFETY,INDUSTRIAL | LANYARD;RETRACT,TOOL,0.9KG,EXTD TO 122CM LANYARD,SAFETY,INDUSTRIAL; Tool Lanyard, Retractable, Extends up to 122cm, 0.9kg Capacity, Plastic & S/Steel, ANSI/ISEA | ATOMSUPP | ATOM SUPPLY | 553358 | CURRENT
002600052 | CIRCUIT BREAKER | CB;CA9,100/25VAC & DC,AC-3 190A 90KW,3P CIRCUIT BREAKER; CA9 Power Contactor AC Switching, 100/250V AC & DC, AC-3 190A, AC-3 90kW, 3 Pole, 196 x 105 x 169.5mm, | SPRECHER | SPRECHER + SCHUH | CA9190EI11120W | CURRENT
002600052 | CIRCUIT BREAKER | CB;CA9,100/25VAC & DC,AC-3 190A 90KW,3P CIRCUIT BREAKER; CA9 Power Contactor AC Switching, 100/250V AC & DC, AC-3 190A, AC-3 90kW, 3 Pole, 196 x 105 x 169.5mm, | CNWPL | CNW PL - SLACKS CREEK | NHPCA9190EI11120W | CURRENT
002500775 | CIRCUIT BREAKER | MCB AZ, 125A, C-Curve, 1 Pole, 27mm, suit APS DC System | EATON | EATON ELECTRIC SYSTEMS PTY LTD | AZ-C125 | CURRENT
002500775 | CIRCUIT BREAKER | MCB AZ, 125A, C-Curve, 1 Pole, 27mm, suit APS DC System | POWERON | POWER ON AUSTRALIA PTY LTD | POA18203 | CURRENT
002500783 | CIRCUIT BREAKER | MCB FAZ, 2A, C-Curve, 1 Pole, 18mm, suit APS DC System | EATON | EATON ELECTRIC SYSTEMS PTY LTD | FAZ-C2/1 | CURRENT
002500783 | CIRCUIT BREAKER | MCB FAZ, 2A, C-Curve, 1 Pole, 18mm, suit APS DC System | POWERON | POWER ON AUSTRALIA PTY LTD | POA16981 | CURRENT
002500791 | CIRCUIT BREAKER | MCB FAZ, 4A, C-Curve, 1 Pole, 18mm, suit APS DC System | EATON | EATON ELECTRIC SYSTEMS PTY LTD | FAZ-C4/1 | CURRENT
002500791 | CIRCUIT BREAKER | MCB FAZ, 4A, C-Curve, 1 Pole, 18mm, suit APS DC System | POWERON | POWER ON AUSTRALIA PTY LTD | POA17072 | CURRENT
002500809 | CIRCUIT BREAKER | MCB FAZ, 6A, C-Curve, 1 Pole, 18mm, suit APS DC System | EATON | EATON ELECTRIC SYSTEMS PTY LTD | FAZ-C6/1 | CURRENT
002500809 | CIRCUIT BREAKER | MCB FAZ, 6A, C-Curve, 1 Pole, 18mm, suit APS DC System | POWERON | POWER ON AUSTRALIA PTY LTD | POA16968 | CURRENT
002500817 | CIRCUIT BREAKER | MCB FAZ, 10A, C-Curve, 1 Pole, 18mm, suit APS DC System | EATON | EATON ELECTRIC SYSTEMS PTY LTD | FAZ-C10/1 | CURRENT
002500817 | CIRCUIT BREAKER | MCB FAZ, 10A, C-Curve, 1 Pole, 18mm, suit APS DC System | POWERON | POWER ON AUSTRALIA PTY LTD | POA16969 | CURRENT
002500825 | CIRCUIT BREAKER | MCB FAZ, 16A, C-Curve, 1 Pole, 18mm, suit APS DC System | EATON | EATON ELECTRIC SYSTEMS PTY LTD | FAZ-C16/1 | CURRENT
002500825 | CIRCUIT BREAKER | MCB FAZ, 16A, C-Curve, 1 Pole, 18mm, suit APS DC System | POWERON | POWER ON AUSTRALIA PTY LTD | POA16970 | CURRENT
002500833 | CIRCUIT BREAKER | MCB FAZ, 20A, C-Curve, 1 Pole, 18mm, suit APS DC System | EATON | EATON ELECTRIC SYSTEMS PTY LTD | FAZ-C20/1 | CURRENT
002500833 | CIRCUIT BREAKER | MCB FAZ, 20A, C-Curve, 1 Pole, 18mm, suit APS DC System | POWERON | POWER ON AUSTRALIA PTY LTD | POA16971 | CURRENT
002500841 | CIRCUIT BREAKER | MCB FAZ, 25A, C-Curve, 1 Pole, 18mm, suit APS DC System | EATON | EATON ELECTRIC SYSTEMS PTY LTD | FAZ-C25/1 | CURRENT
002500841 | CIRCUIT BREAKER | MCB FAZ, 25A, C-Curve, 1 Pole, 18mm, suit APS DC System | POWERON | POWER ON AUSTRALIA PTY LTD | POA16972 | CURRENT
002500858 | CIRCUIT BREAKER | MCB FAZ, 32A, C-Curve, 1 Pole, 18mm, suit APS DC System | EATON | EATON ELECTRIC SYSTEMS PTY LTD | FAZ-C32/1 | CURRENT
002500858 | CIRCUIT BREAKER | MCB FAZ, 32A, C-Curve, 1 Pole, 18mm, suit APS DC System | POWERON | POWER ON AUSTRALIA PTY LTD | POA16973 | CURRENT
002500866 | CIRCUIT BREAKER | MCB FAZ, 40A, C-Curve, 1 Pole, 18mm, suit APS DC System | EATON | EATON ELECTRIC SYSTEMS PTY LTD | FAZ-C40/1 | CURRENT
002500866 | CIRCUIT BREAKER | MCB FAZ, 40A, C-Curve, 1 Pole, 18mm, suit APS DC System | POWERON | POWER ON AUSTRALIA PTY LTD | POA16974 | CURRENT
002500874 | CIRCUIT BREAKER | MCB FAZ, 50A, C-Curve, 1 Pole, 18mm, suit APS DC System | EATON | EATON ELECTRIC SYSTEMS PTY LTD | FAZ-C50/1 | CURRENT
002500874 | CIRCUIT BREAKER | MCB FAZ, 50A, C-Curve, 1 Pole, 18mm, suit APS DC System | POWERON | POWER ON AUSTRALIA PTY LTD | POA16975 | CURRENT
002500882 | CIRCUIT BREAKER | MCB FAZ, 63A, C-Curve, 1 Pole, 18mm, suit APS DC System | EATON | EATON ELECTRIC SYSTEMS PTY LTD | FAZ-C63/1 | CURRENT
002500882 | CIRCUIT BREAKER | MCB FAZ, 63A, C-Curve, 1 Pole, 18mm, suit APS DC System | POWERON | POWER ON AUSTRALIA PTY LTD | POA16976 | CURRENT
002500890 | SWITCH,AUXILIARY | for MCB FAZ, 1NO+1NC, suit APS DC System | EATON | EATON ELECTRIC SYSTEMS PTY LTD | FAZ-XHIN11 | CURRENT
002500890 | SWITCH,AUXILIARY | for MCB FAZ, 1NO+1NC, suit APS DC System | POWERON | POWER ON AUSTRALIA PTY LTD | POA16967 | CURRENT
002500908 | SWITCH,AUXILIARY | for MCB AZ/PLHT, 1NO+1NC, suit APS DC System | EATON | EATON ELECTRIC SYSTEMS PTY LTD | Z-LHK | CURRENT
002500908 | SWITCH,AUXILIARY | for MCB AZ/PLHT, 1NO+1NC, suit APS DC System | POWERON | POWER ON AUSTRALIA PTY LTD | POA16962 | CURRENT
002490563 | CHARGER,BATTERY | APR48-ES, Energy Saver Rectifier Module, 48V DC, 2000W, suit APS DC System | EATON | EATON ELECTRIC SYSTEMS PTY LTD | APR48-ES | CURRENT
002490563 | CHARGER,BATTERY | APR48-ES, Energy Saver Rectifier Module, 48V DC, 2000W, suit APS DC System | POWERON | POWER ON AUSTRALIA PTY LTD | POA15194 | CURRENT
002500924 | RELAY,PROTECTION | M871  NS0273 Capacitor Voltage Transformer Monitor IED, 1/5A AC Nom 24-250V DC Aux, RS485 & 100 Base FX Fibre Comms | ADAPT | ADAPT AUSTRALIA PTY LTD | M871280YF12C | CURRENT