## ERG
Ergon Approved Products List |  |  |  |  | Form 2020 06/06/2023
The Ergon Energy Approved Product List provides details of approved materials and current known suppliers of these items used in the Ergon Energy Network. Those purchasing materials for the electrical network owned and operated by Ergon Energy may purchase these approved products from any supplier of the respective approved products on the list. Suppliers who wish to have an item approved for use that is not currently on the approved products list may either: a) Submit an offer for the supply of the respective item to Ergon Energy during the next available tender process, or b) Make a written application to Ergon Energy's single point of contact - Email: EQL_Product_Evaluation@energyq.com.au detailing the existing Stock Code against which the item is to be considered. On receipt of the application Ergon Energy will return to the Supplier for completion the Technical Specifications against which the offered equipment will be assessed with the timeline to assess the product(s). Charges apply for this service and a written quote will be provided with the Technical Specification. NOTE 1) Suppliers should note that the Approved Materials Supplier listing for any item is only valid for the duration of the current Ergon Energy purchase contract for any particular stock code item. This will typically be a maximum of 3 years, and may be much less. This is to ensure that all products meet Ergon Energy's changing specifications and changes in technology and industry standards. NOTE 2) When purchasing Plant Items such as transformers, RMU's, CT's, VT's, Switchgear etc, from Suppliers, the Contractors must email tech.enquiries@ergon.com.au requesting a Plant No. and advise Supplier Name, Stock Code and Item type, e.g. transformer. The Plant No. must be placed on the item as detailed in the email advice.
STOCK_CODE | ITEM_NAME | DESCRIPTION | MNEMONIC | MNEMONIC_DESCRIPTION | PART_NO | CLASSIFICATION | Column1
3453 | SWITCH,AIR BREAK | 36kV, 800A, 200kV BIL, 3Ph, Vertibreak, Disconnector c/w Manual Up/Down Operating Handle, Downroad Galv Mild Steel Pipe 25NB, w/out Aux Switches & | AEMAUST | AEM AUSTRALIA PTY LTD | PR36 | Active | 1
243 | CAPACITOR ASSEMBLY | Type CHD500B, 21.3uF, Capacitor Can, ABB | ABBAUST | ABB AUSTRALIA PTY LTD | CHD500B | Phasing | 5
104176 | FUSE LINK,EXPULSION | 30A, 69kV, Type PE | PWRHDIST | POWERHOUSE DISTRIBUTION | PH-PE69030 | Active | 5
113013 | INSULATION HOOD | Shroud c/w Screws, suit CF1 Circuit Breaker | IDEALELE | IDEAL ELECTRICAL SUPPLIERS | CFS1 | Active | 1
326271 | HAND CLEANER | Glad Hands, 750ml Cartridge (Office)(P9) | MINEHAN | MINEHAN AGENCIES PTY LTD | 16-01-1086 | Active | 1
367963 | HERBICIDE,GLYPHOSATE | 360g to Litre, 5L Container (Roundup or Equiv) | BLKWOODJ | J BLACKWOOD & SONS LIMITED | 461822 | Active | 1
491669 | WIRE,NONELECTRICAL | Tie Wire, 2.64mm, Cu Annealed, Max 10kg Coil, 21m/kg, JTS 03-03-01 (scm) | MIDLAND | MIDLAND METALS OVERSEAS PTE LTD | MMO-2.64 TIE ANN.CU. | Active | 1
491669 | WIRE,NONELECTRICAL | Tie Wire, 2.64mm, Cu Annealed, Max 10kg Coil, 21m/kg, JTS 03-03-01 (scm) | DULHUNTY | DULHUNTY POWER (AUST) PTY LTD | TW-C-264-25 | Active | 2
1713431 | STAYROD | Eye Bolt, M24 x 350mm, Galv, 45Deg, CA Dwg 22-A4-482 | MULLINGS | MULLINGS FASTENERS | 2758325 | Active | 1
2400677 | ROD,ANCHOR | Screw, Swamp 1.5" sq, Section x 7', Galv, for Swamp SS Guy Anchor | TEN | THE ENERGY NETWORK (AUST) PTY LTD | D6625U | Active | 1
2403732 | POLENAIL | Power Beam, Mini, Type PB 96130, Post Support, for Pole Reinstatement, Dwg PC16/306/3 (P5) | HUNTENG | HUNT ENGINEERING & STAFF | PB96/30 | Active | 1
2403733 | POLENAIL | Power Beam, Large, Type 21, Post Support, for Pole Reinstatement, Dwg PC16/306/1B (P5) | HUNTENG | HUNT ENGINEERING & STAFF | PC16/3061/1B | Active | 1
2403736 | POLENAIL | Power Beam, Micro, Type MK111, Post Support, for Pole Reinstatement, for Telstra Work | HUNTENG | HUNT ENGINEERING & STAFF | MICROBEAM | Active | 1
2405310 | MARKER,AIRCRAFT WARNING | 300mm Dia, Yellow c/w Mounting Preforms, suit Conductor Dia of 10.0-12.99mm, 3/2.75 SC/AC & Mars (P2) | PLP | PREFORMED LINE PRODUCTS (AUST) | AWSY300 | Active | 1
2405659 | INTERRUPTER | Load Break Interrupter, suit Mounting to ABB Unitised Air Break Switches | ABBAUST | ABB AUSTRALIA PTY LTD | 7291200 | Active | 1
2406982 | NUT,PLAIN,HEX | M5, Nickel Plated Brass, Thin (P100) (scm) | THEBLTPL | THE BOLT PLACE | 2406982 | Active | 1
2429082 | INSULATOR,TEST | Digital Insulator Tester, 0 - 40kV c/w 2 x Probes & Hard Case | SPECFORC | SPECIALISED FORCE PTY LTD | E1669001 | Active | 1
2458222 | BUSHING,SLEEVE | Elbow Boot, suit 11kV, XLPE Cable 240-400mm2 & 11kV FBX RMU, suit Bushing 46-70mm Dia, 3M TP-500 or Equiv (3 per Set) (scm) | 3MAUST | 3M AUSTRALIA PTY LTD | TP-500 (SET OF 3) | Active | 5
560984 | INSULATOR,STRAIN | 11kV, 95kV BIL, Polymer, 70kN, Tongue & Clevis, c/w 16mm Round Pin, ETS 10-02-01, Item 1 (scm) | FLOWLINE | FLOWLINE INDUSTRIES PTY LTD | EH4015001 | Active | 1
2409209 | WASHER,FLAT | Square, M16, 75 x 75 x 6mm, Galv, EE Dwg ES000627-01 EE Dwg 907224-09 | ISM | ISM MANUFACTURING PTY LTD | ERGON-907224-09-16 | Active | 1
249 | BUSHING ASSEMBLY,HV | Model GOB 380/1250, 132kV, ABB | ABBAUST | ABB AUSTRALIA PTY LTD | 040-0346P01 | Phasing | 5
255 | BUSHING ASSEMBLY,HV | 33kV, 2650A, Grey | ABBAUST | ABB AUSTRALIA PTY LTD | 040-2203P13 | Active | 5
256 | BUSHING ASSEMBLY,HV | HD2, 22kV, 2000A, Grey, CF | ABBAUST | ABB AUSTRALIA PTY LTD | 040-2202P12 | Active | 5
263 | BUSHING ASSEMBLY,HV | HD2, 22kV, 2650A, Grey, WTC | ABBAUST | ABB AUSTRALIA PTY LTD | 040-2205P11 | Active | 5
477305 | SPLICE,CONDUCTOR | Preformed, FT, 7/4.50 AAC, Colour Code Green (P10) | PLP | PREFORMED LINE PRODUCTS (AUST) | AFS-135 | Active | 1
2080233 | SPLICE,CONDUCTOR | Preformed, FT, 3/4/.1327 ACSR Snipe, Imp, Colour Code Yellow (P25) | PLP | PREFORMED LINE PRODUCTS (AUST) | AFS-101-AW | Active | 5
2080233 | SPLICE,CONDUCTOR | Preformed, FT, 3/4/.1327 ACSR Snipe, Imp, Colour Code Yellow (P25) | TYCOELEC | TYCO ELECTRONICS | FTS1011 | Active | 1
3378 | RECLOSER,AUTO | N38kV,16kA-630A Cable, Ultra ADVC Cubical c/w FlexVue HMI, FTIM Connection Cable, Top Auxiliary Tray & 12 AH Batteries, Instantaneous Power, Voltage | NULEC | NU-LEC INDUSTRIES PTY LTD | 8800163100: N38KV-16KVA | Active | 1
104353 | RECLOSER,AUTO | 22kV c/w Ctrl Cub, 3 Ph, 630A 12.5kA Cap SF6/Vacuum to suit ext 240v supply in Substations 7m Ctrl Cable 185mm2 XLPE Pwr cable DNP 3.0 Protocol Combined Data | NULEC | NU-LEC INDUSTRIES PTY LTD | N27-ACR-SF6-27-12-150 | Active | 5
104354 | RECLOSER,AUTO | 33kV c/w Ctrl Cub, 3 Ph, 630A,12.5kA Cap SF6/Vacuum to suit ext 240V supply in Substations 7m Ctrl Cable 185mm2 XLPE Pwr Cable DNP 3.0 Protocol Combined Data | NULEC | NU-LEC INDUSTRIES PTY LTD | N38-ACR-SF6-38-12-170-C | Active | 5
2430585 | FLAG,SIGNAL | Peg Clip, Warning for Polarity Test In Progress, 450 x 50mm, Warning Symbol & Text on Front, Warning Bars on Back c/w 300mm Line attaching Peg & Warning Flag, | ARTCRAFT | ARTCRAFT PTY LTD (QLD) | EQL190613 C0010018 | Active | 1
2434850 | ANTENNA | Stud Mount Unity Gain Coax Dipole, Flexible Whip, 860-930MHz, 2m RG174 FME Connector c/w Mounting Bracket Kit, EE Dwg SR000401R127-EEACT | RFIND | RF INDUSTRIES PTY LTD | CD1170-F-VA1 | Active | 1
2454759 | CABLE,FIBRE OPTIC | U/Ground, Dry Core, 24 Fibres, SMOF, OTP to OPGW, PE Sheath Wrapped Core, Nylon Jacket, Grey Outer Cover, Termite Protection, Rodent Resistant, AS/CA S008 | CORNCBLE | CORNING CABLE SYSTEMS | G24SAUPGN | Active | 1
104475 | BEND,ELECTRICAL CONDUIT | 125mm, 90 Deg, 1000mm Rad, UPVC, LD, Socket to Socket, Orange Elec, AS/NZS 2053.2 (scm) | MMELEC | MM ELECTRICAL MERCHANDISING | CNXCONX125LD1000R90 | Active | 1
2406996 | BEND,ELECTRICAL CONDUIT | 40mm, 90 Deg, 300mm Rad, UPVC, HD, Socket to Socket, Orange Elec, Dwg 875254-01 (scm) | VINIDEX | VINIDEX PTY LTD | 60608 | Active | 1
2438802 | BEND,ELECTRICAL CONDUIT | 150mm, 15 Deg, 1830mm Rad, HD, Orange | MMELEC | MM ELECTRICAL MERCHANDISING | PIP150HDCON1830R15B | Active | 1
104514 | CRIMPING TOOL,HYDRAULIC | Remote Crimp Head, 12 Tonne, Operate from Hydraulic Intensifier, 10000psi Crimp Pressure | LEGEND | LEGEND POWER SYSTEMS | RCH131 | Active | 1
2402976 | HOLDER,CUTTING TOOL | Adaptor, Tooth Holder, Earth Auger, suits Earth Auger Drillig Bits, RH Type | DTHPROD | DTH PRODUCTS PTY LTD | S900438 | Active | 1
2406871 | DRILL,PORTABLE | Drilling Machine Capacity 13mm Steel, 36mm Wood, No Load Speed 600 RPM, 750W, Reversable | MAKITA | MAKITA INDUSTRIAL POWER TOOLS | DS4011 | Active | 5
2425932 | WRENCH,SPANNER | Voltage Link, for use with CT Test Block | EUGAQUIP | EUGAQUIP ENGINEERING | TB-NDRI | Active | 5
2427433 | MAT,LANDING | Soil, HD Vinyl c/w Webbing Reinforcing & Lifting Loops, Manual Handling Only, for Soil Containment on Footpaths During Minor Excavations around Treated Poles, | TEN | THE ENERGY NETWORK (AUST) PTY LTD | TENM711 | Active | 1
2433993 | ELECTRODE | S/Steel, 3xGround Earth Stakes, 350mm Lg Screw one end, 80mm T (or Angle) Top c/w Hole for 4mm Plug other end (for use in Earth Resistant Tester Kit IIN2433902) | PTE | PACIFIC TEST EQUIPMENT PTY LTD | PTE-018X3 | Active | 1
2434413 | POLE,LINE CONSTRUCTION,METAL | Replacement Head Section, Al, 1 Ph, 300mm W to attach Stays & Line Insulator to suit 9.0m, 127mm Dia Temporary Pole, EE Dwg 958107-01 | ULLRICH | ULLRICH ALUMINIUM PTY LTD | ERGONHEADSECTION | Active | 1
2417434 | PLATE,METAL | Roof Plate, S/Steel, Min of 400mm Lg, Multiple Holes for screwing to roof, for Restraint Anchorage, One Clip in point for Karabiner, AS/NZS 1891.3 | HGHTDYNM | HEIGHT DYNAMICS | BRETETHER500 | Active | 1
2439891 | WINCH,PERSONNEL RESCUE | Resue Pulley System, Mini Haul Trak Kit, Compact, for Tower Rescue | AEGISAFE | AEGIS SAFETY PTY LTD | HSVKIT MINI HAUL | Active | 1
2439974 | LABEL | INDUSTRIAL, Maximum Load 140kg, FED 9.4, for Branach Ladder | BLKWOODJ | J BLACKWOOD & SONS LIMITED | 1641613 | Active | 1
2425247 | BAT REMOVAL KIT | c/w 1 x "BAT REMOVAL KIT" Label, 1 x 16" HD Tong, 1 x Full Face Shield & Visor, 1 x 500ml Bottle Eye Wash Saline Solution, 1 x 500ml Betadine, 1 x Soap | PRALSAFE | PROTECTOR ALSAFE | BAT REMOVAL KIT COMPLETE | Active | 1
104390 | LOUVRE,LIGHT | Anti-Glare, Replacement Diffuser c/w Front & Rear Shields, for Sylvania Roads Luminaries 400W HPS Only, Road Visor SCO HI-TMP Spare Glare (scm) | SYLVANIA | SYLVANIA SCHREDER | PR00004 | Active | 1
2435428 | COMPUTER,DATA TRANSFER | Switch 2921, w/3 GE, 4 EHWIC, 3 DSP, 1 SM, 256MB CF, 512MB DRAM, IPB | CISCO | CISCO SYSTEMS INC (MANUFACTURER) | CISCO2921/K9 | Active | 5
2435477 | COMPUTER,DATA TRANSFER | Integrated Service Router, ADSL Security | CISCO | CISCO SYSTEMS INC (MANUFACTURER) | CISCO877-5 | Active | 5
2435576 | CARD,COMPUTER | ADSL High Speed Interface Card, 1 Port, ADSLoPOTS HWIC | CISCO | CISCO SYSTEMS INC (MANUFACTURER) | HWIC-1ADSL= | Active | 5
3364 | INDICATOR,DIGITAL DISPLAY | Integra 1630 Meter, 100-240V L-L 3Ph, 57.7-139V L-N 3Ph Input, 5A CT Operated 3Ph, 45-66Hz Aux, 12-48V DC Output, 1 Modbus, DIN 96mm Panel Mount, Low | CROMPTON | CROMPTON INSTRUMENTS (AUST) P/L | INT-1630-L-5-L-010 | Active | 1
290 | CAPACITOR ASSEMBLY | Type CHD490B, 3.3uF, 117kVAr, 10.75kV, 50Hz, 1 Ph, Capacitor Can, Insulation 50/150, Fluid Type M/DBT, AS 2987, ABB, YOM 1997 | ABBAUST | ABB AUSTRALIA PTY LTD | CHD490B | Active | 5
425909 | FUSE,CARTRIDGE | 415V AC, HRC Cartridge JP Type, 200A, 2 Hole Bolt-in Slotted Centre Tags, 82mm Fixing Centres Wedge Type Carrier | FUSECO | FUSECO POWER SOLUTIONS PTY LTD | JPU200 | Active | 5
1011517 | FUSE,CARTRIDGE | 660V AC, HRC Cartridge TIA Type, 10 Amp, 2 Hole Bolt in Offset Tags, 73mm Fixing Centres | FUSECO | FUSECO POWER SOLUTIONS PTY LTD | TIA10 | Active | 5
2403164 | FUSE,CARTRIDGE | 500V AC, HRC DIN Type, 100A, Size 2, ETS 12-02-01 Group E (scm) | FUSECO | FUSECO POWER SOLUTIONS PTY LTD | NH2F-100 | Active | 5
2404922 | FUSE,CARTRIDGE | 12kV, Full Range, RMU DIN Type, Air Insulated, 25A, Barrel 292mm Lg, 50.8mm Dia, End Caps 34mm Lg, 45mm Dia c/w Striker Pin to DIN Standard 43625, | FUSECO | FUSECO POWER SOLUTIONS PTY LTD | 3000403/25 | Active | 1
2406251 | FUSE,CARTRIDGE | 660V AC, HRC Cartridge TIA Type, 32A, 2 Hole Bolt in Offset Tags 73mm Fixing Centres | FUSECO | FUSECO POWER SOLUTIONS PTY LTD | TIA32 | Active | 1
2425676 | SOCKET | Ring, 60mm, suit N4400LCK Torque Wrench, Bestool Kanon part 4400RCK55 Ring | SPECFORC | SPECIALISED FORCE PTY LTD | 4400RCK55 RING | Active | 1
104605 | FUSE LINK,EXPULSION | 12A, Class K (scm) | NGKSTANG | NGK STANGER PTY LTD | ZXC705-12BK37 | Active | 1
104699 | RECLOSER,AUTO | Hydraulic, 11/12.7/19.1kV, SWER, 5A Coil, 10A Trip 2A2B Sequence, ETS 06-07-01 (scm) | COOPER | COOPER ELECTRICAL AUSTRALIA PTY LTD | KE05B22 | Active | 1
104702 | RECLOSER,AUTO | Hydraulic, 11/12.7/19.1kV, SWER, 10A Coil, 20A Trip 2A2C Sequence, ETS 06-07-01 (scm) | COOPER | COOPER ELECTRICAL AUSTRALIA PTY LTD | KE10C22 | Active | 1
2416519 | BRACE,CROSSARM | Compression, RH, 75 x 75 x 5 x 2586 Lg, Galv Steel, Stamp with "IIN2416519", EE Dwg ES000774-01 (scm) | ISM | ISM MANUFACTURING PTY LTD | ERGENE-905202-02-01 | Active | 1
2416527 | BRACE,CROSSARM | Compression, LH, 75 x 75 x 5 x 2586 Lg, Galv Steel, Stamp with "IIN2416527", EE Dwg ES000774-01 (scm) | ISM | ISM MANUFACTURING PTY LTD | ERGENE-905202-02-02 | Active | 1
1703441 | BOLT,MACHINE | M12 x 240mm, Hex, Galv c/w Galv Hex Nut, Aust Std (P50) | THEBLTPL | THE BOLT PLACE | 1703441 | Active | 1
2406979 | WASHER,FLAT | Round, M6, 12.5 x 1.2mm, S/Steel Gde 316 (P100) | GLBFAST | GLOBAL FASTENERS (QLD) PTY LTD | WFRS6M06125T12 | Active | 2
2406979 | WASHER,FLAT | Round, M6, 12.5 x 1.2mm, S/Steel Gde 316 (P100) | THEBLTPL | THE BOLT PLACE | 2406979 | Active | 1
2406979 | WASHER,FLAT | Round, M6, 12.5 x 1.2mm, S/Steel Gde 316 (P100) | HOBSON | HOBSON ENGINEERING CO PTY LTD | WR16PM06 | Active | 2
136059 | CONNECTOR ELBOW | 400A, to suit 22kV 35mm2 Al 3C XLPE Cable, Elastimold K400LRG-FG-35km-12-1 (Single Elbow Kit Only) Transformer & RMU Terminations | AUSTMOLD | AUSTRALMOLD PTY LTD | K400LR/G1535KM121 | Active | 1
2433308 | FIXTURE,LIGHTING | Watchman, Security Light, E40/45, Lamp Holder, Al Body Guard (scm) | EYELIGHT | EYE LIGHTING AUSTRALIA PTY LTD | 250960 | Active | 1
2433308 | FIXTURE,LIGHTING | Watchman, Security Light, E40/45, Lamp Holder, Al Body Guard (scm) | EYELIGHT | EYE LIGHTING AUSTRALIA PTY LTD | 250960-WATCHMAN UNIT 250-400W | Active | 2
2404145 | FUSE,CARTRIDGE | 6.3A, 24kV, Powder Filled c/w Thermal Overload Release | ORMAUST | ORMAZABAL AUSTRALIA P/L | 67240.0069 | Active | 5
2406139 | INSULATION SLEEVING,ELECTRICAL | Heat Shrink Tubing, 50/16mm, 150mm Lg, Medium Wall, Coated Internally c/w Sealant (scm) | TECONN | TE CONNECTIVITY LTD | MWTM-50/16-150/S(S50) | Active | 1
2406139 | INSULATION SLEEVING,ELECTRICAL | Heat Shrink Tubing, 50/16mm, 150mm Lg, Medium Wall, Coated Internally c/w Sealant (scm) | GILBERT | GILBERT LODGE AUSTRALIA PTY LTD | RAYMWTM50/16-150 | Active | 2
2404313 | INSULATION SLEEVING,ELECTRICAL | Heat Shrink Tubing, 160/50mm, Medium Wall, Lined, Standard | TECONN | TE CONNECTIVITY LTD | MWTM-160/50-1200/S(S5) | Active | 1
2404313 | INSULATION SLEEVING,ELECTRICAL | Heat Shrink Tubing, 160/50mm, Medium Wall, Lined, Standard | GILBERT | GILBERT LODGE AUSTRALIA PTY LTD | RAYMWTM160/50 | Active | 2
1865698 | BEND,ELECTRICAL CONDUIT | 32mm, 90 Deg, 304mm Rad, UPVC, HD, Socket to Socket, Orange Elec, AS/NZS 2053.2, Dwg 22-A4-514 (for R/hampton use) | HAYMANS | HAYMANS ELECTRICAL | 32HDCON305R90B | Active | 1
2404139 | FUSE,CARTRIDGE | 24kV, Full Range, RMU DIN Type, Air Insulated, 40A, Barrel 442mm Lg, 50.8mm Dia, End Caps 33mm Lg, 45mm Dia c/w Striker Pin to DIN Standard 43625, | FUSECO | FUSECO POWER SOLUTIONS PTY LTD | 3001403/40 | Active | 1
2406252 | FUSE,CARTRIDGE | 500V AC, HRC DIN Type, 250A, Size 2, ETS 12-02-01 Group E (scm) | FUSECO | FUSECO POWER SOLUTIONS PTY LTD | NH2F-250 | Active | 1
2427912 | CABLE BOX ASSEMBLY | LV, Air Cable Box, suit 22kV, 1500kVA Groundmount Transformer c/w Busbar, Flexible Connections, Bolts & Nuts, ETS 02-03-02 Item 6 | WILSON | WILSON TRANSFORMER CO. PTY LTD | 876-0647-11-AA | Active | 1
610071 | FUSE LINK SOLID | Expulsion, 100A, Min 6mm2 c/w Screw On Button Head for 12, 24 & 36kV EDOs, TS 06-03-01 (scm) | NGKSTANG | NGK STANGER PTY LTD | 72693 | Active | 1
610071 | FUSE LINK SOLID | Expulsion, 100A, Min 6mm2 c/w Screw On Button Head for 12, 24 & 36kV EDOs, TS 06-03-01 (scm) | ABBAUST | ABB AUSTRALIA PTY LTD | 72311351 | Active | 2
610071 | FUSE LINK SOLID | Expulsion, 100A, Min 6mm2 c/w Screw On Button Head for 12, 24 & 36kV EDOs, TS 06-03-01 (scm) | ABBAUST | ABB AUSTRALIA PTY LTD | 7502544 | Active | 2
408877 | FUSE,CARTRIDGE | 250V AC, HRC Cartridge OK Type, 45A, 35 x 16.7mm Dia | FUSECO | FUSECO POWER SOLUTIONS PTY LTD | LK45 | Active | 5
104804 | BRAID,WIRE | Cu, 448/0.25mm, 25 x 300mm, Soft Drawn, Electrical Grounding, for Earthing ABS | ECO | ENERGY CORRECTION OPTIONS | ECO556710 | Active | 5
2451623 | TEMPLATE,DRAFTING | Ripple Control Relay Drilling Template, for Mounting Holes & Wiring Entry, 3mm Min Material Size, Clear Polycarbonate | NTHPLAST | NORTHERN PLASTIC SUPPLIES & FABRICATION | RELAY-TEM | Active | 1
2404274 | TAPE,INSULATION,ELECTRICAL | Scotch, No 24 | 3MAUST | 3M AUSTRALIA PTY LTD | MMM24 | Active | 5
1762602 | SETSCREW | M8 x 40mm, Hex, S/Steel Gde 316 c/w Hex Nut S/Steel Gde 304, Aust Std (P100) | THEBLTPL | THE BOLT PLACE | 1762602 | Active | 1
1762608 | SETSCREW | M10 x 25mm, Hex, S/Steel Gde 316 c/w S/Steel Gde 304 Hex Nut, Aust Std (P100) (scm) | HOBSON | HOBSON ENGINEERING CO PTY LTD | XEKBS16XCM100025 | Active | 1
1762608 | SETSCREW | M10 x 25mm, Hex, S/Steel Gde 316 c/w S/Steel Gde 304 Hex Nut, Aust Std (P100) (scm) | GLBFAST | GLOBAL FASTENERS (QLD) PTY LTD | SHXS6M100025SO | Active | 2
1727678 | SETSCREW | M12 x 40mm, Hex, S/Steel Gde 316 c/w S/Steel Gde 304 Hex Nut, Aust Std (P100) (scm) | HOBSON | HOBSON ENGINEERING CO PTY LTD | XEKBS16XCM120040 | Active | 1
1727678 | SETSCREW | M12 x 40mm, Hex, S/Steel Gde 316 c/w S/Steel Gde 304 Hex Nut, Aust Std (P100) (scm) | GLBFAST | GLOBAL FASTENERS (QLD) PTY LTD | SHXS6M120040SO | Active | 2
2404272 | SOLVENT | Cable Preparation Fluid, D-Limonene, 500ml | NTHCHEM | NORTHERN CHEMICALS PTY LTD | 1150 | Active | 2
2404272 | SOLVENT | Cable Preparation Fluid, D-Limonene, 500ml | NTHCHEM | NORTHERN CHEMICALS PTY LTD | DL500 | Active | 1
2406142 | INSULATION SLEEVING,ELECTRICAL | Heat Shrink Tubing, 51/16mm, 225mm Lg (scm) | TECONN | TE CONNECTIVITY LTD | WCSM-51/16-225/S(C400) | Active | 1
2406142 | INSULATION SLEEVING,ELECTRICAL | Heat Shrink Tubing, 51/16mm, 225mm Lg (scm) | GILBERT | GILBERT LODGE AUSTRALIA PTY LTD | RAYWCSM56/16-225 | Active | 2
184891 | INSULATION SLEEVING,ELECTRICAL | Heat Shrink Tubing, 25/8mm, 250mm Lg, Medium Wall c/w Sealant (scm) | TECONN | TE CONNECTIVITY LTD | MWTM-25/8-300/S(S50) | Active | 1
184891 | INSULATION SLEEVING,ELECTRICAL | Heat Shrink Tubing, 25/8mm, 250mm Lg, Medium Wall c/w Sealant (scm) | PLP | PREFORMED LINE PRODUCTS (AUST) | CPA-SRH2-034-007-250 | Active | 2
184891 | INSULATION SLEEVING,ELECTRICAL | Heat Shrink Tubing, 25/8mm, 250mm Lg, Medium Wall c/w Sealant (scm) | GILBERT | GILBERT LODGE AUSTRALIA PTY LTD | RAYMWTM25/8-250 | Active | 2
2402147 | HAND CLEANER | Pumice, Waterless, 500ml Squeeze Tube (P12) | BLKWOODJ | J BLACKWOOD & SONS LIMITED | BLA04928768 | Active | 1
104246 | DIFFUSER,LIGHT | Acrylic, to suit Sylvania "Roadster" Normal Streetlight (Major Road) 100, 150 & 250 Watt, Cat No PR 00000 (P10) | SYLVANIA | SYLVANIA SCHREDER | PR00000 PACK10 | Active | 1
2407072 | WASTE DISPOSAL,HAZMAT | Asbestos Bag, Medium, 1100 x 700mm, 0.2mm Polyethylene, marked with Asbestos Hazard Warnings | ALLENS | ALLENS INDUSTRIAL PRODUCTS | PPASBMED-BOX | Active | 1
104482 | BEND,ELECTRICAL CONDUIT | 80mm, 90 Deg, 750mm Rad, UPVC, LD, Socket to Socket, Orange Elec, AS/NZS 2053.2 (scm) | MMELEC | MM ELECTRICAL MERCHANDISING | FABL759080 | Active | 1
104482 | BEND,ELECTRICAL CONDUIT | 80mm, 90 Deg, 750mm Rad, UPVC, LD, Socket to Socket, Orange Elec, AS/NZS 2053.2 (scm) | HAYMANS | HAYMANS ELECTRICAL | FABL759080 | Active | 2
2443497 | PANEL,PATCH,COMMS | 19" Recess, 2RU x DB9 x 16-Way | BBNS | BLACK BOX NETWORK SERVICES | 12120-01 | Active | 1
30080 | CONNECTOR ASSEMBLY,ELECTRICAL | Compression Expansion Termination, suit 125mm Busbar | ADAPTAUS | ADAPT AUSTRALIA PTY LTD | PLKM2904D125E1 | Active | 1
104489 | LINK,COMPRESSION | Cu, 37/.064, Hex Die A/F 13.0mm (Special Imperial) (Utilux H1465 only suitable item) (P25) (scm) | TYCOELEC | TYCO ELECTRONICS | H1465/25 | Active | 1
3383 | RECLOSER,AUTO | N15kV,12.5kA-630A Cable, Ultra ADVC Cubical c/w FlexVue HMI, FTIM Connection Cable, Top Auxiliary Tray & 12 AH Batteries, Instantaneous Power, Voltage | SCHNEIDR | SCHNEIDER PTY LTD (MANUFACTURER) | N15-ACR-SF6-15-12-110 | Active | 1
2404394 | LUBRICANT,CABLE PULLING | 200L Drum | JAMESHRD | JAMES HARDIE AUSTRALIA PTY LTD | HARDIJOIN200LT | Active | 1
104424 | BASE,CONCRETE PRECAST | 850kg, additional for Uniculvert in poor soil conditions (scm) | TRI UGRD | TRI UNDERGROUND AUSTRALIA PTY LTD | UNIBASE | Active | 2
104424 | BASE,CONCRETE PRECAST | 850kg, additional for Uniculvert in poor soil conditions (scm) | BUNDCNCT | BUNDABERG CONCRETE CASTERS | 928 | Active | 1
1780616 | WASHER,FLAT | Square, M24, 75 x 75 x 6mm, Galv, EE Dwg ES000627-01 (P50) (scm) | THEBLTPL | THE BOLT PLACE | 1780616 | Active | 1
1780616 | WASHER,FLAT | Square, M24, 75 x 75 x 6mm, Galv, EE Dwg ES000627-01 (P50) (scm) | MULLINGS | MULLINGS FASTENERS | 340289 | Active | 2
2402158 | THINNER,PAINT PRODUCTS | Lacquer, General Purpose Automotive & Industrial, 4L (P4) | BLKWOODJ | J BLACKWOOD & SONS LIMITED | 701437 | Active | 1
1855522 | NAIL PLATE | Shunt, No 5, 89 x 159mm c/w 27mm Hole, Galv, Dwg 10-1-14/1 (P100) (scm) | MNAIL | MULTINAIL AUSTRALIA PTY LTD | LNSP88160 | Active | 1
2438232 | FIXTURE,LIGHTING | 35W Metal Halide Luminaire, 34mm Spigot c/w Integral Control Gear, PE Cell, Lamp & Power Factor Correction, Minor Roads, EQTS 05-01-01 (scm) | GERARD | GERARD LIGHTING GROUP | JS25BD02L | Phasing | 1
2434694 | RAIL,BARRICADE | Pedestrian, Retractable Barrier Bar, 1.2 to 2m Retractable/Extendable Bar Black/Yellow, fit over Standard Cone or "T" Top Bollard | ALLENS | ALLENS INDUSTRIAL PRODUCTS | A0105 | Active | 1
2434694 | RAIL,BARRICADE | Pedestrian, Retractable Barrier Bar, 1.2 to 2m Retractable/Extendable Bar Black/Yellow, fit over Standard Cone or "T" Top Bollard | BARRIER | BARRIER SECURITY PRODUCTS | RCB2 | Active | 1
2434694 | RAIL,BARRICADE | Pedestrian, Retractable Barrier Bar, 1.2 to 2m Retractable/Extendable Bar Black/Yellow, fit over Standard Cone or "T" Top Bollard | JAYBRO | JAYBRO CIVIL & SAFETY PRODUCTS | 16-RBBAR | Active | 1
2400618 | FUSE,CARTRIDGE | 12kV, HRC RMU Oil Immersed Type, 45A, suits Andelect SDAF3 & L&C GF3 Fuse Switches Barrel 254mm Lg, 68mm Dia, End Caps 40mm Lg 63.5mm Dia with Striker Pin | IPDGROUP | IPD GROUP LIMITED | 120OEFMA25 | Active | 1
2400618 | FUSE,CARTRIDGE | 12kV, HRC RMU Oil Immersed Type, 45A, suits Andelect SDAF3 & L&C GF3 Fuse Switches Barrel 254mm Lg, 68mm Dia, End Caps 40mm Lg 63.5mm Dia with Striker Pin | FUSECO | FUSECO POWER SOLUTIONS PTY LTD | 3014436/45 | Active | 2
30038 | CONNECTOR ASSEMBLY,ELECTRICAL | Compression Splice Component, suit 100mm Busbar | ADAPTAUS | ADAPT AUSTRALIA PTY LTD | PLKM1000D100 | Active | 1
2435923 | CONNECTOR ELBOW | Indoor, Set of 3, 630A, Bolted, suit 11kV, 400mm2, 1 Core XLPE Cable, 185-400mm Mechanical Connectors, CENELEC EN 50180/50181 Interface C Bushings for | TECONN | TE CONNECTIVITY LTD | RSTI-EQ1 | Active | 1
2404310 | INSULATION SLEEVING,ELECTRICAL | Heat Shrink Tubing, 35/12mm, 1.2m Lg, Medium Wall c/w Sealant | TECONN | TE CONNECTIVITY LTD | MWTM-35/12-1200/S(S10) | Active | 1
2404310 | INSULATION SLEEVING,ELECTRICAL | Heat Shrink Tubing, 35/12mm, 1.2m Lg, Medium Wall c/w Sealant | GILBERT | GILBERT LODGE AUSTRALIA PTY LTD | RAYMWTM35/12 | Active | 2
2407344 | STRAP,WEBBING | Equaliser Strap, Rated to 8000kg, Polyester Webbing, Vehicle Recovery | TJM | TJM 4X4 MEGASTORE | 867RECEQT8T | Active | 1
30034 | CONNECTOR ASSEMBLY,ELECTRICAL | Compression Palm, 2 Hole, 50mm Centre, suit 100mm Busbar | ADAPTAUS | ADAPT AUSTRALIA PTY LTD | PLKM1855D100 | Active | 1
2433209 | HOLDER,FACESHIELD | MSA Dielectric Visor Holder, use with MSA v-Gard Advance Type II (Hi-Temp) Safety Helmet, MSA Arc Flash Visor & Chin Guard | PRALSAFE | PROTECTOR ALSAFE | 0168 3484 | Active | 1
2400702 | LATCH SET,MORTISE | Night Cylinder Chrome Plated #201 to NORQEB Master Series MK-A w/o Keys (Don't supply keys until further notice) | ASSA | ASSA ABLOY AUSTRALIA PTY LTD | 201CYLSC5MK | Active | 1
2400703 | LATCH SET,MORTISE | Deadlock, Chrome Plated, to NORQEB Master Series MK-A, with Keys | ASSA | ASSA ABLOY AUSTRALIA PTY LTD | 213CPAO6MK | Active | 1
105028 | DRILL,CENTRE | 1-3/4" Hex Drive, Extra Long Type, suit Post Hole Digger; comes with 2 x nuts and bolts. | NDE | NATIONAL DRILLING EQUIPMENT | AUGD621XLH | Active | 1
2402160 | TAPE,ADHESIVE | Masking Tape, 36mm W x 50m Lg Rolls | 3MAUST | 3M AUSTRALIA PTY LTD | MMM2308 | Active | 5
2436509 | BOLT,MACHINE | M16 x 550mm, Hex, Galv, Gde 8.8 c/w Galv Hex Nut | HOBSON | HOBSON ENGINEERING CO PTY LTD | KBHK0GCM160550 | Active | 1
2434884 | WASTE DISPOSAL,HAZMAT | Asbestos Filter Cloth, Tritex, suit Numatic HZQ 200 & HZQ 190, H Class Vacuum Cleaner | ALLENS | ALLENS INDUSTRIAL PRODUCTS | 604165 | Active | 1
2400667 | SHACKLE | Type D,10mm Body, 12mm Pin, Galv Steel | BLKWOODJ | J BLACKWOOD & SONS LIMITED | 4971300 | Active | 1
446426 | LETTER,SIGN | (P), Pressed Al, Plain, Dwg 22-A4-200 Rev B | METALTI | METAL-TECH INDUSTRIES (TRADE POLISHERS) | LETTER P | Active | 1
621016 | FUSE,CARTRIDGE | 12kV, Full Range, 80A, Barrel 292mm Lg, 76.2mm Dia, End Caps 34mm Lg, 45mm Dia c/w Striker Pin to DIN Standard 43625 Fuse, ETS 12-01-02 (scm) | COOPER | COOPER ELECTRICAL AUSTRALIA PTY LTD | 12FXLSJ80 | Active | 1
621016 | FUSE,CARTRIDGE | 12kV, Full Range, 80A, Barrel 292mm Lg, 76.2mm Dia, End Caps 34mm Lg, 45mm Dia c/w Striker Pin to DIN Standard 43625 Fuse, ETS 12-01-02 (scm) | FUSECO | FUSECO POWER SOLUTIONS PTY LTD | 3002003/80 | Active | 2
2404273 | PAPER,ABRASIVE | Emery Tape, P220 Grit | BLKWOODJ | J BLACKWOOD & SONS LIMITED | EMEAECR24050GP | Active | 1
2434744 | CLAMP,TREFOIL | Cast Al, suit Cable 54.0 - 56.0mm Dia c/w Clamping Bolts, to suit M10 Fixing Bolt Cabus # 5456NI (scm) | INTERENG | INTERTECH ENGINEERING PTY LTD | CABUS 5456 | Active | 5
2439966 | LABEL | INDUSTRIAL, Maximum Load 150kg, FED 8.8, for Branach Ladder | BLKWOODJ | J BLACKWOOD & SONS LIMITED | 1641596 | Active | 1
2402967 | WASHER,FLAT | Rectangular, M45, 100 x 66 x 5mm, Galv, Pole Reinstatement, SW Dwg PC16/306/3 (P50) | HUNTENG | HUNT ENGINEERING & STAFF | PC16/306/3 | Active | 1
446345 | LETTER,SIGN | (H), Pressed Al, Plain, Dwg 22-A4-200 Rev B | METALTI | METAL-TECH INDUSTRIES (TRADE POLISHERS) | LETTER H | Active | 1
446497 | LETTER,SIGN | (X), Pressed Al, Plain, Dwg 22-A4-200 Rev B | METALTI | METAL-TECH INDUSTRIES (TRADE POLISHERS) | LETTER X | Active | 1
2403614 | CLEVIS,PIN | Galv, Forged Steel, Hex, 57mm Lg c/w S/Steel Humpback Split Pins, used to Reduce Radio Interference, ETS 01-01-01, Dwg 01-08-01 | GREGSF | GREG SEWELL FORGINGS PTY LTD | 2403614 | Active | 1
1860216 | PAPER,TOILET | Roll 5741, 2 Ply, 400 Sheet (P48) | BLKWOODJ | J BLACKWOOD & SONS LIMITED | 1465798 | Active | 1
1851502 | HAT,SUN | Protection, Size S, Aussiemate Grey, Unbranded | MTCASTLE | MOUNTCASTLE PTY LTD | 40009004OS | Active | 1
2400118 | WASHER,LOCK | M16, Galv (P100) | THEBLTPL | THE BOLT PLACE | 2400118 | Active | 1
2406263 | FUSE,CARTRIDGE | 12kV, HRC RMU Oil Immersed Type, 40A, suit Andelect SDAF3 & L&C GF3 Fuse Switches, Barrel 254mm Lg, 68mm Dia, End Caps 40mm Lg, 63.5mm Dia c/w Striker Pin | COOPER | COOPER ELECTRICAL AUSTRALIA PTY LTD | 12OEFMA40 | Active | 1
2406256 | FUSE,CARTRIDGE | 415V AC, HRC Cartridge TFP Type, 160A, 2 Hole Bolt in Offset Tags 94mm Fixing Centres | FUSECO | FUSECO POWER SOLUTIONS PTY LTD | TFP160 | Active | 1
1011126 | FUSE,CARTRIDGE | 415V AC, HRC Cartridge NS Type, 4A, Clip-in Offset Staggered Tags, 62mm Lg, ETS 12-02-01 Group D (MOQ10) (scm) | FUSECO | FUSECO POWER SOLUTIONS PTY LTD | NS4 | Active | 5
2404926 | FUSE,CARTRIDGE | 12kV, Full Range, RMU DIN Type, Air Insulated, 50A, Barrel 292mm Lg, 76.2mm Dia, End Caps 34mm Lg, 45mm Dia c/w Striker Pin to DIN Standard 43625, | FUSECO | FUSECO POWER SOLUTIONS PTY LTD | 3001203/50 | Active | 1
2404921 | FUSE,CARTRIDGE | 12kV, HRC RMU Oil Immersed Type, 16A, suit Andelect SDAF3 & L&C GF3 Fuse Switches, Barrel 254mm Lg, 68mm Dia, End Caps 40mm Lg, 63.5mm Dia c/w Striker Pin | COOPER | COOPER ELECTRICAL AUSTRALIA PTY LTD | 12OEFMA16 | Active | 1
104730 | FUSE,CARTRIDGE | 500V AC, HRC Cartridge 10G Type, 4A, 38 x 10.3mm Dia, Modular, ETS 12-02-01 Group A (scm) | FUSECO | FUSECO POWER SOLUTIONS PTY LTD | 420004 | Active | 5
2403422 | PIN,COTTER,SPLIT | Type A, Split Humpback, S/Steel, for 16 to 20mm Pins or Bolts, Type HP/A, to AS1154.2 (P50) | GREGSF | GREG SEWELL FORGINGS PTY LTD | 2403422 | Active | 1
104677 | OUTREACH ARM | Major Road, 1.5m Single, Galv, for use with 3 & 4 Way Head Frame, Dwg 860256-02 (scm) | GMPOLES | GM POLES PTY LTD | SPID-OR-1.5 | Active | 1
104677 | OUTREACH ARM | Major Road, 1.5m Single, Galv, for use with 3 & 4 Way Head Frame, Dwg 860256-02 (scm) | INGAL | INGAL EPS | GEX0104677 | Active | 2
104677 | OUTREACH ARM | Major Road, 1.5m Single, Galv, for use with 3 & 4 Way Head Frame, Dwg 860256-02 (scm) | IUPOLE | INTERNATIONAL UTILITY POLES PTY LTD | EG-104677 | Active | 2
2432334 | LETTER,SIGN | (A), Pressed Al, 40mm Wide, 22mm High, Black on Yellow, Ergon Dwg 995129-01 (scm) | SUMMIT | SUMMIT GROUP | SF17PE420A | Active | 1
2406598 | CONCRETE,PREMIX | 20kg Bag (60 Bags per Pallet) (scm) SUPPLY ON ONE WAY PALLETS ONLY | CEMENTAU | CEMENT AUSTRALIA PTY LTD | 14975 | Active | 1
2406598 | CONCRETE,PREMIX | 20kg Bag (60 Bags per Pallet) (scm) SUPPLY ON ONE WAY PALLETS ONLY | FINCHSHW | FINCH'S HARDWARE PTY LTD | 76021005 | Active | 2
2406598 | CONCRETE,PREMIX | 20kg Bag (60 Bags per Pallet) (scm) SUPPLY ON ONE WAY PALLETS ONLY | RVRSANDS | RIVER SANDS PTY LTD | CONCRETEPREMIX | Active | 2
3878 | SWITCHBOARD,POWER | 33kV WSA, 1600A, Bus & Bus Section CB, 2 x 1600A Transformer Bays, 4 x 1250A Feeders, Dwg KM-1023989-03-0A | SCHNEIDR | SCHNEIDER PTY LTD (MANUFACTURER) | WSA | Active | 1
621032 | FUSE,CARTRIDGE | 12kV, HRC RMU Oil Immersed Type, 50A, Barrel 254mm Lg, 68mm Dia, End Caps 40mm Lg, 63.5mm Dia c/w Striker Pin (P3) (scm) | COOPER | COOPER ELECTRICAL AUSTRALIA PTY LTD | 12OEFMA50 | Active | 1
446418 | LETTER,SIGN | (N), Pressed Al, Plain, Dwg 22-A4-200 Rev B | METALTI | METAL-TECH INDUSTRIES (TRADE POLISHERS) | LETTER N | Active | 1
446272 | LETTER,SIGN | (C), Pressed Al, Plain, Dwg 22-A4-200 Rev B (P100) | METALTI | METAL-TECH INDUSTRIES (TRADE POLISHERS) | LETTER C ALUMINIUM | Active | 1
2433290 | CONTROL BOX,LIGHTING FIXTURE | Watchman/Pedestrian Lighting Metal Halide/HP Sodium Vapour, 400W, 250V, Incl Choke, Ignitor, Capacitor, Blocking Inductor, NEMA PE Base & Terminal Block, | PJMARTIN | PETER J MARTIN SALES PTY LTD | HS400D430P | Active | 1
1138096 | FIXTURE,LIGHTING | 50W Mercury Vapour Nostalgia Type 1 Luminaire, Bottle Green c/w Integral Control Gear, PE Cell, Diffuse Lamp & Power Factor Correction, JTS 05-01-01, | SYLVANIA | SYLVANIA SCHREDER | LB10BD20L | Phasing | 1
104601 | INSULATOR,STATION POST | 33kV, 200kV BIL, Porcelain, 475mm H, 950mm Creepage, Lvl 3 Pollution, Type C8-200, JBP 10365 | PENTA | PENTA AUST (TMAC THEW & MCCANN/HYLEC) | PA30075 | Active | 1
104601 | INSULATOR,STATION POST | 33kV, 200kV BIL, Porcelain, 475mm H, 950mm Creepage, Lvl 3 Pollution, Type C8-200, JBP 10365 | GRAPHSOL | GRAPH SOLUTIONS PTY LTD | 347370L2 | Active | 2
2401215 | BRACKET,INSULATOR | Pole Mount, SA30 | AUSTPG | AUST PROFESSIONAL GALVANIZING | DWG A41242 | Active | 1
2400023 | BOLT,MACHINE | M16 x 500mm, Hex, Galv c/w Galv Hex Nut, Aust Std (P20) | GREGSF | GREG SEWELL FORGINGS PTY LTD | 2400023 | Active | 1
2436517 | BOLT,MACHINE | M16 x 600mm, Hex, Galv, Gde 8.8 c/w Galv Hex Nut | HOBSON | HOBSON ENGINEERING CO PTY LTD | KBHK0GCM160600 | Active | 1
2403463 | SHACKLE | Bow, Galv Steel, 160kN c/w Clevis Bolt, Nut & Hump Split Pin, AS 1154.2 Ref 160/S (Bag of 20) | GREGSF | GREG SEWELL FORGINGS PTY LTD | 2403463 | Active | 1
1705533 | BOLT,MACHINE | M24 x 500mm, Hex, Galv c/w Galv Hex Nut, Aust Std (P5) (scm) | GREGSF | GREG SEWELL FORGINGS PTY LTD | 1705533 | Active | 1
105022 | TAPE,IDENTIFICATION,U/G CABLE | Fibre Optic Warning Tape, Detectable Tape, White PE with Black Print, DANGER - BURIED FIBRE OPTIC CABLES BELOW & S/Steel trace wire (250m roll) | MSSFIBRE | MSS FIBRE SYSTEMS | MSS-FOCTAPE-D250 | Active | 5
104356 | PILLOW,ABSORBENT,HAZMAT | Spill Containment, 450 x 450 x 75mm (P20) | ABSORBES | ABSORB ENVIRONMENTAL SOLUTIONS | AESAC45 | Active | 5
482201 | TUBING,PLASTIC,SPIRAL WRAP | Spiral Binding Wrap, 12-20mm Dia, 25m Coils, Black (scm) | LEGEND | LEGEND POWER SYSTEMS | SB12BK | Active | 2
482201 | TUBING,PLASTIC,SPIRAL WRAP | Spiral Binding Wrap, 12-20mm Dia, 25m Coils, Black (scm) | CABLEACC | CABLE ACCESSORIES (AUST) | SB12BK | Active | 2
482201 | TUBING,PLASTIC,SPIRAL WRAP | Spiral Binding Wrap, 12-20mm Dia, 25m Coils, Black (scm) | LEGENDCS | LEGEND CORPORATE SERVICES (MANUFACTURE) | SB12BK | Active | 1
105440 | CRIMPING TOOL,HYDRAULIC | Hand Operated, 5 Tonne, Cabac HT51 | LEGENDCS | LEGEND CORPORATE SERVICES (MANUFACTURE) | HT51 | Active | 5
367962 | HERBICIDE,GLYPHOSATE | 360g to Litre, 1L Container (Roundup or Equiv) | BLKWOODJ | J BLACKWOOD & SONS LIMITED | 3254726 | Active | 1
2403136 | ANTISEIZE COMPOUND | Kopr-Kote, Cu Impregnated Grease, 500g Can | CALTEX | CALTEX AUSTRALIA PETROLEUM PTY LTD | 1089456 | Active | 1
2403140 | HAND CLEANER | Gel/Cream, HD Deb 4000, Suprega Plus, 4L Cartridge Refill (P4) | MINEHAN | MINEHAN AGENCIES PTY LTD | 1132256 | Active | 1
2418218 | WASTE DISPOSAL,HAZMAT | Drilling Dust Extraction Vacuum Tool, Nozzle 32mm, used for Drilling Asbestos Products | ALLENS | ALLENS INDUSTRIAL PRODUCTS | 107402478 | Active | 1
2400088 | SETSCREW | M12 x 50mm, Hex, S/Steel Gde 316 c/w Hex Nut S/Steel Gde 304, Aust Std (P100) | HOBSON | HOBSON ENGINEERING CO PTY LTD | XEKBS16XCM120050 | Active | 1
2402960 | SETSCREW | M16 x 50mm, Hex, Flat Point, S/Steel Gde 316 c/w Hex Nut S/Steel Gde 304, Aust Std (P25) | THEBLTPL | THE BOLT PLACE | 2402960 | Active | 1
621148 | FUSE,CARTRIDGE | 500V AC, HRC DIN Type, 63A, Size 00, ETS 12-02-01 Group E (P3) (scm) | FUSECO | FUSECO POWER SOLUTIONS PTY LTD | NH000F-63 | Active | 5
620137 | FUSE LINK,EXPULSION | 80A, Class K, TS 06-03-01 (scm) | NGKSTANG | NGK STANGER PTY LTD | ZXC705-80BK37 | Active | 1
620137 | FUSE LINK,EXPULSION | 80A, Class K, TS 06-03-01 (scm) | ABBAUST | ABB AUSTRALIA PTY LTD | 7501665 | Active | 2
1727672 | BOLT,MACHINE | M12 x 55mm, Hex, S/Steel Gde 316 c/w Hex Nut S/Steel Gde 304, Aust Std (P25) | HOBSON | HOBSON ENGINEERING CO PTY LTD | BH16PCM120055 + NH04PCM12 | Active | 1
1727672 | BOLT,MACHINE | M12 x 55mm, Hex, S/Steel Gde 316 c/w Hex Nut S/Steel Gde 304, Aust Std (P25) | GLBFAST | GLOBAL FASTENERS (QLD) PTY LTD | BHXS6M120055BO | Active | 2
2424174 | INSULATOR,LINE POST | 132kV Sediver 34 Shed Composite Horizontal 2 Hole Dropped Tongue, 425kV LF Flashover, 835kV Critical Impulse Flashover, Ref NPSN30XH034S0R0 | TYCOELEC | TYCO ELECTRONICS | NPSN-30XH-034-S0R0 | Active | 1
10003 | BOLT SET | Assembled, S/Steel, M12 x 35mm c/w Nuts, 2 x M12 Flat Washers, 1 x M12 Spring Washer, suit Emperor EPER55-62 Cable Cleat | VISCOUNT | VISCOUNT ROTATIONAL MOULDINGS | UG2011 | Active | 1
1703379 | BOLT,MACHINE | M12 x 150mm, Hex, Galv c/w Galv Hex Nut, Aust Std (P75) (scm) | THEBLTPL | THE BOLT PLACE | 1703379 | Active | 1
2400853 | INSULATOR,STRAIN | Shackle Type SH.11, 11kV, 22kN, ETS/Dwg 10-01-01, Item 5 | PENTA | PENTA AUST (TMAC THEW & MCCANN/HYLEC) | PA30066 | Active | 1
2400853 | INSULATOR,STRAIN | Shackle Type SH.11, 11kV, 22kN, ETS/Dwg 10-01-01, Item 5 | MACLEAN | MACLEAN POWER SYSTEMS | SH11 | Active | 2
552043 | INSULATOR,STRAIN | Stay Type GY4, 222kN, ETS 10-01-01, Item 23 (scm) | TECONN | TE CONNECTIVITY LTD | MG-GY4-PG | Active | 1
435076 | BOLT,HOOK | M20 x 300mm, Galv, Dwg 01-18-03, Aust Std (P5) (scm) | TYCOELEC | TYCO ELECTRONICS | IBH20300 | Active | 1
1757894 | SCREW,COACH | M12 x 100mm, Galv, Aust Std (P200) (scm) | BOLTMAST | BOLTMASTERS | GMHS100G | Active | 1
1757894 | SCREW,COACH | M12 x 100mm, Galv, Aust Std (P200) (scm) | GREGSF | GREG SEWELL FORGINGS PTY LTD | 1757894 | Active | 2
104306 | WIRE,NONELECTRICAL | Tie Wire, 2.03mm, S/Steel Annealed, Max 10kg Coil, 40m/kg, JTS 03-03-01 (scm) | MIDLAND | MIDLAND METALS OVERSEAS PTE LTD | MMO-2.03 TIE ANN.SS. | Active | 1
104306 | WIRE,NONELECTRICAL | Tie Wire, 2.03mm, S/Steel Annealed, Max 10kg Coil, 40m/kg, JTS 03-03-01 (scm) | DULHUNTY | DULHUNTY POWER (AUST) PTY LTD | TW-SS-203-20 | Active | 2
1837611 | CLEANING COMPOUND,OPTICAL LENS | Paper Tissue, 250 x 116 x 175mm, Interleaved, suit Cleaning Station SACS30, Protector SACT30 | PRALSAFE | PROTECTOR ALSAFE | 5177748 | Active | 1
1837611 | CLEANING COMPOUND,OPTICAL LENS | Paper Tissue, 250 x 116 x 175mm, Interleaved, suit Cleaning Station SACS30, Protector SACT30 | PRALSAFE | PROTECTOR ALSAFE | UV1003 | Active | 2
1837611 | CLEANING COMPOUND,OPTICAL LENS | Paper Tissue, 250 x 116 x 175mm, Interleaved, suit Cleaning Station SACS30, Protector SACT30 | PRALSAFE | PROTECTOR ALSAFE | SACT34 | Active | 2
1837611 | CLEANING COMPOUND,OPTICAL LENS | Paper Tissue, 250 x 116 x 175mm, Interleaved, suit Cleaning Station SACS30, Protector SACT30 | PRALSAFE | PROTECTOR ALSAFE | 4438061 | Active | 1
2459659 | REPORTER,FAULT LOCATING | RTCM Solar Site Smart Reporter, Smart Receiver DNP3/3.0, Smart 6A PMU, GSM/3G Low Profile Antenna c/w Lockable Enclosure, IP66, 300 x 400 x 200mm | MVTECH | MV TECHNOLOGY SOLUTIONS P/L | 28-3120-003 | Active | 1
250 | BUSHING ASSEMBLY,HV | Model GOB 550/800, 132/110kV, ABB | ABBAUST | ABB AUSTRALIA PTY LTD | 040-0737P01 | Active | 5
254 | BUSHING ASSEMBLY,HV | Model GOB 650/1250, 132kV, ABB | ABBAUST | ABB AUSTRALIA PTY LTD | 040-1212P01 | Active | 5
259 | BUSHING ASSEMBLY,HV | HD4, 33kV, 2000A, Grey | ABBAUST | ABB AUSTRALIA PTY LTD | 040-2204P12 | Active | 5
408745 | FUSE,CARTRIDGE | 250V AC, HRC Cartridge SK Type, 10A, 29 x 12.7mm Dia (MOQ10) | FUSECO | FUSECO POWER SOLUTIONS PTY LTD | MD10 | Active | 5
2404303 | INSULATION SLEEVING,ELECTRICAL | Heat Shrink Tubing, 25/8mm, Medium Wall, Adhesive Lined | TECONN | TE CONNECTIVITY LTD | MWTM-25/8-1200/S(S10) | Active | 1
2404303 | INSULATION SLEEVING,ELECTRICAL | Heat Shrink Tubing, 25/8mm, Medium Wall, Adhesive Lined | LEGEND | LEGEND POWER SYSTEMS | SMDW34/9TK-300 | Active | 2
2404303 | INSULATION SLEEVING,ELECTRICAL | Heat Shrink Tubing, 25/8mm, Medium Wall, Adhesive Lined | GILBERT | GILBERT LODGE AUSTRALIA PTY LTD | RAYMWTM25/8 | Active | 2
30028 | CONNECTOR ASSEMBLY,ELECTRICAL | Compression A Frame, 30 Deg, suit 125mm Busbar | ADAPTAUS | ADAPT AUSTRALIA PTY LTD | PLKM1600D0812 | Active | 1
2404304 | INSULATION SLEEVING,ELECTRICAL | Heat Shrink Tubing, 51/19mm, Medium Wall, Adhesive Lined | GILBERT | GILBERT LODGE AUSTRALIA PTY LTD | RAYMWTM50/16 | Active | 2
2404304 | INSULATION SLEEVING,ELECTRICAL | Heat Shrink Tubing, 51/19mm, Medium Wall, Adhesive Lined | TECONN | TE CONNECTIVITY LTD | MWTM-50/16-1200/S(S10) | Active | 1
2407339 | BLOCK,TACKLE | Snatch Block, Rating to 10000kg, Vehicle Recovery | TJM | TJM 4X4 MEGASTORE | 867RECSBLOCK10T | Active | 1
2402156 | PAINT,FLUORESCENT | Spot Marking, Iridescent Red, 350g Spraypak Can (P12) | BLKWOODJ | J BLACKWOOD & SONS LIMITED | 836434 | Active | 1
2400810 | PIN,COTTER,SPLIT | S/Steel, M5 x 40mm | COVENTRY | COVENTRY FASTENERS QLD | 5X40MG304CP | Active | 1
2441350 | HANDLING KIT,ASBESTOS | c/w 1 x A-Frame Sign 'ASBESTOS WORK IN PROGRESS', Disposable Vinyl Gloves Box of 100, Respirator P2 Dust, Mist & Fume Disposable c/w Valve (P10), | ALLENS | ALLENS INDUSTRIAL PRODUCTS | KITBAG | Active | 1
408907 | FUSE,CARTRIDGE | 250V AC, HRC Cartridge XK Type, 60A, 76.2 x 20.6mm Dia, ETS 12-02-01 Group A (scm) | FUSECO | FUSECO POWER SOLUTIONS PTY LTD | 2076F-63 | Active | 5
2433282 | CONTROL BOX,LIGHTING FIXTURE | Watchman/Pedestrian Lighting Metal Halide/HP Sodium Vapour, 250W, 250V, Incl Choke, Ignitor, Capacitor, Blocking Inductor, NEMA PE Base & Terminal Block, | PJMARTIN | PETER J MARTIN SALES PTY LTD | HS250D430P | Active | 1
1777542 | WASHER,FLAT | Round, M12, Galv, QESI Dwg 01-04-02 (P200) (scm) | THEBLTPL | THE BOLT PLACE | 1777542 | Active | 1
140908 | FUSE,CARTRIDGE | 500V AC, HRC DIN Type Size 2, 400A, ETS 12-02-01 Group E (scm) | FUSECO | FUSECO POWER SOLUTIONS PTY LTD | NH2F-400 | Active | 5
291 | CAPACITOR ASSEMBLY | Type CHD800B, 26.4uF, Capacitor Can, ABB | ABBAUST | ABB AUSTRALIA PTY LTD | CHD800B | Active | 5
244 | CAPACITOR ASSEMBLY | Type CHD800B, 26.1uF, Capacitor Can, ABB | ABBAUST | ABB AUSTRALIA PTY LTD | CHD800B | Phasing | 5
104771 | PLUG,RUBBER | Type Mini Beam, suit Power Beam | AMALPENG | AMALGAMATED PLASTIC ENGINEERING | MINIRUBBERPLUG | Active | 1
2454510 | INDICATOR,FAULT LOCATING | Regular Navigator, Local Indicator, 95 x 155mm, LED Display, 46kV/50Hz Max Operating, 25kA rms/1sec, Cable Mount | HRSTMNN | HORSTMANN GMBH (MANUFACTURER) | 41-2004-331 | Active | 5
2406250 | FUSE,CARTRIDGE | 415V AC, HRC Cartridge VK Type, 20A, 57 x 22.2mm Dia, ETS 12-02-01 Group A (MOQ10) (scm) | FUSECO | FUSECO POWER SOLUTIONS PTY LTD | 2258F-20 | Active | 1
2442283 | CONNECTOR ASSEMBLY,ELECTRICAL | 'TS' Tags, for Connecting Parallel Cables to Schneider LV Switch Fuse Units, Set of 3 | SCHNEIDR | SCHNEIDER PTY LTD (MANUFACTURER) | EZERG16 | Active | 5
30039 | CONNECTOR ASSEMBLY,ELECTRICAL | Compression Splice, suit 125mm Busbar | ADAPTAUS | ADAPT AUSTRALIA PTY LTD | PLKM1000D125 | Active | 1
2433373 | LOUVRE,LIGHT | Anti-Glare, Pedestrian Crossing Floodlight Attachment, Wide Beam, 400W HP Sodium, JTS 05-01-01, JBP 2010/0444/T (scm) | SYLVANIA | SYLVANIA SCHREDER | XR00003 | Active | 1
2436269 | BOLT,MACHINE | M20 x 60mm, Hex, Galv c/w Galv Hex Nut, Tower | HOBSON | HOBSON ENGINEERING CO PTY LTD | KBH46GCM200060 | Active | 5
2406299 | INSULATOR,STATION POST | 66kV, 350kV BIL, Porcelain, 762mm H & 127mm PCD c/w 16mm Threads | TYCOELEC | TYCO ELECTRONICS | ER5011-000 | Active | 5
2406299 | INSULATOR,STATION POST | 66kV, 350kV BIL, Porcelain, 762mm H & 127mm PCD c/w 16mm Threads | TYCOELEC | TYCO ELECTRONICS | SP-C8-350-1765PG | Active | 1
104361 | BAG,PLASTIC | Pallet Bag, Clear, 1245 x 1195 x 1850mm, 100um, Roll (25 bags per roll) | ABSORBES | ABSORB ENVIRONMENTAL SOLUTIONS | AES_P_BAG | Active | 1
408915 | FUSE,CARTRIDGE | 250V AC, HRC Cartridge XK Type, 80A, 76.2 x 20.6mm Dia, ETS 12-02-01 Group A (scm) | FUSECO | FUSECO POWER SOLUTIONS PTY LTD | 2076F-80 | Active | 5
408939 | FUSE,CARTRIDGE | 415V AC, HRC Cartridge VK Type, 100A, 57 x 22.2mm Dia, ETS 12-02-01 Group A (scm) | FUSECO | FUSECO POWER SOLUTIONS PTY LTD | 2258F-100 | Active | 5
141246 | FUSE LINK SOLID | Electrical, 415V AC, 630A, to replace DIN Type Fuse Links Size 2 & 3 | FUSECO | FUSECO POWER SOLUTIONS PTY LTD | NH2-NL | Active | 5
2400034 | ROD,CONTINUOUS THREAD | M20, 3m Lg, Galv | COVENTRY | COVENTRY FASTENERS QLD | 20X3MGTR | Active | 1
2437051 | BRACKET,RAISER | Antenna Mounting Pole, Hockey Stick, J Mount | RFIND | RF INDUSTRIES PTY LTD | HS48 | Active | 1
262 | BUSHING ASSEMBLY,HV | HD2, 22kV, 2650A | ABBAUST | ABB AUSTRALIA PTY LTD | 040-2202P13 | Active | 5
2407342 | STRAP,WEBBING | Snatch Strap, Rated to 8000kg, High Tenacity Nylon Webbing, Vehicle Recovery labelled as per the requirements of Consumer Goods (Motor Vehicle Recovery | TJM | TJM 4X4 MEGASTORE | 867TJMRECS8T | Active | 2
2407342 | STRAP,WEBBING | Snatch Strap, Rated to 8000kg, High Tenacity Nylon Webbing, Vehicle Recovery labelled as per the requirements of Consumer Goods (Motor Vehicle Recovery | TJM | TJM 4X4 MEGASTORE | 867RECS8T | Active | 1
2405798 | LAMP,METAL HALIDE | 400W, Clear Tube, E40 Cap, External Ignitor, Operates on 400W HPS Control Gear, EQTS 05-03-01 (scm) | PHILIPS | PHILIPS AUSTRALIA PTY LTD | 928481600096 | Active | 1
184880 | INSULATION SLEEVING,ELECTRICAL | Heat Shrink Tubing, 9.5/4.8mm, 1.2m Lg, Black, Thin Wall | TECONN | TE CONNECTIVITY LTD | HS-BK-10/5 | Active | 1
184880 | INSULATION SLEEVING,ELECTRICAL | Heat Shrink Tubing, 9.5/4.8mm, 1.2m Lg, Black, Thin Wall | LEGEND | LEGEND POWER SYSTEMS | XLP10BK/4FT | Active | 2
184880 | INSULATION SLEEVING,ELECTRICAL | Heat Shrink Tubing, 9.5/4.8mm, 1.2m Lg, Black, Thin Wall | LEGEND | LEGEND POWER SYSTEMS | SMDW12/3TK | Active | 2
184880 | INSULATION SLEEVING,ELECTRICAL | Heat Shrink Tubing, 9.5/4.8mm, 1.2m Lg, Black, Thin Wall | GILBERT | GILBERT LODGE AUSTRALIA PTY LTD | RAYHS10BK | Active | 2
2435519 | CARD,COMPUTER | Voice/WAN Interface Card, 2 Port, 2nd Generation Multiflex Trunk, T1 & E1 | CISCO | CISCO SYSTEMS INC (MANUFACTURER) | VWIC2-2MFT-T1/E1= | Active | 5
2403720 | OUTREACH HEADFRAME | Major Road, High Mast, 2 Way, Galv Steel, EQTS 05-02-01, Dwg 05-02-06 (scm) | INGAL | INGAL EPS | GEX13940 | Active | 2
2403720 | OUTREACH HEADFRAME | Major Road, High Mast, 2 Way, Galv Steel, EQTS 05-02-01, Dwg 05-02-06 (scm) | GMPOLES | GM POLES PTY LTD | SL HM 2W | Active | 1
2403720 | OUTREACH HEADFRAME | Major Road, High Mast, 2 Way, Galv Steel, EQTS 05-02-01, Dwg 05-02-06 (scm) | IUPOLE | INTERNATIONAL UTILITY POLES PTY LTD | EX-13940 | Active | 2
456081 | PIN,INSULATOR | M20, C/150/7 x 200mm, ETS 01-01-01 Typical Dwg 01-06-02 (P10) (scm) | GREGSF | GREG SEWELL FORGINGS PTY LTD | 456081 | Active | 1
2400190 | BOLT,MACHINE | M10 x 75mm, Hex, Galv c/w Galv Hex Nut, Aust Std (P50) | THEBLTPL | THE BOLT PLACE | 2400190 | Active | 1
1762670 | SETSCREW | M14 x 70mm, Hex, S/Steel Gde 316 c/w Hex Nut S/Steel Gde 304, Aust Std (P100) | HOBSON | HOBSON ENGINEERING CO PTY LTD | BS16PCM140070 + NH04PCM14 | Active | 1
30033 | CONNECTOR ASSEMBLY,ELECTRICAL | Compression Palm & Splice, suit 50mm Busbar | ADAPTAUS | ADAPT AUSTRALIA PTY LTD | PLKM1875D050 | Active | 1
104279 | STAND,SWITCHGEAR | HV, for 22kV Padmount Substation, suit F&G Type GA-C RMU, 2 Switch 1 Fuse, Dwg 875272 Sheet 2/Ref 1 (scm) | POLLARDS | POLLARDS GALVANIZING PTY LTD | 87527202 | Active | 1
30030 | CONNECTOR ASSEMBLY,ELECTRICAL | Compression c/w 90 Deg Palm, suit 125mm Busbar | ADAPTAUS | ADAPT AUSTRALIA PTY LTD | PLKM1150D125P67 | Active | 1
2425262 | SHEARS,PRUNING,HAND | Long Handle Cutter, Cut & Hold Secateur 630mm Lg, Conductive Tool, PVC Sleeving on Cutter Shaft c/w Warning Label, Black Text on Yellow B/Ground, "WARNING | OZRAM | OZRAM HYDRAULIC SERVICES TOWNSVILLE | BAT-KGP130-MOD | Active | 1
2400669 | THIMBLE,ROPE | Galv, suit 10mm Dia Rope, Dwg 01-14-01 (P50) | GREGSF | GREG SEWELL FORGINGS PTY LTD | 2400669 | Active | 1
2439982 | LABEL | WARNING, ON CONSTRUCTION SITES DO NOT USE LADDER EXTENDED BEYOND 7.5M FOR NON-ELECTRICAL WORK, OR 9.2M FOR ELECTRICAL WORK, for Branach & Bailey | BLKWOODJ | J BLACKWOOD & SONS LIMITED | B0460B4333 | Active | 1
2406262 | FUSE,CARTRIDGE | 12kV, HRC RMU Oil Immersed Type 20A, suit Andelect SDAF3 & L&C GF3 Fuse Switches, Barrel 254mm Lg, 68mm Dia, End Caps 40mm Lg, 63.5mm Dia c/w | COOPER | COOPER ELECTRICAL AUSTRALIA PTY LTD | 12OEFMA20 | Active | 1
1749271 | NUT,PLAIN,HEX | M20, Galv, Aust Std (P100) | HOBSON | HOBSON ENGINEERING CO PTY LTD | NH08GCM20 | Active | 1
1851504 | HAT,SUN | Protection, Size M, Aussiemate Grey, Unbranded | MTCASTLE | MOUNTCASTLE PTY LTD | 40009004OM | Active | 1
2406037 | HAND CLEANER | Mechanics, Orange Pump Soap, 5L (P4) | AUSTCHEM | AUSTRALIAN CHEMICALS PTY LTD | ACMDEBSUPREGAPLUS | Active | 5
30045 | CONNECTOR ASSEMBLY,ELECTRICAL | Splice Component, suit 50mm Busbar | ADAPTAUS | ADAPT AUSTRALIA PTY LTD | PLKM100D050 | Active | 1
560003 | INSULATOR,PIN | 7kN, LV, Type LP.LV, Pattern 'B' Thread, ETS 10-01-01, Item 1 (scm) | TECONN | TE CONNECTIVITY LTD | MP-LVLP-PG | Active | 1
2404444 | STAYLOG | 1.5m Concrete, Dwg 868619-01 (P12) (scm) | BUNDCNCT | BUNDABERG CONCRETE CASTERS | 940 | Active | 1
2452548 | PROTECTOR,SPLICE,FIBRE OPTIC | Heatshrink, 60 x 3mm | OPTICAL | OPTICAL FIBRE SYSTEMS PTY LTD | OFS-SPL-SUM-60 | Active | 1
1865676 | BEND,ELECTRICAL CONDUIT | 50mm, 90 Deg, 304mm Rad, UPVC, HD, Socket to Socket, Orange Elec, AS/NZS 2053.2 | HAYMANS | HAYMANS ELECTRICAL | FABH309050 | Active | 2
1865676 | BEND,ELECTRICAL CONDUIT | 50mm, 90 Deg, 304mm Rad, UPVC, HD, Socket to Socket, Orange Elec, AS/NZS 2053.2 | MMELEC | MM ELECTRICAL MERCHANDISING | FABH309050 | Active | 1
2438075 | BEAM,HOISTING | Spreader Bar, Cable Drum Stand Loading 1.5T c/w 2x Chains with Lifting Hooks, Chain Shortener, Adjustable Lifting Point | REDMOND | REDMOND GARY AUSTRALIA PTY LTD | 0701-994-0005 | Active | 1
1175078 | STARTER,FLUORESCENT LAMP | Switches, 18W/20W, EQTS 05-03-01 (scm) | PHILIPS | PHILIPS AUSTRALIA PTY LTD | 928390710103 | Active | 1
2433357 | LAMP,METAL HALIDE | 150W, Clear Tube, E40 Cap, External Ignitor, Operates on 150W HPS Control Gear, EQTS 05-03-01 (scm) | PHILIPS | PHILIPS AUSTRALIA PTY LTD | 928082219231 | Active | 1
2400028 | BOLT,MACHINE | M20 x 800mm, Hex, Galv c/w Galv Hex Nut, Aust Std (P5) (scm) | GREGSF | GREG SEWELL FORGINGS PTY LTD | 2400028 | Active | 1
2400191 | BOLT,MACHINE | M12 x 60mm, Hex, Galv c/w Galv Hex Nut, Aust Std (P150) | THEBLTPL | THE BOLT PLACE | 2400191 | Active | 1
456103 | CLIP | Security, 'W', 16mm, Phosphor Bronze, suit Ball & Socket Disc Insulators, AS1154 Ref 16 | PLP | PREFORMED LINE PRODUCTS (AUST) | SEC-16 | Active | 5
1702925 | BOLT,MACHINE | M10 x 80mm, Hex, Galv c/w Galv Hex Nut, Aust Std (P50) | THEBLTPL | THE BOLT PLACE | 1702925 | Active | 1
2400152 | SCREW,COACH | M16 x 80mm Galv, Aust Std (P100) (scm) | GREGSF | GREG SEWELL FORGINGS PTY LTD | 2400152 | Active | 1
2453975 | FUSE LINK,ENCLOSED ELEMENT | 10A, Standard Blade, Red (P10) | ASHDOWN | ASHDOWN-INGRAM (NOW CALLED NAPA) | TDR05003 | Active | 1
2453975 | FUSE LINK,ENCLOSED ELEMENT | 10A, Standard Blade, Red (P10) | MMELEC | MM ELECTRICAL MERCHANDISING | WF10 | Active | 1
2400568 | FUSE LINK,EXPULSION | 25A, Class K, TS 06-03-01 (scm) | NGKSTANG | NGK STANGER PTY LTD | ZXC705-25BK37 | Active | 1
2427722 | SEAL | CDD, suit Double Loop R Clip, for sealing a Controlled Decent Device on Elevated Work Platforms, EE Dwg P35B40R03 Ver 1 | HARCOR | HARCOR SECURITY SEALS PTY LTD | WE05114 | Active | 1
2407341 | STRAP,WEBBING | Extension Strap, Towing Strap, Rated to 8000kg, Polyester Webbing, Vehicle Recovery | TJM | TJM 4X4 MEGASTORE | 8615-SWS75 | Active | 1
2422939 | RATCHET | Tie Down Strap, with 2m Lg, Min 250kg SWL, AS/NZS 4380 | HGHTDYNM | HEIGHT DYNAMICS | 20004A40-2 | Active | 1
2432367 | LETTER,SIGN | (D), Pressed Al, 40mm Wide, 22mm High, Black on Yellow, Ergon Dwg 995129-01 (scm) | SUMMIT | SUMMIT GROUP | SF17PE420D | Active | 1
2432375 | LETTER,SIGN | (E), Pressed Al, 40mm Wide, 22mm High, Black on Yellow, Ergon Dwg 995129-01 (scm) | SUMMIT | SUMMIT GROUP | SF17PE420E | Active | 1
2432359 | LETTER,SIGN | (C), Pressed Al, 40mm Wide, 22mm High, Black on Yellow, Ergon Dwg 995129-01 (scm) | SUMMIT | SUMMIT GROUP | SF17PE420C | Active | 1
2433530 | STAND,CABLE DRUM | 1.5T, suit Max 1600mm Dia & 950mm W, Disc Brake, Spindle c/w Sliding Locating Cones, Optional Power Rotator Available, Multiples able to be Linked, ETS RSE11 | REDMOND | REDMOND GARY AUSTRALIA PTY LTD | 0701-020000-00000 | Active | 5
2435469 | COMPUTER,DATA TRANSFER | Expansion Module, IE 3000, 8 10/100 | CISCO | CISCO SYSTEMS INC (MANUFACTURER) | IEM-3000-8TM= | Active | 5
2454692 | KEYBOARD | Logitech MK710, Wireless Desktop Bundle c/w Mouse | DATA3 | DATA#3 LIMITED | 920-002510 | Phasing | 5
2408862 | BRACE,CROSSARM | Compression, RH, 75 x 75 x 6 x 1863 Lg, Galv Steel, Stamp with "IIN2408862", EE Dwg ES000742-01 | ISM | ISM MANUFACTURING PTY LTD | ERGON-908948-02-01 | Active | 1
3601 | MOTOR-GENERATOR | Standby, 240V, 1Ph, 62A, 1500rpm, Class H, 15kVA/12kW, 200 x 95 x 158cm, 900kg, Fuel Capacity 500L, for use at Ergon Sites | JUBILEE | JUBILEE ENERGY PTY LTD | JEG1-15KSR | Active | 1
431054 | GRIP,WIRE ROPE | 8mm, Wire Rope, AS2076-1977 | BLKWOODJ | J BLACKWOOD & SONS LIMITED | 1010604 | Active | 1
2458693 | METER,WATTHOUR | Prog Id 9137, Mk7A, 2 Element, 1Ph, 2 Wire, 240V, 10-100A, Class 1, Load Profile, 100A Disconnect Switch, BC, External Comms Capable for SAM3 Modem, | EDMI | EDMI PTY LTD | 7A11-A344-29-F211-7L02-6011 | Active | 5
302 | TRANSFORMER,VOLTAGE | 132kV, 240V, 25kVA, VF 1.5/30sec | KONCAR | KONCAR - ELECTRICAL INDUSTRY INC | VPU-145 | Phasing | 5
2443828 | ARRESTER,SAFELINK OVER TRAVEL | Retrofit Kit, for ABB Switchgear (scm) | ABBAUST | ABB AUSTRALIA PTY LTD | 1YJH00003-MECH OTA | Active | 1
292 | CAPACITOR ASSEMBLY | Type CHD820B, 26.48uF, 529kVAr, 8.08kV, 50Hz, 1 Ph, Capacitor Can, Internal Fuse | ABBAUST | ABB AUSTRALIA PTY LTD | CHD820B | Phasing | 5
295 | CAPACITOR ASSEMBLY | Type CHD640B, 27.2uF, 396kVAr, 6920V, 50Hz, 1 Ph, Capacitor Can, Insualtion Level 28/95, Fluid Type F810, AS2897, YOM 2008 | ABBAUST | ABB AUSTRALIA PTY LTD | CHD640B | Phasing | 5
298 | CAPACITOR ASSEMBLY | Type ELKA102, 300uF, 235.62kVAr, 500V, 500Hz, 1 Ph, Capacitor Can, Insualtion Level 6/25, Fluid Type F810, IEC 60871, YOM 2006 | ABBAUST | ABB AUSTRALIA PTY LTD | HVC6184 | Phasing | 5
2400637 | FUSE,CARTRIDGE | 415V AC, HRC Cartridge JP Type, 250A, 2 Hole Bolt-in Slotted Centre Tags, 82mm Fixing Centres Wedge Type Carrier | FUSECO | FUSECO POWER SOLUTIONS PTY LTD | JPU250 | Active | 5
1138103 | FIXTURE,LIGHTING | 80W Mercury Vapour Nostalgia Type 1 Luminaire, Black c/w Integral Control Gear, PE Cell, Diffuse Lamp & Power Factor Correction, EQTS 05-01-01 (scm) | GERARD | GERARD LIGHTING GROUP | LB11BD21L | Phasing | 1
2400026 | BOLT,MACHINE | M20 x 280mm, Hex, Galv c/w Galv Hex Nut, Aust Std (P15) (scm) | GREGSF | GREG SEWELL FORGINGS PTY LTD | 2400026 | Active | 1
2404189 | PIN,INSULATOR | M20, C/250/7 x 135mm, ETS 01-01-01 Typical Dwg 01-06-02 (P10) | GREGSF | GREG SEWELL FORGINGS PTY LTD | 2404189 | Active | 1
2456044 | TEMPLATE,DRAFTING | U1300 Drilling Template, for Mounting Holes & Wiring Entry, 3mm Min Material Size, Clear Polycarbonate | NTHPLAST | NORTHERN PLASTIC SUPPLIES & FABRICATION | U1300-TEM | Active | 1
2403276 | FIXTURE,LIGHTING | 80W Mercury Vapour Aeroscreen Luminaire, 34mm Spigot c/w Integral Control Gear, PE Cell, Diffuse Lamp & Power Factor Correction, Minor Roads, EQTS 05-01-01 | GERARD | GERARD LIGHTING GROUP | JA11BD01L | Phasing | 1
2451904 | ANTENNA | HPX, High Performance Parabolic Shielded Dual-polarized, Microwave Antenna, Grey, 2.4m/8ft, 6.425-7.125GHz, PDR70, Std White Radome c/w Flash, Std Pack, | COMMSINC | COMMSCOPE INC | HPX8-65-D1A - ANDREW | Active | 1
2403620 | FUSE,CARTRIDGE | 12kV, HRC RMU Oil Immersed Type, 31.5A, suit Andelect SDAF3 & L&C GF3 Fuse Switches, Barrel 254mm Lg, 68mm Dia, End Caps 40mm Lg, 63.5mm Dia c/w Striker Pin | COOPER | COOPER ELECTRICAL AUSTRALIA PTY LTD | 12OEFMA31.5 | Active | 1
1757673 | SCREW,COACH | M10 x 100mm, Galv B, Aust Std (P100) (scm) | BOLTMAST | BOLTMASTERS | FMHS100G | Active | 1
1757673 | SCREW,COACH | M10 x 100mm, Galv B, Aust Std (P100) (scm) | GREGSF | GREG SEWELL FORGINGS PTY LTD | 1757673 | Active | 2
2403275 | FIXTURE,LIGHTING | 50W Mercury Vapour Aeroscreen Luminaire, 34mm Spigot c/w Integral Control Gear, PE Cell, Diffuse Lamp & Power Factor Correction, Minor Roads, JTS 05-01-01, | SYLVANIA | SYLVANIA SCHREDER | JA10BD01L | Phasing | 1
1704367 | BOLT,MACHINE | M20 x 50mm, Hex, Galv c/w Galv Hex Nut, CA Dwg 22-A4-168 Rev B, Aust Std (P50) (scm) | GREGSF | GREG SEWELL FORGINGS PTY LTD | 1704367 | Active | 1
2440220 | CONNECTOR,BUSBAR | End, Busbar to Conductor, Cu, 19.1mm OD Tube Run, 35-95mm2 Conductor Range | PLP | PREFORMED LINE PRODUCTS (AUST) | E15 | Active | 1
2455764 | BUSHING ASSEMBLY,HV | Model WJ61-343, 66kV, S/N-919BH73, Bushing Id # 25, SW Spares | ABBAUST | ABB AUSTRALIA PTY LTD | BUSHING ID NUMBER 25 | Active | 5
2401068 | SPLICE,CONDUCTOR | Sleeve Compression, 240 to 300mm Al, Hex Jointing c/w Internal Barrier | INTERENG | INTERTECH ENGINEERING PTY LTD | ALKR300/240 | Active | 1
3756 | INTERFACE UNIT,DATA TRANSFER | Interface Board, TCP/IP with SNMP, suit RTP all Battery Charger Voltages, Tech Spec EESS-10735-01-0B | LEGEND | LEGEND POWER SYSTEMS | RPS-COMMSWEBCSU-RTP | Active | 1
2452472 | INSTALLATION,COMPUTER SOFTWARE | Software Application Installation Services, Supplier to add additional software to a PC when built | DATA3 | DATA#3 LIMITED | INSTALL SOFTWARE | Active | 5
1762580 | SETSCREW | M6 x 12mm, Hex, S/Steel Gde 316 c/w Hex Nut S/Steel Gde 304, Aust Std (P100) | HOBSON | HOBSON ENGINEERING CO PTY LTD | BS16PCM060012 + NH04PCM06 | Active | 1
2403702 | SAFETY,BARRICADE MESH | Orange/Yellow UV Stabilsed HDPE 900mm H, 50m Lg | ARTCRAFT | ARTCRAFT PTY LTD (QLD) | OM004 | Active | 1
2403702 | SAFETY,BARRICADE MESH | Orange/Yellow UV Stabilsed HDPE 900mm H, 50m Lg | JAYBRO | JAYBRO CIVIL & SAFETY PRODUCTS | 18BMFA | Active | 2
2443273 | PANEL,PATCH,COMMS | 19" Recess, 2RU x DB25 x 16-Way | BBNS | BLACK BOX NETWORK SERVICES | 12122-02 | Active | 1
3890 | PULLER,MECHANICAL | Pull Rod, suit 33/66kV CB, Type HLC 1250/1600 | ABBAUST | ABB AUSTRALIA PTY LTD | 2184973-A | Active | 1
2451631 | TEMPLATE,DRAFTING | Isolation Links Drilling Template, for Mounting Holes & Wiring Entry, 3mm Min Material Size, Clear Polycarbonate | NTHPLAST | NORTHERN PLASTIC SUPPLIES & FABRICATION | ISOL.LINK-TEM | Active | 1
621208 | FUSE,CARTRIDGE | 500V AC, HRC DIN Type, 630A, Size 3, ETS 12-02-01 Group E (scm) | FUSECO | FUSECO POWER SOLUTIONS PTY LTD | NH3F-630 | Active | 5
2406850 | TRIP RESISTOR | KFE Recl 140A | COOPER | COOPER ELECTRICAL AUSTRALIA PTY LTD | KRK597F140 | Active | 1
23150 | BACKING BOARD,METER | Type 'X' Meter Panel, 200 x 250 x 6mm, Insulation Panel, for Network Meter Installation & Replacement | INSULECT | INSULECT AUSTRALIA PTY LTD | 613060 200 X 250 X 6MM | Active | 5
2455921 | GREASE,SPECIAL PURPOSE | Rocol Silicone Lubricant Spray, CAS RN, 250g Aerosol | BLKWOODJ | J BLACKWOOD & SONS LIMITED | 477604 | Active | 1
2455921 | GREASE,SPECIAL PURPOSE | Rocol Silicone Lubricant Spray, CAS RN, 250g Aerosol | ITWPF | ITW POLYMERS & FLUIDS | SL 250GM | Active | 5
2455913 | GREASE,SPECIAL PURPOSE | Spheerol EPL 2, Oil Base, Grease, Dark Brown, Tube | CASTROL | CASTROL AUSTRALIA PTY LTD | 451356-AU13 | Active | 5
2416345 | WASHER,FLAT | Round, M12, 25mm OD, 1.6mm Thk, S/Steel Gde 316, Aust Std | GLBFAST | GLOBAL FASTENERS (QLD) PTY LTD | WFRS6M12240T15 | Active | 1
2443323 | SCREW ASSEMBLY,PANEL | Long D Socket Screw c/w Nuts, Flat & Spring Washers, suit DB Connector (P10) | SOLEX | SOLEX TECHNOLOGY GROUP | DD01506 | Active | 1
2440329 | LINK,COMPRESSION | Bi-Metal, Reducing, 630mm2 Al to 400mm2 Cu, Utilux | TYCOELEC | TYCO ELECTRONICS | UTIBKX400-630/1 | Active | 1
2440444 | SPACER,STRAIGHT | Substation Parallel Spacer Double, Conductor 24.0mm, 50mm Centre Spacing | PLP | PREFORMED LINE PRODUCTS (AUST) | SPSD-240-050 | Active | 5
2455079 | SILICA GEL | Omni-tuff, Indicating Gel, Orange, 12.5kg Bucket, e-Gel used in Desiccant Breather (MOQ 10) | SMSOMNI | SMS OMNI-TUFF GROUP PTY LTD | 09-SEG125 | Active | 5
2448140 | BRACKET,INSULATOR | Post Support, Galv Steel, 150 x 75 PFC, EE Dwg 1020748-03 Item 35 Mark H | ISM | ISM MANUFACTURING PTY LTD | 1020748-03-35 | Active | 5
2442275 | CAPACITOR ASSEMBLY | Type CHD770B, 14.5 to 15.5uf Range, 504kVAr, 50Hz, 1 Ph, 10480V, YOM 2000 | ABBAUST | ABB AUSTRALIA PTY LTD | CHD770B | Active | 1
1762652 | SETSCREW | M12 x 35mm, Hex, S/Steel Gde 316 c/w S/Steel Gde 304 Hex Nut, Aust Std (P100) (scm) | HOBSON | HOBSON ENGINEERING CO PTY LTD | XEKBS16XCM120035 | Active | 1
2440410 | INDICATOR,FAULT LOCATING | SIGMA F+E 3, Short Circuit & Earth Fault Indicator, 96 x 48 x 96mm, LED Display, Manual/Automatic/Remote Reset & Test, Cable or Bushing Mount CT's, IP40 (scm) | HRSTMNN | HORSTMANN GMBH (MANUFACTURER) | V37-5113-001-001 | Active | 5
195 | TRANSFORMER,VOLTAGE | 33kVA, 110/110V, 3 Ph, 200VA/100VA/Phase Class 0.5M1P/3R-6P, YNyn0-open Delta, Cat B, Vf 1.9/30 Sec, IL36/70/200kV, Outdoor, Hot Dip Galv Tank, Routine Test | CIRCLECT | CIRCLE-C TRANSFORMERS | 65B/33/13012 | Phasing | 5
2455772 | BUSHING ASSEMBLY,HV | 33kV, 1000A, S/N-501/19, Bushing Id # 26, SW Spares | ABBAUST | ABB AUSTRALIA PTY LTD | BUSHING ID NUMBER 26 | Active | 5
1749330 | NUT,PLAIN,HEX | M12, S/Steel Gde 304, Aust Std (P100) (scm) | HOBSON | HOBSON ENGINEERING CO PTY LTD | NH04PCM12 | Active | 1
1749330 | NUT,PLAIN,HEX | M12, S/Steel Gde 304, Aust Std (P100) (scm) | AUSTAIN | AUSTAIN FASTENERS PTY LTD | D05912000 | Active | 2
2404870 | STUD,PLAIN | Line Post Insulator, M24 x 99mm, c/w Washer & Nut, Morlynn P/N Y10886 (P25) | TYCOELEC | TYCO ELECTRONICS | M10886-105 | Active | 1
2443281 | PANEL,PATCH,COMMS | 19" Recess, 3RU x DB25 x 32-Way, 100mm | BBNS | BLACK BOX NETWORK SERVICES | 12122-03 | Active | 1
2443455 | CABLE,FIBRE OPTIC | U/Ground/External Single Tube, 6 Core Loose Tube, MMOF 62.5/125um, Bending Radius 196mm Under Full Load, c/w Nylon Oversheath for Termite Protection, may | BELDEN | BELDEN INC (MANUFACTURER) | OFS-LT06-MM62 | Active | 1
3760 | SENSOR,AMBIENT TEMPERATURE | AD592, Assembled on 10m Lead, suit RTP all Battery Charger Voltages, Tech Spec EESS-10735-01-0B | LEGEND | LEGEND POWER SYSTEMS | RPS-RT10000TEMP-RTP | Active | 1
2451987 | FUSE,CARTRIDGE | 11kV, HRC Current Limiting, 6A, 20kA Fault Rating, Powder Filled, ETS 12-01-04 (scm) | COOPER | COOPER ELECTRICAL AUSTRALIA PTY LTD | FAK44W6 | Active | 1
2452019 | FUSE,CARTRIDGE | 11kV, HRC Current Limiting, 18A, 20kA Fault Rating, Powder Filled, ETS 12-01-04 (scm) | COOPER | COOPER ELECTRICAL AUSTRALIA PTY LTD | FAK44W18 | Active | 1
104696 | RECLOSER,AUTO | Hydraulic, 11/12.7/19.1kV, SWER, 25A Coil, 50A Trip 1A3B Sequence, ETS 06-07-01 (scm) | COOPER | COOPER ELECTRICAL AUSTRALIA PTY LTD | KE25B13 | Active | 1
2454270 | RECLOSER,AUTO | Sectionaliser, Load Break Switch, 22kV, 3 Ph, 400A, 12.5kA Cap, Vacuum Interrupting, O/door Pole Mount c/w Ctrl Cub, Insulated Cable Droppers, Aux VT | NOJA | NOJA POWER SWITCHGEAR PTY LTD | OSM27-RC10 | Active | 1
2454239 | RECLOSER,AUTO | 11kV, for Substation use, 3 Ph, 630A, 12.5kA/3 Sec, Vacuum Breaking, suit 240V External Supply c/w Ctrl Cub, 7m Ctrl Cable, 240mm2 XLPE Power Cable, DNP 3.0 | NOJA | NOJA POWER SWITCHGEAR PTY LTD | OSM15-RC1-SMF | Active | 1
2404320 | STRAPPING | Critchley Betastrip, 4 x 2m W, 2m Lg, Black 0408 | HAYMANS | HAYMANS ELECTRICAL | CRI0408 | Active | 1
1714369 | STAYROD | Eye Bolt, M24 x 2400mm, Galv, 45Deg, Bend for Concrete Foundation, Dwg 878405-01, AS3679-250 AS1554 Part 1 (P10) (scm) | GREGSF | GREG SEWELL FORGINGS PTY LTD | 1714369 | Active | 1
2459220 | CUTTING FLUID | Met-Kool, Aerosol Chemical Cutting Fluid Coolant & Lubricant for Tooling Operations | CHEMSRCH | CHEMSEARCH | 9035 | Active | 1
2400150 | SCREW,COACH | M10 x 80mm, Galv, Aust Std (P100) | GREGSF | GREG SEWELL FORGINGS PTY LTD | 2400150 | Active | 1
2452183 | ACTUATOR | Mid Pole Mount, 4m Lg, for Load Break Switch, AK Power (scm) | AKPOWER | AK POWER SOLUTIONS PTY LTD | 80916 | Active | 1
2405992 | POLYURETHANE COATING | Ivy Spray, Red, 300g Aerosol Can, Urethane Sealcoat | CRC | CRC INDUSTRIES AUSTRALIA PTY LTD | 2044 | Active | 5
2405992 | POLYURETHANE COATING | Ivy Spray, Red, 300g Aerosol Can, Urethane Sealcoat | BLKWOODJ | J BLACKWOOD & SONS LIMITED | 3967603 | Active | 1
1727698 | BOLT,MACHINE | M10 x 50mm, Hex, S/Steel Gde 316 c/w Hex Nut S/Steel Gde 304, Aust Std (P100) | THEBLTPL | THE BOLT PLACE | 1727698 | Active | 1
2400670 | THIMBLE,ROPE | Galv, suit 12mm Dia Rope, Dwg 01-14-01 (P50) | GREGSF | GREG SEWELL FORGINGS PTY LTD | 2400670 | Active | 1
2453637 | BRACKET,ELECTRICAL CONNECTOR | Antenna Bracket, 3.0mm, S/Steel, Right Angle, Bull Bar Mount | GME | GME INNOVATIVE ELECTRONICS | MB024SS | Active | 1
2451862 | ANTENNA | HPX, High Performance Parabolic Shielded Dual-polarized, Microwave Antenna, Grey, 1.2m/4ft, 10.700-11.700GHz, CPR90G, Enhanced White Radome c/w Flash, | COMMSINC | COMMSCOPE INC | HPX4-107 - ANDREW | Active | 1
2459493 | BLADE,CUTTER,CABLE,HAND OPERATED | Replacement, Moving Blade, 160 x 95mm, Hardened Steel, suit REC-Y33M(BB) Izumi Battery Operated Cable Cutter | SPECFORC | SPECIALISED FORCE PTY LTD | Y33-08 | Active | 1
2459501 | BLADE,CUTTER,CABLE,HAND OPERATED | Replacement, Fixed Blade, 130 x 52mm, Hardened Steel, suit REC-Y33M(BB) Izumi Battery Operated Cable Cutter | SPECFORC | SPECIALISED FORCE PTY LTD | Y33-03 | Active | 1
446256 | LETTER,SIGN | (A), Pressed Al, Plain, Dwg 22-A4-200 Rev B (P100) | METALTI | METAL-TECH INDUSTRIES (TRADE POLISHERS) | LETTER A ALUMINIUM | Active | 1
104697 | RECLOSER,AUTO | Hydraulic, 11/12.7/19.1kV, SWER, 15A Coil, 30A Trip 2A2C Sequence, ETS 06-07-01 (scm) | COOPER | COOPER ELECTRICAL AUSTRALIA PTY LTD | KE15C22 | Active | 1
1138100 | FIXTURE,LIGHTING | 50W Mercury Vapour Nostalgia Type 1 Luminaire, Black c/w Integral Control Gear, PE Cell, Diffuse Lamp & Power Factor Correction, JTS 05-01-01, | SYLVANIA | SYLVANIA SCHREDER | LB10BD21L | Phasing | 1
2404149 | FUSE,CARTRIDGE | 24kV, Liquid Filled, 10A, Size 1, (P42) (MOQ 42) | FUSECO | FUSECO POWER SOLUTIONS PTY LTD | 23L1F10E | Phasing | 2
2404149 | FUSE,CARTRIDGE | 24kV, Liquid Filled, 10A, Size 1, (P42) (MOQ 42) | PWRHDIST | POWERHOUSE DISTRIBUTION | 23L1F10E | Phasing | 1
2404138 | FUSE,CARTRIDGE | 24kV, Full Range, RMU DIN Type, Air Insulated, 63A, Barrel 442mm Lg, 50.8mm Dia, End Caps 33mm Lg, 45mm Dia, with Striker Pin to DIN Standard 43625 | FUSECO | FUSECO POWER SOLUTIONS PTY LTD | 3001413/63 | Active | 1
408931 | FUSE,CARTRIDGE | 415V AC, HRC Cartridge VK Type, 80A, 57 x 22.2mm Dia, ETS 12-02-01 Group A (scm) | FUSECO | FUSECO POWER SOLUTIONS PTY LTD | 2258F-80 | Active | 5
2451920 | ANTENNA | VHLPX, ValuLine High Performance Low Profile, Dual-polarized, Microwave Antenna, Grey, 1.2m/4ft, 7.125-8.500GHz, PDR84, Polymer Grey Radome w/out Flash, | COMMSINC | COMMSCOPE INC | VHLPX4-7W-4GR - ANDREW | Active | 1
2403484 | SOLDER,LEAD-TIN ALLOY | 40/60, 5 Resin Cores, 1.6mm Dia, Lower Melting Point, 500g Reels | BLKWOODJ | J BLACKWOOD & SONS LIMITED | 4462806 | Active | 2
2403484 | SOLDER,LEAD-TIN ALLOY | 40/60, 5 Resin Cores, 1.6mm Dia, Lower Melting Point, 500g Reels | CNWELEC | CNW ELECTRICAL PTY LTD | 4462806 | Active | 2
2403484 | SOLDER,LEAD-TIN ALLOY | 40/60, 5 Resin Cores, 1.6mm Dia, Lower Melting Point, 500g Reels | MMELEC | MM ELECTRICAL MERCHANDISING | 4462806 | Active | 1
2404892 | FUSE,CARTRIDGE | 660V AC, HRC Cartridge OTC Type, 80A, 2 Hole Bolt in Centre Tags, 111mm Fixing Centres | FUSECO | FUSECO POWER SOLUTIONS PTY LTD | OTC80 | Active | 1
2458396 | METER,WATTHOUR | Prog Id 82287, Mk10D, 3 Element, 3Ph, 4 Wire, 240V, 10-100A, Class 1, Bottom Connect, Multi Tariff Business, Undercover Comms Capable, | EDMI | EDMI PTY LTD | 1D11-1B-112-27-G11-201012-2N | Active | 5
1714486 | STAYROD | M24 x 2700mm, Galv, ETS 01-01-01 Dwg 01-03-02 (P10) (scm) | GREGSF | GREG SEWELL FORGINGS PTY LTD | 1714486 | Active | 1
104324 | BEND,ELECTRICAL CONDUIT | 125mm, 15 Deg, 1830mm Rad, UPVC, LD, Orange Elec, AS/NZS 2053.2 | MMELEC | MM ELECTRICAL MERCHANDISING | FABL1815125 | Active | 1
104324 | BEND,ELECTRICAL CONDUIT | 125mm, 15 Deg, 1830mm Rad, UPVC, LD, Orange Elec, AS/NZS 2053.2 | HAYMANS | HAYMANS ELECTRICAL | FABL1815125 | Active | 2
2400401 | BEND,ELECTRICAL CONDUIT | 100mm, 30 Deg, 1830mm Rad, UPVC, LD, Orange Elec, AS/NZS 2053.2 (scm) | HAYMANS | HAYMANS ELECTRICAL | 100LDELE1830R30B | Active | 1
2438711 | BEND,ELECTRICAL CONDUIT | 150mm, 45 Deg, 635mm Rad, HD, Orange | MMELEC | MM ELECTRICAL MERCHANDISING | PIP150HDCON635R45B | Active | 1
2449361 | TEST SET,VOLTAGE INJECTION | IES Testing, Variable Output, 200-260V, 20A Max Current Sink, IP54 Cat III 300V | THEWMCCA | TMAC THEW & MCCANN GROUP | TM00-244 | Active | 1
2406248 | FUSE,CARTRIDGE | 500V AC, HRC Cartridge 10G Type, 2A, 38 x 10.3mm Dia, Modular, ETS 12-02-01 Group A (scm) | FUSECO | FUSECO POWER SOLUTIONS PTY LTD | 420002 | Active | 1
2403721 | OUTREACH HEADFRAME | Major Road, High Mast, 3 Way, Galv Steel, EQTS 05-02-01, Dwg 05-02-06 (scm) | IUPOLE | INTERNATIONAL UTILITY POLES PTY LTD | EX-5390 | Active | 2
2403721 | OUTREACH HEADFRAME | Major Road, High Mast, 3 Way, Galv Steel, EQTS 05-02-01, Dwg 05-02-06 (scm) | INGAL | INGAL EPS | GEX05389 | Active | 2
2403721 | OUTREACH HEADFRAME | Major Road, High Mast, 3 Way, Galv Steel, EQTS 05-02-01, Dwg 05-02-06 (scm) | GMPOLES | GM POLES PTY LTD | SL HM 3W | Active | 1
1704065 | BOLT,MACHINE | M16 x 350mm, Hex, Galv c/w Galv Hex Nut, Aust Std (P25) (scm) | GREGSF | GREG SEWELL FORGINGS PTY LTD | 1704065 | Active | 1
1704545 | BOLT,MACHINE | M20 x 260mm, Hex, Galv c/w Galv Hex Nut, Aust Std (P15) (scm) | GREGSF | GREG SEWELL FORGINGS PTY LTD | 1704545 | Active | 1
2402942 | BOLT,MACHINE | M20 x 250mm, Hex, Galv c/w Galv Hex Nut, Aust Std (P15) | GREGSF | GREG SEWELL FORGINGS PTY LTD | 2402942 | Active | 1
2406977 | BOLT,MACHINE | M6 x 65mm, Hex, S/Steel Gde 316 c/w Hex Nut S/Steel Gde 304, Aust Std (P50) | THEBLTPL | THE BOLT PLACE | 2406977 | Active | 1
2442580 | BAG,PLASTIC | Pallet Bag, Black, 1245 x 1195 x 1850mm, 100um, Roll | SEDLAGCY | SEDL AGENCIES PTY LTD | PACPLAB35BK | Active | 1
2403844 | CYLINDER,LOCK | 201 Night Latch, to suit D2 Style, Keys Not Required | ASSA | ASSA ABLOY AUSTRALIA PTY LTD | 201CYLCP5KA | Active | 1
104675 | BEND,ELECTRICAL CONDUIT | 80mm, 90 Deg, 1000mm Rad, UPVC, LD, Socket to Socket, Orange Elec, AS/NZS 2053.2 (scm) | HAYMANS | HAYMANS ELECTRICAL | 80LDELE1000R90B | Active | 1
2400625 | FUSE,CARTRIDGE | 12kV, HRC RMU Oil Immersed Type, 90A, suits Andelect SDAF3 & L&C GF3 Fuse Switches, Barrel 359mm Lg, 68mm Dia, End Caps 40mm Lg, 63.5mm Dia c/w | COOPER | COOPER ELECTRICAL AUSTRALIA PTY LTD | 12OHGMA90 | Active | 1
2460004 | METER,WATTHOUR | Prog Id 21027, U1310, 1 Element, 1Ph, 2 Wire, 10-100A, Class 1, Load Profile, 100A Disconnect Switch, BC, External Comms Capable, ETS 2008/6145/T Item 1B | LANDIS | LANDIS GYR (AUST) PTY LTD | U1310DNN2NBN001EE | Active | 5
620621 | FUSE,CARTRIDGE | 12kV, Full Range, 16A, Barrel 292mm Lg, 50.8mm Dia, End Caps 34mm Lg, 45mm Dia, with Striker Pin to DIN Standard 43625 Fuse | DELTA | DELTA POWER AUSTRALIA PTY LTD | 67220.0169 | Active | 1
1011185 | FUSE,CARTRIDGE | 415V AC, HRC Cartridge TCP Type, 100A, 2 Hole Bolt in Offset Tags, 94mm Fixing Centres | IPDGROUP | IPD GROUP LIMITED | TCP100L | Active | 1
2400128 | BOLT,MACHINE | M16 x 600mm, Hex, Galv c/w Galv Hex Nut, Aust Std (P15) | GREGSF | GREG SEWELL FORGINGS PTY LTD | 2400128 | Active | 1
104451 | TERMINATION PANEL FIBRE OPTIC | Panel Wall Mounted IP Rated Suitable for Termination of up to 60 Fibres To Ergon EPS0069 | OPTICAL | OPTICAL FIBRE SYSTEMS PTY LTD | OFS-800-IP-HG + TERM KIT | Active | 5
2444040 | ADAPTOR,UNIVERSAL | Terminal Screw, 16mm Thread to 12mm Lug, for ABB Safelink Term, suit FBX Unit (scm) | GILBERT | GILBERT LODGE AUSTRALIA PTY LTD | RAYEXRM1366 | Active | 2
2444040 | ADAPTOR,UNIVERSAL | Terminal Screw, 16mm Thread to 12mm Lug, for ABB Safelink Term, suit FBX Unit (scm) | RAYCHEM | RAYCHEM (AUSTRALIA) PTY LTD | EXRM-1366 | Active | 1
1727649 | BOLT,MACHINE | M16 x 50mm, Hex, S/Steel Gde 316 c/w S/Steel Gde 304 Hex Nut, Aust Std (P100) (scm) | GREGSF | GREG SEWELL FORGINGS PTY LTD | 1727649 | Active | 1
2447886 | ANTENNA | High-Band, VHF Omni-directional Dipole Array, 8dBi Nom Gain, 136-174MHz, 6.3m Lg, 31kg | RFIND | RF INDUSTRIES PTY LTD | BA80-41P | Active | 1
2442804 | TERMINAL,TELEPROTECTION | DM1200, 90-320V DC PSU, VF Analogue Tone Processor | DEWAR | DEWAR ELECTRONICS PTY LTD | DM1200 A23-P1-1T-R1 90-320VDC | Active | 1
104497 | GASKET | 40 x 3 x 250mm Lg, Neoprene (scm) | ASSOGASK | ASSOCIATED GASKETS PTY | NA03 | Active | 1
2457208 | FUSEHOLDER,BASE & CARRIER | 30A, In-Line Splashproof Fuse Holder, for Mini Style Blade Fuse | ASHDOWN | ASHDOWN-INGRAM (NOW CALLED NAPA) | ACX1712 | Active | 1
2457208 | FUSEHOLDER,BASE & CARRIER | 30A, In-Line Splashproof Fuse Holder, for Mini Style Blade Fuse | ASHDOWN | ASHDOWN-INGRAM (NOW CALLED NAPA) | TDR05211 | Active | 2
2457208 | FUSEHOLDER,BASE & CARRIER | 30A, In-Line Splashproof Fuse Holder, for Mini Style Blade Fuse | MMELEC | MM ELECTRICAL MERCHANDISING | WFH2 | Active | 1
2454056 | INSULATION SLEEVING,ELECTRICAL | Heat Shrink Tubing, 10/3mm, 1.2m Lg, Black, Hot Melt Glue Lined | MMELEC | MM ELECTRICAL MERCHANDISING | L&CHSMDW12-3/4FT | Active | 1
2454056 | INSULATION SLEEVING,ELECTRICAL | Heat Shrink Tubing, 10/3mm, 1.2m Lg, Black, Hot Melt Glue Lined | RAYCHEM | RAYCHEM (AUSTRALIA) PTY LTD | WTM10/3 | Active | 5
2400109 | WASHER,SHEAR | 2mm Thk, 350 PCD, Galv Steel, for use with SBM Pole, EQTS 05-02-01, Dwg 05-02-04 (scm) | INGAL | INGAL EPS | I00618 | Active | 1
2402940 | BOLT,MACHINE | M16 x 250mm, Hex, Galv c/w Galv Hex Nut, Aust Std (P30) | GREGSF | GREG SEWELL FORGINGS PTY LTD | 2402940 | Active | 1
2403460 | SHACKLE | Bow, Galv Steel, High Grade S, 8mm, 0.75 Tonne WLL, 10mm Dia Pin W/Eye & Collar, High Load | GREGSF | GREG SEWELL FORGINGS PTY LTD | 2403460 | Active | 1
1703271 | BOLT,MACHINE | M12 x 65mm, Hex, Galv c/w Galv Hex Nut, Aust Std (P150) | THEBLTPL | THE BOLT PLACE | 1703271 | Active | 1
1703255 | BOLT,MACHINE | M12 x 40mm, Hex, Galv c/w Galv Hex Nut, Aust Std (P200) (scm) | THEBLTPL | THE BOLT PLACE | 1703255 | Active | 1
2437119 | CLAMP,ANTENNA | UNV Series, Galv, Universal Right Angle Antenna Clamp | RFIND | RF INDUSTRIES PTY LTD | UNV | Active | 1
2403168 | FUSE,CARTRIDGE | 500V AC, HRC DIN Type, 125A, Size 2, ETS 12-02-01 Group E (scm) | FUSECO | FUSECO POWER SOLUTIONS PTY LTD | NH2F-125 | Active | 5
2404896 | FUSE,CARTRIDGE | 660V AC, HRC Cartridge OTTM Type, 630A, 4 Hole Bolt in Centre, Tags 133/184mm Fixing Centres | FUSECO | FUSECO POWER SOLUTIONS PTY LTD | OTTM630 | Active | 1
2457612 | CAPACITOR ASSEMBLY | Type CHD 167kVAr, 6.98kV, 50Hz, Single Bushing | ABBAUST | ABB AUSTRALIA PTY LTD | CHD167 | Active | 1
3805 | CONTROL,TRANSMITTER | FQD7, 400kVA, Indoor Cabinet 120cm W x 200cm H x 60cm D c/w 1 Output, Interference Coil/Filter, Solid Front Door, suit Landis & Gyr Loose Coupled | LANDIS | LANDIS GYR (AUST) PTY LTD | FQD7.4 | Active | 1
2402134 | WAX,WATER EMULSION,SOLVENT BARRIER | Optimax Topcoat, Floor, Liquid Type, Easy Maintenance Sealer, 5L Bottle | MINEHAN | MINEHAN AGENCIES PTY LTD | 16-02-10854 | Active | 1
2403845 | WIRE,NONELECTRICAL | Tie Wire, 4.00mm, Al Annealed, Max 10kg Coil, 29m/kg, JTS 03-03-01 (scm) | MIDLAND | MIDLAND METALS OVERSEAS PTE LTD | MMO-4 TIE ANN.AL. | Active | 1
2403845 | WIRE,NONELECTRICAL | Tie Wire, 4.00mm, Al Annealed, Max 10kg Coil, 29m/kg, JTS 03-03-01 (scm) | DULHUNTY | DULHUNTY POWER (AUST) PTY LTD | TW-A-403-10 | Active | 2
2455566 | BUSHING ASSEMBLY,HV | Model Spez73, 66kV, 400A, S/N-66D50573L, Bushing Id # 1, SW Spares | ABBAUST | ABB AUSTRALIA PTY LTD | BUSHING ID NUMBER 1 | Active | 5
2455681 | BUSHING ASSEMBLY,HV | Model Spez73, 66kV, 400A, S/N-66D50577, Bushing Id # 15, SW Spares | ABBAUST | ABB AUSTRALIA PTY LTD | BUSHING ID NUMBER 15 | Active | 5
2455756 | BUSHING ASSEMBLY,HV | Model WJ61-373, 66kV, S/N-917BH73, Bushing Id # 24, SW Spares | ABBAUST | ABB AUSTRALIA PTY LTD | BUSHING ID NUMBER 24 | Active | 5
2405074 | INSULATION SLEEVING,ELECTRICAL | Heat Shrink Tubing, 35/12mm, 30m Roll, Uncoated | TECONN | TE CONNECTIVITY LTD | MWTM-35/12-A/U-4(S30) | Active | 1
2405074 | INSULATION SLEEVING,ELECTRICAL | Heat Shrink Tubing, 35/12mm, 30m Roll, Uncoated | GILBERT | GILBERT LODGE AUSTRALIA PTY LTD | RAYMWTM35/12-A/U | Active | 2
3857 | FUSE,CARTRIDGE | 350A, 690V, NH-Fuse Insert FQD5, suit Transmitter Control, ETS 2011/0363/T 12i-FQD | LANDIS | LANDIS GYR (AUST) PTY LTD | 6000.000.00223 | Active | 1
2404314 | INSULATION SLEEVING,ELECTRICAL | Heat Shrink Tubing, 140/42mm, Medium Wall, Lined, Standard | TECONN | TE CONNECTIVITY LTD | MWTM-140/42-1500/S(S5) | Active | 1
2404314 | INSULATION SLEEVING,ELECTRICAL | Heat Shrink Tubing, 140/42mm, Medium Wall, Lined, Standard | GILBERT | GILBERT LODGE AUSTRALIA PTY LTD | RAYMWTM140/42-1500 | Active | 2
1138095 | DIFFUSER,LIGHT | Acrylic, to suit Nostalgia Streetlight Part No. L00000 (P10) | SYLVANIA | SYLVANIA SCHREDER | L00000 PACK10 | Active | 1
104772 | PLUG,RUBBER | Type Micro Beam, suit Power Beam | AMALPENG | AMALGAMATED PLASTIC ENGINEERING | MICRORUBBERPLUG | Active | 1
2405324 | ENHANCEMENT COMPOUND,EARTH | Premixed Backfill Mixture, for Enhancing Electrical Earthing Composition, approx 50% Bentonite + 50% Gypsum (+/- 10%) 20kg Bags (ONE WAY PALLETS ONLY) | ERICO | NVENT ERICO PRODUCTS AUSTRALIA P/L | TOPEARTH | Active | 1
2405324 | ENHANCEMENT COMPOUND,EARTH | Premixed Backfill Mixture, for Enhancing Electrical Earthing Composition, approx 50% Bentonite + 50% Gypsum (+/- 10%) 20kg Bags (ONE WAY PALLETS ONLY) | PLP | PREFORMED LINE PRODUCTS (AUST) | D-EARTH5050 | Active | 2
1762595 | SETSCREW | M8 x 25mm, Hex, S/Steel Gde 316 c/w S/Steel Gde 304 Hex Nut, Aust Std (P100) | HOBSON | HOBSON ENGINEERING CO PTY LTD | XEKBS16XCM080025 | Active | 1
1762595 | SETSCREW | M8 x 25mm, Hex, S/Steel Gde 316 c/w S/Steel Gde 304 Hex Nut, Aust Std (P100) | GLBFAST | GLOBAL FASTENERS (QLD) PTY LTD | SHXS6M080025SO | Active | 2
104389 | LOUVRE,LIGHT | Anti-Glare, Replacement Diffuser c/w Front & Rear Shields, for Sylvania Roads Luminaries 250W HPS Max Power, Road Visor SCO Spare Glare (P10) | SYLVANIA | SYLVANIA SCHREDER | PR00003 | Active | 1
2452191 | ACTUATOR | Mid Pole Mount, 6m Lg, for Load Break Switch, AK Power (scm) | AKPOWER | AK POWER SOLUTIONS PTY LTD | 80917 | Active | 1
2453629 | BRACKET,ELECTRICAL CONNECTOR | Antenna Bracket, 2.5mm, S/Steel, Truck Mirrors & Roof Racks Mount c/w Cable Slot | GME | GME INNOVATIVE ELECTRONICS | MB411SS | Active | 1
104196 | INSULATOR,LINE POST | 22kV (11kV Trident) 150kV BIL, Porcelain Horizontal Clamp Top c/w M20 Stud, ETS 10-01-01, Item 10 (scm) | GRAPHSOL | GRAPH SOLUTIONS PTY LTD | 28429A | Active | 1
124015 | FUSE,CARTRIDGE | 415V AC, HRC Cartridge VK Type, 60A, 57 x 22.2mm Dia, ETS 12-02-01 Group A (scm) | FUSECO | FUSECO POWER SOLUTIONS PTY LTD | 2258F-63 | Active | 5
3802 | CONTROL,TRANSMITTER | FQD4, 100kVA, Indoor Cabinet 80cm W x 200cm H x 60cm D c/w 1 Output, Interference Coil/Filter, Solid Front Door, suit Landis & Gyr Loose Coupled | LANDIS | LANDIS GYR (AUST) PTY LTD | FQD4.4 | Active | 1
2420990 | RESISTOR | SCADA, RTU50, SCD5200, SCD6000, Analogue Inputs 100 Ohm | SCHNEIDR | SCHNEIDER PTY LTD (MANUFACTURER) | SY-1018541 | Active | 5
2455533 | CABLE,RADIO FREQUENCY | LD Foam Coaxial Cable, Nom 1/2", 50 Ohm, 1 - 8800MHz, Cu-Clad Al Wire/PE Foam/ Corrugated Cu/PE Jacket, Black | COMMSINC | COMMSCOPE INC | LDF4-50A | Active | 1
2455822 | BUSHING ASSEMBLY,HV | Model Spez36, 33kV, 1000A, S/N-68D52642, Bushing Id # 31, SW Spares | ABBAUST | ABB AUSTRALIA PTY LTD | BUSHING ID NUMBER 31 | Active | 5
104637 | POLE,LINE CONSTRUCTION,METAL | 9.0m, Al, Temporary Pole, 1 Ph, EE Dwg 958107-01 | ULLRICH | ULLRICH ALUMINIUM PTY LTD | FB03610 | Active | 1
3888 | TERMINAL BOARD | 125V DC, 250A (set of 2), EESS-10735-01-0B, 00000015 Item 62 | WEBER | WEBER SOUTH PACIFIC PTY LTD | VC110020-M101 | Active | 5
2404365 | CUTTING COMPOUND,PASTE | Assembly Paste (F & G) | DELTA | DELTA POWER AUSTRALIA PTY LTD | 2152723 | Active | 1
2459212 | WATER-DISPLACING COMPOUND | NC-123 Extra, Electrical & Electronic Components Cleaner, Lubricant, Displaces & Repels Moisture | CHEMSRCH | CHEMSEARCH | 5050 | Active | 1
2459196 | SILICONE COMPOUND | Molykote 111, Silicone Oil, Lubricant & Sealant, Water Resistant, White Translucent | DOWCORN | DOW CORNING CORPORATION | 1889834 | Active | 5
2456069 | CONTROL,INTERFACE | RS232/FOI Comms Module, for CL6B Controller c/w DB9 DTE Connector & ST Fibre Connectors | COOPER | COOPER ELECTRICAL AUSTRALIA PTY LTD | 57A64264800B | Active | 1
2407011 | INSULATION SLEEVING,ELECTRICAL | Heat Shrink Tubing, 75/25mm, 220mm, Unlin, EPS0067 (P3) (scm) | TECONN | TE CONNECTIVITY LTD | LVIT-75/25-A/U-4(S30) | Active | 1
2407011 | INSULATION SLEEVING,ELECTRICAL | Heat Shrink Tubing, 75/25mm, 220mm, Unlin, EPS0067 (P3) (scm) | GILBERT | GILBERT LODGE AUSTRALIA PTY LTD | RAYLVIT75/25-220/3 | Active | 2
1032226 | FUSE PANEL ASSEMBLY | Kit c/w 3 x 32A 415V AC Fuse Holders, 3 x 6A HRC Fuses, Mtd on Insulated Panel 150 x 100 x 10mm c/w Sealing Studs & Perspex Cover | FLOWLINE | FLOWLINE INDUSTRIES PTY LTD | E1062 | Active | 1
2403211 | CORD,FIBROUS | Sashcord # 10, Braided, Cotton, 8mm Dia, 200m Rolls | BULLIVAN | BULLIVANTS PTY LTD | 110562 | Active | 1
2404231 | INDICATOR | Permanent Volt Indicator, Elastimold, Cat # PVI-1A | AUSTMOLD | AUSTRALMOLD PTY LTD | PVI1A | Active | 1
2440261 | CONNECTOR,BUSBAR | Tube, Circular to Flat Busbar, Cu, 28.6mm OD Tube, 54 x 64mm Flat Bolt M10 S/Steel | PLP | PREFORMED LINE PRODUCTS (AUST) | D-TF47B | Active | 1
3907 | MODULE,ELECTRONIC | MMLG02, Test Block, Vertically Mounted Test Module w/out DC Isolation on Removal of Cover, use with MBCZ Busbar Schemes c/w Size 2 Flush Mounted Case | CSEUNI | CSE UNISERVE PTY LTD | MMLG02R1AB0001E | Active | 1
2404357 | ADHESIVE | Araldite, Atkins, 35ml | COVENTRY | COVENTRY FASTENERS QLD | S208 | Active | 1
184895 | INSULATION SLEEVING,ELECTRICAL | Heat Shrink Tubing, 16/5mm, 180mm Lg, Medium Wall, Mastic Sealant | TECONN | TE CONNECTIVITY LTD | MWTM-16/5-180/S(S50) | Active | 1
184895 | INSULATION SLEEVING,ELECTRICAL | Heat Shrink Tubing, 16/5mm, 180mm Lg, Medium Wall, Mastic Sealant | PLP | PREFORMED LINE PRODUCTS (AUST) | CPA-SRH2-022-006-180 | Active | 2
184895 | INSULATION SLEEVING,ELECTRICAL | Heat Shrink Tubing, 16/5mm, 180mm Lg, Medium Wall, Mastic Sealant | GILBERT | GILBERT LODGE AUSTRALIA PTY LTD | RAYMWTM16/5-180 | Active | 2
2402162 | TAPE,EMBOSSING | 38mm x 75m Roll | SIGNET | SIGNET PTY LTD | 50948 | Active | 1
2458347 | CLEVIS,PIN | S/Steel Gde 304, Round, M12 x 65mm c/w R-Clip, 3 x 68mm, S/Steel Gde 304, suit IIN414079 | SICAME | SICAME AUSTRALIA PTY LTD | PIN-RCLIP | Active | 1
2404316 | INSULATION SLEEVING,ELECTRICAL | Heat Shrink Tubing, 56/17mm, 1.2m Long, Unlined | TECONN | TE CONNECTIVITY LTD | MWTM-50/16-1200/U(S40) | Active | 1
2404316 | INSULATION SLEEVING,ELECTRICAL | Heat Shrink Tubing, 56/17mm, 1.2m Long, Unlined | CABLEACC | CABLE ACCESSORIES (AUST) | SMDW56/17U | Active | 2
2456689 | CONTROL,ANTENNA | RealTilt, Electronic Tilt Adjuster, RTA, ETS 2011/0259/T | NSN | NOKIA SOLUTION NETWORK AUST PTY LTD | 469759A | Active | 1
168004 | COVER,ELECTRICITY SUPPLY PILLAR | URD, Tall, 550 H x 230 W x 295mm D, Green Polyethylene, Dwg 04-03-02 (P63) (scm) | LEGEND | LEGEND POWER SYSTEMS | PBL-G-V | Active | 2
168004 | COVER,ELECTRICITY SUPPLY PILLAR | URD, Tall, 550 H x 230 W x 295mm D, Green Polyethylene, Dwg 04-03-02 (P63) (scm) | FLOWLINE | FLOWLINE INDUSTRIES PTY LTD | ES1002 | Active | 1
2454007 | FUSE LINK,ENCLOSED ELEMENT | 3A, Mini-Blade, Violet/Purple (P10) | ASHDOWN | ASHDOWN-INGRAM (NOW CALLED NAPA) | TDR05019 | Active | 2
2454007 | FUSE LINK,ENCLOSED ELEMENT | 3A, Mini-Blade, Violet/Purple (P10) | ASHDOWN | ASHDOWN-INGRAM (NOW CALLED NAPA) | ACX1650BL | Active | 1
482872 | SOCKET THIMBLE | Galv, 70kN, Dwg 01-14-04 Issue A (P12) (scm) | MACLEAN | MACLEAN POWER SYSTEMS | SOCT-70 | Active | 1
2457646 | HANGER,CABLE | SnapStack Hanger, for LDF4-50 Cable, suits 19mm Mounting Hole (P10) | COMMSINC | COMMSCOPE INC | SSH-12 | Active | 1
2404930 | FUSE LINK,EXPULSION | 16A, Class T, TS 06-03-01 (scm) | NGKSTANG | NGK STANGER PTY LTD | ZXT705-16BT37 | Active | 1
2455137 | DUNNAGE | Crane Foot, 610 x 540 x 95mm, Orange Plastic c/w Dual Handle, Rated to 16 Tonne RWC, 11.4kg | GOUGHPLS | GOUGH PLASTICS | FMAM400.1005 | Active | 1
3875 | CAPACITOR ASSEMBLY | Outdoor, Capacitor Can, 350kVAr, suit Tight & Loose Coupled AFLC Coupling Cell site specific capacitance & voltage rating (not transferable, see nameplate) | LANDIS | LANDIS GYR (AUST) PTY LTD | 164.826.00001 350KVAR | Active | 1
3877 | TRANSFORMER,AUDIO FREQUENCY | Outdoor, Isolating, T12/kVA/f/II (kV/kVA/Hz/case) 12kV, 3Ph, Case Size II 1130 H x 650 W x 420 D, suit Landis & Gyr Tight Coupled AFLC Coupling Cell, | LANDIS | LANDIS GYR (AUST) PTY LTD | 170.201.12002 | Active | 1
2455608 | BUSHING ASSEMBLY,HV | Model GOB 325/800A, 66kV, S/N-78299, Bushing Id # 7, SW Spares | ABBAUST | ABB AUSTRALIA PTY LTD | BUSHING ID NUMBER 7 | Active | 5
2438828 | BEND,ELECTRICAL CONDUIT | 150mm, 30 Deg, 1830mm Rad, HD, Orange | MMELEC | MM ELECTRICAL MERCHANDISING | PIP150HDCON1830R30B | Active | 1
2435485 | COMPUTER,DATA TRANSFER | Voice/Fax DSP Module, High-Density Packet, 64-Channel Packet | CISCO | CISCO SYSTEMS INC (MANUFACTURER) | PVDM2-64= | Active | 5
2406243 | FUSEHOLDER,BASE & CARRIER | 440V AC, 32A, Back Wired to 2 Studs, Standard Black, suit NS Fuse Links (P5) | IPDGROUP | IPD GROUP LIMITED | SC32P | Phasing | 1
2403719 | OUTREACH HEADFRAME | Major Road, High Mast, 1 Way, Galv Steel, EQTS 05-02-01, Dwg 05-02-06 (scm) | INGAL | INGAL EPS | GEX16823-86 | Active | 2
2403719 | OUTREACH HEADFRAME | Major Road, High Mast, 1 Way, Galv Steel, EQTS 05-02-01, Dwg 05-02-06 (scm) | GMPOLES | GM POLES PTY LTD | SL HM 1W | Active | 1
1150075 | FIXTURE,LIGHTING | 50W Mercury Vapour Luminaire, 34mm Spigot c/w Integral Control Gear, PE Cell, Diffuse Lamp & Power Factor Correction, Minor Roads, JTS 05-01-01, | SYLVANIA | SYLVANIA SCHREDER | JS10BD01L | Phasing | 1
2403775 | GLOVES,MEN'S | Protective, Heavy Duty Pigskin & Cotton | PRALSAFE | PROTECTOR ALSAFE | 4333885 | Phasing | 1
2438125 | LAMP,METAL HALIDE | 100W Ceramic Arc, Clear Tube, E40 Cap, Operates on 100W HP Sodium Control Gear, EQTS 05-03-01 (scm) | LSS | LIGHT SOURCE SOLUTIONS | S77399 | Active | 1
104280 | STAND,SWITCHGEAR | HV, for 22kV Padmount Substation, suit F&G Type GA-C RMU, 2 Switch 2 Fuse & 3 Switch 1 Fuse, Dwg 875272 Sheet 1/Ref 2 (scm) | POLLARDS | POLLARDS GALVANIZING PTY LTD | 87527201 | Active | 1
621110 | FUSE,CARTRIDGE | 11kV, HRC Current Limiting, 25A, 20kA Fault Rating, Powder Filled, ETS 12-01-04 (scm) | COOPER | COOPER ELECTRICAL AUSTRALIA PTY LTD | FAK44W25 | Active | 1
2455863 | FUSE LINK,EXPULSION | 10/30A, Class K, JTS 06-03-01 (scm) | NGKSTANG | NGK STANGER PTY LTD | ZXC705-1030BK37 | Active | 1
2455731 | BUSHING ASSEMBLY,HV | Model GOB 380, 66kV, 800A, S/N-245666, Bushing Id # 20, SW Spares | ABBAUST | ABB AUSTRALIA PTY LTD | BUSHING ID NUMBER 20 | Active | 5
2455749 | BUSHING ASSEMBLY,HV | Model Spez123, 110kV, 1600A, S/N-70D52389, Bushing Id # 23, SW Spares | ABBAUST | ABB AUSTRALIA PTY LTD | BUSHING ID NUMBER 23 | Active | 5
2456036 | CLAMP,SUPPORT,ELEC CONDUCTOR | Cushion Grip Support Assy, Range 22.4 to 30.4mm, for use with Clamp Top Post Insulator | PLP | PREFORMED LINE PRODUCTS (AUST) | CGS-2102 | Active | 5
2458636 | GREASE,SPECIAL PURPOSE | Prysmian EPDM, compatiable Cable Assy Grease, 9g Sachet, Dwg Assy 605 (scm) | INTERENG | INTERTECH ENGINEERING PTY LTD | EPDM GREASE | Active | 1
2458214 | ADAPTOR,UNIVERSAL | Double Threaded Brass Stud, 63mm Lg, M16 to M12 c/w 2 x M12 S/Steel Hex Nut, 1 x M12 S/Steel Belleville Washer (scm) | MMELEC | MM ELECTRICAL MERCHANDISING | I3S-63BDT-ROK | Active | 1
2458214 | ADAPTOR,UNIVERSAL | Double Threaded Brass Stud, 63mm Lg, M16 to M12 c/w 2 x M12 S/Steel Hex Nut, 1 x M12 S/Steel Belleville Washer (scm) | SCHNEIDR | SCHNEIDER PTY LTD (MANUFACTURER) | A048085 | Active | 5
3913 | CAPACITOR ASSEMBLY | Outdoor, Capacitor Can, 250kVAr, suit Tight & Loose Coupled AFLC Coupling Cell site specific capacitance & voltage rating (not transferable, see nameplate) | LANDIS | LANDIS GYR (AUST) PTY LTD | 164.826.00001 250KVAR | Active | 1
2440279 | CONNECTOR,BUSBAR | Tube, Circular to Flat Busbar, Cu, 30.0mm OD Tube, 54 x 70mm Flat Bolt M10 S/Steel | PLP | PREFORMED LINE PRODUCTS (AUST) | D-TF49B | Active | 1
2460996 | BRACKET,ELECTRICAL CONNECTOR | Antenna Bracket, 63mm, S/Steel, Black Power Coated, Bull Bar Wrap Mount | RFIND | RF INDUSTRIES PTY LTD | BBWM-63-B | Active | 1
560992 | INSULATOR,STRAIN | 22kV, 150kV BIL, Polymer, 70kN, Tongue & Clevis, c/w 16mm Round Pin, ETS 10-02-01 Item 3 (scm) | BRITECH | BRI-TECH PTY LTD | 401028-0215 | Active | 5
251 | BUSHING ASSEMBLY,HV | Model GOB 325/800, 66kV, 295ml Stem, Grey, ABB | ABBAUST | ABB AUSTRALIA PTY LTD | 040-1203P01 | Active | 5
2438786 | BEND,ELECTRICAL CONDUIT | 150mm, 90 Deg, 1000mm Rad, HD, Orange | MMELEC | MM ELECTRICAL MERCHANDISING | PIP150HDCON1000R90B | Active | 1
2459675 | SOLAR CELL PANEL ASSEMBLY | SW-M60W FLY 5M, 60W, 12V, Solar Panel Module c/w MVTSTP020 Bracket S/Steel & MVTCNPV-40M Angle, for RTCM Solar Site Smart Reporter (scm) | HRSTMNN | HORSTMANN GMBH (MANUFACTURER) | MVTSOLARPANELKIT | Active | 5
2436145 | CRIMPING TOOL,HYDRAULIC | Remote Crimp, 23 Tonne, Operate from HB-10 Type Hydraulic Intensifier, 10000psi Crimp Pressure c/w Canvas Carry Bag | LEGEND | LEGEND POWER SYSTEMS | MSS-RH23 | Active | 1
2435915 | CONNECTOR ELBOW | Set of 3, 630A, Bolted, suit 11kV 1 Core 185-300mm2 XLPE Cable, Shear Bolt Connectors, for Areva HV Switchgear (scm) | TECONN | TE CONNECTIVITY LTD | RSTI-5855-AU02 | Active | 1
2435915 | CONNECTOR ELBOW | Set of 3, 630A, Bolted, suit 11kV 1 Core 185-300mm2 XLPE Cable, Shear Bolt Connectors, for Areva HV Switchgear (scm) | TECONN | TE CONNECTIVITY LTD | RSTI-ERG45 | Active | 2
1727680 | BOLT,MACHINE | M12 x 60mm, Hex, S/Steel Gde 316 c/w Hex Nut S/Steel Gde 304, Aust Std (P25) | THEBLTPL | THE BOLT PLACE | 1727680 | Active | 1
2459279 | CONNECTOR ASSEMBLY,ELECTRICAL | Fusesaver, Line Clamp with Right Angle Parking Bar, for the Connection of SWER Reactors | SIEMENS | SIEMENS LTD | 3AD8434-1CA00-0AA1+3AX1350-5E | Active | 1
560119 | INSULATOR,PIN | 11kV, 7kN, Type SLP/11/180, Pattern 'A' Thread, ETS 10-01-01, Item 3 (scm) | TECONN | TE CONNECTIVITY LTD | PI-SLP-11-180-PG | Active | 1
3803 | CONTROL,TRANSMITTER | FQD5, 160kVA, Indoor Cabinet 120cm W x 200cm H x 60cm D c/w 1 Output, Interference Coil/Filter, Solid Front Door, suit Landis & Gyr Loose Coupled | LANDIS | LANDIS GYR (AUST) PTY LTD | FQD5.4 | Active | 1
3804 | CONTROL,TRANSMITTER | FQD6, 280kVA, Indoor Cabinet 120cm W x 200cm H x 60cm D c/w 1 Output, Interference Coil/Filter, Solid Front Door, suit Landis & Gyr Loose Coupled | LANDIS | LANDIS GYR (AUST) PTY LTD | FQD6.4 | Active | 1
2405338 | DISPENSER,HAND CLEANER | 750ml, Grease Grabber (Only for use with 2406038 disposable cartridge) | BLKWOODJ | J BLACKWOOD & SONS LIMITED | BLA04717466 | Active | 5
2461416 | MARKER,AIRCRAFT WARNING | 185mm Dia Sphere, suit 4.5mm to 47mm Cable (scm) | RONSTAN | RONSTAN INDUSTRIAL PTY LTD | RF111A | Active | 1
3746 | MODULE,ELECTRONIC | Rectifier Module, 48V DC, 33.0A RT4B, suit RTP 48V Battery Charger, Tech Spec EESS-10735-01-0B | LEGEND | LEGEND POWER SYSTEMS | RPS-RT4B48/33-RTP | Active | 1
3748 | MODULE,ELECTRONIC | Rectifier Module, 125/110V DC, 12A RT4B, suit RTP 125V or 110V Battery Charger, Tech Spec EESS-10735-01-0B | LEGEND | LEGEND POWER SYSTEMS | RPS-RT4B120/12-RTP | Active | 1
2425841 | DISPENSER | Stay Wire, Truck/Floor Mounted | DIX | DIX MANUFACTURING GROUP | 98918-1 | Active | 5
676309 | FUSEHOLDER,BASE & CARRIER | 69kV, SMD-50, 100A, Vertical Offset (Cat 92046R3, Brochure 212-31 Page 10) | ELECDIST | ELECTRICAL DISTRIBUTION & TRANS | 92046R3 | Active | 1
2402266 | CAPACITOR ASSEMBLY | Type CHD630B, 22.0 to 23.0uf Range, 333kVAr, 50Hz, 1 Ph, 6930V, YOM 1999 | ABBAUST | ABB AUSTRALIA PTY LTD | CHD630B | Active | 1
2462273 | METER,WATTHOUR | Prog Id 89545, Mk10E, 3 Element, 3Ph, 4 Wire, 240V, 5-20A, Class 0.5S, Bottom Connect, Comms Capable | EDMI | EDMI PTY LTD | 1E00-20H0-611-27-F12-201300-03 | Active | 5
2400013 | BOLT,MACHINE | M12 x 140mm, Hex, Galv c/w Galv Hex Nut, Aust Std (P100) | THEBLTPL | THE BOLT PLACE | 2400013 | Active | 1
2479517 | CONNECTOR ASSEMBLY,ELECTRICAL | 4-Hole Pad Tee, Al, 50mm Main Run Pipe to 50mm Center Palm Pad c/w 4 x 14mm Holes | ADAPTAUS | ADAPT AUSTRALIA PTY LTD | PLKM1100D050E1 | Active | 1
2479517 | CONNECTOR ASSEMBLY,ELECTRICAL | 4-Hole Pad Tee, Al, 50mm Main Run Pipe to 50mm Center Palm Pad c/w 4 x 14mm Holes | DMCPWR | DMC POWER (MANUFACTURER) | PLKM1100D050E1 | Active | 5
2479533 | CONNECTOR ASSEMBLY,ELECTRICAL | Bus to Pad Expansion Terminal, w/Guide, Al, 50mm Pipe to Center Formed 4-Hole # 5 Pad | ADAPTAUS | ADAPT AUSTRALIA PTY LTD | PLKM2600D050P5 | Active | 1
2479533 | CONNECTOR ASSEMBLY,ELECTRICAL | Bus to Pad Expansion Terminal, w/Guide, Al, 50mm Pipe to Center Formed 4-Hole # 5 Pad | DMCPWR | DMC POWER (MANUFACTURER) | PLKM2600D050P5 | Active | 5
2479558 | CONNECTOR ASSEMBLY,ELECTRICAL | Elbow Coupler, Al, 90 Deg, 50mm Pipe | ADAPTAUS | ADAPT AUSTRALIA PTY LTD | PLKM1400D050E4 | Active | 1
2479558 | CONNECTOR ASSEMBLY,ELECTRICAL | Elbow Coupler, Al, 90 Deg, 50mm Pipe | DMCPWR | DMC POWER (MANUFACTURER) | PLKM1400D050E4 | Active | 5
2479525 | CONNECTOR ASSEMBLY,ELECTRICAL | Tee, Al, 90 Deg, 50mm Main Run Pipe to 50mm Pipe Tap | ADAPTAUS | ADAPT AUSTRALIA PTY LTD | PLKM1500D050050E1 | Active | 1
2479525 | CONNECTOR ASSEMBLY,ELECTRICAL | Tee, Al, 90 Deg, 50mm Main Run Pipe to 50mm Pipe Tap | DMCPWR | DMC POWER (MANUFACTURER) | PLKM1500D050050E1 | Active | 5
1704537 | BOLT,MACHINE | M20 x 240mm, Hex, Galv c/w Galv Hex Nut, Aust Std (P15) (scm) | GREGSF | GREG SEWELL FORGINGS PTY LTD | 1704537 | Active | 1
1704782 | BOLT,MACHINE | M20 x 700mm, Hex, Galv c/w Galv Hex Nut, Aust Std (P5) (scm) | GREGSF | GREG SEWELL FORGINGS PTY LTD | 1704782 | Active | 1
621199 | FUSE,CARTRIDGE | 500V AC, HRC DIN Type, 63A, Size 1, ETS 12-02-01 Group E (scm) | FUSECO | FUSECO POWER SOLUTIONS PTY LTD | NH1F-63 | Active | 5
30040 | CONNECTOR ASSEMBLY,ELECTRICAL | Compression Tee Configuration Bus Support, suit 125mm Busbar | ADAPTAUS | ADAPT AUSTRALIA PTY LTD | PLKM2272D080125E1H | Active | 1
2436319 | BOLT,MACHINE | M24 x 500mm, Hex, Gde 8.8 c/w Galv Nut | HOBSON | HOBSON ENGINEERING CO PTY LTD | KBHK0GCM240500 | Active | 1
3924 | DESICCANT KIT | Desiccant Conversion Kit, Bottom to Top Style c/w Double Ring, Double O-ring, Grease, Desiccant Contrainer & Bags, for ABB EDF SK1-1 CB | ABBAUST | ABB AUSTRALIA PTY LTD | PTHV-EDF008-R3 | Active | 1
621112 | FUSE,CARTRIDGE | 11kV, HRC Current Limiting, 50A, 20kA Fault Rating, Powder Filled (scm) | COOPER | COOPER ELECTRICAL AUSTRALIA PTY LTD | FAK44W50 | Active | 1
1703263 | BOLT,MACHINE | M12 x 50mm, Hex, Galv c/w Galv Hex Nut, Aust Std (P150) (scm) | THEBLTPL | THE BOLT PLACE | 1703263 | Active | 1
446507 | LETTER,SIGN | (Y), Pressed Al, Plain, Dwg 22-A4-200 Rev B | METALTI | METAL-TECH INDUSTRIES (TRADE POLISHERS) | LETTER Y | Active | 1
2426849 | CLEVIS,SOCKET | 160kN, with R Clip, ETS 11-09-01 | PLP | PREFORMED LINE PRODUCTS (AUST) | SC160AR | Active | 1
2461192 | INDICATOR,FAULT LOCATING | Smart Navigator, Temp Monitoring/Sensor, 800-2400A Trip Level, <161kV/50Hz Max Operating, 25kA/1sec, 2.4GHz/1mW/MSK, -40 to 130DegC Measurement Range, | HRSTMNN | HORSTMANN GMBH (MANUFACTURER) | 43-3138-100 | Active | 5
2461192 | INDICATOR,FAULT LOCATING | Smart Navigator, Temp Monitoring/Sensor, 800-2400A Trip Level, <161kV/50Hz Max Operating, 25kA/1sec, 2.4GHz/1mW/MSK, -40 to 130DegC Measurement Range, | MVTECH | MV TECHNOLOGY SOLUTIONS P/L | 43-3138-100 | Active | 1
104404 | CONNECTOR ELBOW | Set of 3, 630A, Bolted, suit 22kV 1 Core 35mm2 Al, XLPE Cable, Insect Protected Cable Double Brass Tape, F & G Type CB (scm) | TECONN | TE CONNECTIVITY LTD | RSTI-ERG41 | Active | 1
621172 | FUSE,CARTRIDGE | 500V AC, HRC DIN Type, 160A, Size 00, Low Watts Loss, ETS 12-02-01 Group E (scm) | FUSECO | FUSECO POWER SOLUTIONS PTY LTD | NH00F-160 | Active | 5
2400025 | BOLT,MACHINE | M20 x 120mm, Hex, Galv c/w Galv Hex Nut, Aust Std (P30) (scm) | GREGSF | GREG SEWELL FORGINGS PTY LTD | 2400025 | Active | 1
2459865 | CABLE BASKET | FOSC-D, Loose Tube Storage Basket, Capacity 24 x 2.6m, 3mm OD Loose Tube, for Closure Joint Box | OPTICAL | OPTICAL FIBRE SYSTEMS PTY LTD | FOSC-D-BASKET | Active | 1
2463321 | SEAL | Silicone Cable Seal, 2.03 to 2.85mm, Green, Weather Pack, Hino JO8 Electrical Parts | EPDE | ELECTRO-POWER AND DATA EQUIPMENT P/L | 12015323 | Active | 1
2463768 | STARTER,MOTOR | for Scania Engine, DC12 & DC13 Mechanical Parts | SCANIA | SCANIA AUSTRIALIA | 573507 | Phasing | 5
2462240 | INDICATOR,FAULT LOCATING | Smart Navigator, Temp Monitoring/Sensor, 50-1200A Trip Level, <161kV/50Hz Max Operating, 25kA/1sec, 2.4GHz/1mW/MSK, -40 to 130DegC Measurement Range, | HRSTMNN | HORSTMANN GMBH (MANUFACTURER) | 43-3108-100 | Active | 5
2462240 | INDICATOR,FAULT LOCATING | Smart Navigator, Temp Monitoring/Sensor, 50-1200A Trip Level, <161kV/50Hz Max Operating, 25kA/1sec, 2.4GHz/1mW/MSK, -40 to 130DegC Measurement Range, | MVTECH | MV TECHNOLOGY SOLUTIONS P/L | 43-3108-100 | Active | 1
2463552 | O-RING | Oil Cooler O-Ring No 3, Scania DC12 & DC13 Mechanical Parts | SCANIA | SCANIA AUSTRIALIA | 1484766 | Active | 5
3965 | RECLOSER,AUTO | N27kV,16kA-630A Cable, Ultra ADVC Cubical c/w FlexVue HMI, FTIM Connection Cable, Top Auxiliary Tray & 12 AH Batteries, Instantaneous Power, Voltage | SCHNEIDR | SCHNEIDER PTY LTD (MANUFACTURER) | N27ACRSF62716150630+8800163100 | Active | 1
2400908 | INSULATION SLEEVING,ELECTRICAL | Heat Shrink Tubing, 75/22mm, 200mm Lg, Medium Wall c/w Sealant | TECONN | TE CONNECTIVITY LTD | MWTM-85/25-1200/S(S5) | Active | 1
2400908 | INSULATION SLEEVING,ELECTRICAL | Heat Shrink Tubing, 75/22mm, 200mm Lg, Medium Wall c/w Sealant | PLP | PREFORMED LINE PRODUCTS (AUST) | CPA-SRH2-075-022-200 | Active | 2
2400908 | INSULATION SLEEVING,ELECTRICAL | Heat Shrink Tubing, 75/22mm, 200mm Lg, Medium Wall c/w Sealant | GILBERT | GILBERT LODGE AUSTRALIA PTY LTD | MWTM85/25200 | Active | 2
2473817 | ANTENNA | Whip, 4G LTE Cellular Mobile Antenna, Collinear, 6.5dBi, 698-2700MHz, Black Fibreglass, Replacement Whip Only | RFIND | RF INDUSTRIES PTY LTD | CDR7195-B-WHIP | Active | 1
297 | CAPACITOR ASSEMBLY | Type ELKA094, 210uF, 1484.4kVAr, 1500V, 50Hz, 1 Ph, Capacitor Can, Insualtion Level 6/25, Fluid Type F810, IEC 60871, YOM 2006 | ABBAUST | ABB AUSTRALIA PTY LTD | HVC6183 | Phasing | 5
2465847 | SODIUM CARBONATE | Washing Soda | ALLENS | ALLENS INDUSTRIAL PRODUCTS | MISC WASHING SODA | Active | 1
2462349 | THERMOMETER,INDICATING,RESISTANCE | RTD PT100 Sensor, 6 x 50mm S/Steel Sheath Stem Tip mounted on 25 x 25mm S/Steel Surface Pad c/w 50m Lg, 3 Core Teflon Extension Lead, Dwg 8400 | PRTS | PACIFIC RIM TECHNICAL SERVICES | SD 8400 - 50M | Active | 1
2462356 | THERMOMETER,INDICATING,RESISTANCE | RTD PT100 Sensor, 6 x 50mm S/Steel Sheath Stem Tip mounted on 25 x 25mm S/Steel Surface Pad c/w 75m Lg, 3 Core Teflon Extension Lead, Dwg 8400 | PRTS | PACIFIC RIM TECHNICAL SERVICES | SD 8400 - 75M | Active | 1
2462331 | THERMOMETER,INDICATING,RESISTANCE | RTD PT100 Sensor, 6 x 50mm S/Steel Sheath Stem Tip mounted on 25 x 25mm S/Steel Surface Pad c/w 30m Lg, 3 Core Teflon Extension Lead, Dwg 8400 | PRTS | PACIFIC RIM TECHNICAL SERVICES | SD 8400 - 30M | Active | 1
2462364 | THERMOMETER,INDICATING,RESISTANCE | RTD PT100 Sensor, 6 x 50mm S/Steel Sheath Stem Tip mounted on 25 x 25mm S/Steel Surface Pad c/w 100m Lg, 3 Core Teflon Extension Lead, Dwg 8400 | PRTS | PACIFIC RIM TECHNICAL SERVICES | SD 8400 - 100M | Active | 1
2451888 | ANTENNA | HPX, High Performance Parabolic Shielded Dual-polarized, Microwave Antenna, Grey, 1.8m/6ft, 6.425-7.125GHz, PDR70, Std White Radome c/w Flash, Std Pack, | COMMSINC | COMMSCOPE INC | HPX6-65-D1A - ANDREW | Active | 1
2461747 | STONE,SHARPENING | 2-Step Knife Sharpener, Pull Through Style c/w Coarse Carbide & Fine Ceramic | TTLTOOL | TOTAL TOOLS TOWNSVILLE | 810137 | Active | 1
2462950 | MOUNT,RESILIENT | NR3, Engine/Alternator Rubber Mount, Green Dot, Hino JO8 Mechanical Parts | HINO | HINO MOTORS | SAEM14162 | Active | 1
2463784 | CAP,FILLER OPENING | Radiator Cap, Scania DC12 Mechanical Parts | PRS | PACIFIC RADIATOR SERVICES | 10 PSI | Active | 1
2463826 | VALVE,SOLENOID | Goyen Fuel Intlet Soleniod, B2 Series, 24V DC Coil, Plain DIN Socket, 89 x 68.3 x 104mm, Scania DC12 Canopy Parts | REECE | REECE PLUMBING AUSTRALIA | 20BWJ2-CNBVT-6027 | Active | 1
2464139 | NUT,PLAIN,HEX | M6, S/Steel Gde 316 | GLBFAST | GLOBAL FASTENERS (QLD) PTY LTD | NHXS6M06 | Active | 1
2464246 | INSERT KIT,SCREW THREAD | M6 Helicoil Thread Repair Kit c/w Inserts, Drill Bit, Tap, Installation Tool | GLBFAST | GLOBAL FASTENERS (QLD) PTY LTD | COIL35060 | Active | 1
2464253 | INSERT KIT,SCREW THREAD | M8 Helicoil Thread Repair Kit c/w Inserts, Drill Bit, Tap, Installation Tool | GLBFAST | GLOBAL FASTENERS (QLD) PTY LTD | COIL35080 | Active | 1
2464261 | INSERT KIT,SCREW THREAD | M10 Helicoil Thread Repair Kit c/w Inserts, Drill Bit, Tap, Installation Tool | GLBFAST | GLOBAL FASTENERS (QLD) PTY LTD | COIL35100 | Active | 1
2465557 | O-RING | Sock Filter O-Ring, 113 x 3.5mm | DETROIT | DETROIT DIESEL PARTS & ENGINES | 113MM X 3.5MM | Active | 1
260 | GASKET | Set, to suit Bushing HD4, 33kV, 2000A, Grey | ABBAUST | ABB AUSTRALIA PTY LTD | 281-0737P20 | Active | 5
2403826 | DEODORANT,GENERAL PURPOSE | Enviroclean Tablets, Biodegradable Toilet Blocks, 10kg Container | MINEHAN | MINEHAN AGENCIES PTY LTD | 16-03-08335 | Active | 1
2463081 | REGULATOR,VOLTAGE | AVR, 80-270V AC Input, 50/60Hz, 80V DC Output, Hino JO8 Electrical Parts | MECCALTE | MECCALTE GROUP | UVR 8172 TC | Active | 1
2470151 | CLAMP KIT,HOSE | Solid Band | HYDRLINK | HYDRAULINK HOSE & FITTINGS | HOSE CLAMP | Active | 1
2465383 | STRAP,RETAINING | P-Clip Cable Clamp, 7.6mm, Nylon, Black, UV Resistant | HAYMANS | HAYMANS ELECTRICAL | CAB PCBK-8 | Active | 1
2465383 | STRAP,RETAINING | P-Clip Cable Clamp, 7.6mm, Nylon, Black, UV Resistant | CABAC | CABAC (MANUFACTURER) | PCBK-8 | Active | 5
2465391 | STRAP,RETAINING | P-Clip Cable Clamp, 8.7mm, Nylon, Black, UV Resistant | HAYMANS | HAYMANS ELECTRICAL | CAB PCBK-9 | Active | 1
2465391 | STRAP,RETAINING | P-Clip Cable Clamp, 8.7mm, Nylon, Black, UV Resistant | CABAC | CABAC (MANUFACTURER) | PCBK-9 | Active | 5
2464410 | CUTTING FLUID | Rocol RTD, Lubricant, Metal Cutting Liquid, 500ml | BLKWOODJ | J BLACKWOOD & SONS LIMITED | 4384502 | Active | 1
2464410 | CUTTING FLUID | Rocol RTD, Lubricant, Metal Cutting Liquid, 500ml | ROCOL | ROCOL LIMITED | RY550171 | Active | 5
2420065 | PLATE,METAL | Link Plate, Assembly 120kN, 250mm Long c/w Bolts & Nuts | PLP | PREFORMED LINE PRODUCTS (AUST) | L-120-250 | Active | 1
2471555 | BUSHING ASSEMBLY,HV | Model GOB 325/800, 66kV Transformer, Normal Oil End Shield, Porcelain, Grey, 1598mm Lg, 230mm Dia, 555mm Below Tank, 875mm Above Tank, 185mm Flange PCD | ABBAUST | ABB AUSTRALIA PTY LTD | LF123179-L | Active | 5
2471563 | LATCH,DOOR,VEHICULAR | Draw Latch, Flexible, Medium, Black, Rubber, for Hino Canopy Door | STC | STRUT TECHNOLOGY CAIRNS | M-F7-640 | Active | 1
2471563 | LATCH,DOOR,VEHICULAR | Draw Latch, Flexible, Medium, Black, Rubber, for Hino Canopy Door | EMBGEN | EMBEDDED GENERATION SYSTEM | F7-640 | Active | 5
2465094 | INSULATION SLEEVING,ELECTRICAL | Heat Shrink Tubing, 3/1.5mm, 1.2m Lg, Red, Thin Wall, Flame Retardant, UV Stabilised | T&BLTD | THOMAS & BETTS LTD (ABB GROUP) | T&BHSTW3R1.2 | Active | 2
2465094 | INSULATION SLEEVING,ELECTRICAL | Heat Shrink Tubing, 3/1.5mm, 1.2m Lg, Red, Thin Wall, Flame Retardant, UV Stabilised | HAYMANS | HAYMANS ELECTRICAL | CAB XLP3RD/4FT | Active | 1
2465094 | INSULATION SLEEVING,ELECTRICAL | Heat Shrink Tubing, 3/1.5mm, 1.2m Lg, Red, Thin Wall, Flame Retardant, UV Stabilised | CABAC | CABAC (MANUFACTURER) | XLP3RD/4FT | Active | 5
2465326 | INSULATION SLEEVING,ELECTRICAL | Heat Shrink Tubing, 25/12.5mm, 1.2m Lg, Yellow/Green, Thin Wall, Flame Retardant UV Stabilised | T&BLTD | THOMAS & BETTS LTD (ABB GROUP) | T&BHSTW25YG1.2 | Active | 2
2465326 | INSULATION SLEEVING,ELECTRICAL | Heat Shrink Tubing, 25/12.5mm, 1.2m Lg, Yellow/Green, Thin Wall, Flame Retardant UV Stabilised | HAYMANS | HAYMANS ELECTRICAL | CAB XLP25YG/4FT | Active | 1
2465326 | INSULATION SLEEVING,ELECTRICAL | Heat Shrink Tubing, 25/12.5mm, 1.2m Lg, Yellow/Green, Thin Wall, Flame Retardant UV Stabilised | CABAC | CABAC (MANUFACTURER) | XLP25YG/4FT | Active | 5
2465334 | INSULATION SLEEVING,ELECTRICAL | Heat Shrink Tubing, 38/19mm, 1.2m Lg, Red, Thin Wall, Flame Retardant, UV Stabilised | T&BLTD | THOMAS & BETTS LTD (ABB GROUP) | T&BHSTW40R1.2 | Active | 2
2465334 | INSULATION SLEEVING,ELECTRICAL | Heat Shrink Tubing, 38/19mm, 1.2m Lg, Red, Thin Wall, Flame Retardant, UV Stabilised | HAYMANS | HAYMANS ELECTRICAL | CAB XLP38RD/4FT | Active | 1
2465334 | INSULATION SLEEVING,ELECTRICAL | Heat Shrink Tubing, 38/19mm, 1.2m Lg, Red, Thin Wall, Flame Retardant, UV Stabilised | CABAC | CABAC (MANUFACTURER) | XLP38RD/4FT | Active | 5
2462992 | HYDRAULIC STRUT | Canopy Filter Vent Door Strut, S/S, suit Hino JO8 Canopy & Scania DC12 | STC | STRUT TECHNOLOGY CAIRNS | K510-8-18 600NM | Active | 1
2463008 | HYDRAULIC STRUT | Canopy Door Gas Strut, 600nm, Hino JO8 Mechanical Parts | STC | STRUT TECHNOLOGY CAIRNS | K830-10-22 600NM | Active | 1
2463776 | HYDRAULIC STRUT | Canopy Door Strut, 800nm, Scania DC12 Mechanical Parts | STC | STRUT TECHNOLOGY CAIRNS | K830-22-10 800NM | Active | 1
2463818 | SWITCH,PUSH | Emergency Stop, 40mm Red Operator, Metal Twist Release, Non-illuminated w/ Autobreak Safety Contact Block, Scania DC12 Canopy Parts | HAYMANS | HAYMANS ELECTRICAL | D7M-MT44PX01S SPRECHER/SCHVH | Active | 1
620192 | FUSE LINK,EXPULSION | 40A, Class T, TS 06-03-01 (scm) | ABBAUST | ABB AUSTRALIA PTY LTD | 7295843 | Active | 2
620192 | FUSE LINK,EXPULSION | 40A, Class T, TS 06-03-01 (scm) | NGKSTANG | NGK STANGER PTY LTD | ZXT705-40BT37 | Active | 1
5028 | TRANSFORMER,VOLTAGE | 72.5kV, IVT, 50Hz, Post Type 1Ph Outdoor c/w Metering Accuracy Tests | KONCAR | KONCAR - ELECTRICAL INDUSTRY INC | M172165 | Active | 1
2464113 | SETSCREW | M6 x 25mm, Hex Head, S/Steel Gde 316 | GLBFAST | GLOBAL FASTENERS (QLD) PTY LTD | SHXS6M060025SO | Active | 1
2427789 | SAFETY,BOLLARD,TRAFFIC | Portable, T-Top, Super Cone, Refl Collar c/w 8kg Base, Fully Stackable | ARTCRAFT | ARTCRAFT PTY LTD (QLD) | TT-STACK-R8 | Active | 1
2400639 | FUSE,CARTRIDGE | 660V AC, HRC Cartridge TKF Type, 315A, 2 Hole Bolt in Centre Tags, 111mm Fixing Centres | IPDGROUP | IPD GROUP LIMITED | TKF315L | Active | 5
2466217 | TEMPLATE,DRAFTING | MK10D Drilling Template, for Mounting Holes & Wiring Entry, 3mm Min Material Size, Clear Polycarbonate, suit Short Cable Entry Cover | NTHPLAST | NORTHERN PLASTIC SUPPLIES & FABRICATION | MK10D-TEM2 | Active | 1
104623 | HANDLE,SWITCH | 3Ph, Operating Handle, Insulated Bazooka to suit 11kV Magnefix MD Switchgear | EATONELE | EATON ELECTRIC SYSTEMS PTY LTD | 685.312 | Active | 1
2453405 | PIN,INSULATOR | M20, C/200/11 x 50mm, ETS 01-01-01 (scm) | GREGSF | GREG SEWELL FORGINGS PTY LTD | C/200/11 X 50MM | Active | 1
2400124 | BOLT,MACHINE | M10 x 65mm, Hex, Galv c/w Galv Hex Nut, Aust Std (P100) | GREGSF | GREG SEWELL FORGINGS PTY LTD | 2400124 | Active | 1
405926 | NUT,HOOK | ABC, Dwg 01-18-01 (P10) | GREGSF | GREG SEWELL FORGINGS PTY LTD | 405926 | Active | 1
405926 | NUT,HOOK | ABC, Dwg 01-18-01 (P10) | ADNOUGHT | ADNOUGHT SHEETMETAL FABRICATIONS | HN20 | Active | 2
405926 | NUT,HOOK | ABC, Dwg 01-18-01 (P10) | BRITECH | BRI-TECH PTY LTD | HN20 | Active | 2
105088 | BLOCK,TACKLE | Earth Sheave, Al, 54mm OD, suit M20 Bolt (scm) | PLP | PREFORMED LINE PRODUCTS (AUST) | AS5422 | Active | 1
2439214 | FLAG,SIGNAL | Insulated Sleeve, Warning for Polarity Test In Progress, 450 x 50mm, Warning Symbol & Text on Front, Warning Bars on Back c/w 300mm Line attaching Sleeve & | ARTCRAFT | ARTCRAFT PTY LTD (QLD) | EQL190613 C0010014 | Active | 1
2462752 | GASKET | Cam Shaft Housing Cover Gasket, Hino JO8 Mechanical Parts | HINO | HINO MOTORS | S111181011 | Active | 5
2462760 | PUMP | Water Pump Assy, Hino JO8 Mechanical Parts | HINO | HINO MOTORS | 1.61e+244 | Active | 5
2462778 | O-RING | Water Pump Assy O-Ring, Hino JO8 Mechanical Parts | HINO | HINO MOTORS | SZ30160008 | Active | 5
2462786 | BELT,V | Gold Ribbon, Engine Cog-Belt, 1113 Outside Length, Hino JO8 Mechanical Parts | BSI | BEARING SERVICE INC | BX 41 GOLD RIBBON | Active | 1
2462802 | INJECTOR ASSEMBLY,FUEL | Nozzle & Holder Assy, Diesel Engine Injector, Hino JO8 Mechanical Parts | HINO | HINO MOTORS | S236003601 | Active | 5
2462810 | WASHER | Injector Bleed-off Washer, Engine, Hino JO8 Mechanical Parts | HINO | HINO MOTORS | S236611200 | Active | 5
2462844 | SEAL | Front Crank Shaft Seal, Engine, Hino JO8 Mechanical Parts | HINO | HINO MOTORS | 982879103 | Active | 5
2462851 | SEAL | Rear Crank Shaft Seal, Engine, Hino JO8 Mechanical Parts | HINO | HINO MOTORS | 98280.556 | Active | 5
2462869 | GASKET | Exhaust Gasket, Hino JO8 Mechanical Parts | HINO | HINO MOTORS | HT-S171041610 | Active | 5
2462901 | THERMOSTAT,FLOW CONTROL | 76 Degree, Engine Cooling System, Hino JO8 Mechanical Parts | HINO | HINO MOTORS | SZ91046029 | Active | 5
2462935 | GASKET | Turbo Exhaust Gaskets, Hino JO8 Mechanical Parts | HINO | HINO MOTORS | S241091700 | Active | 5
2463016 | STARTER,MOTOR | for Hino Engine, JO8 Mechanincal Parts | HINO | HINO MOTORS | 28100-E0350 | Active | 5
2463099 | TRANSDUCER,PRESSURE | UNIK 5000 Oil Transducer, 25mm, S/Steel, 7 to 28V, 4 to 20mA, DIN 43650, IP65, 0 to 7 Bar Gauge, suit Hino JO8 Electrical Parts | TFS | THERMO FISHER SCIENTIFIC | X5072-TB-A1-CA-H1-PA | Active | 5
2463719 | MOUNT,RESILIENT | NR3, Engine/Alternator Rubber Mount, Max Load 500kg, Scania DC12 Mechanical Parts | SCANIA | SCANIA AUSTRIALIA | NR3 GREY | Active | 1
2463883 | SOCKET,PLUG-IN ELEC | Finder Relay Socket, 250V AC, 10A, 8 Pin, Black, suit Relay Type 60.12, Scania DC12 Canopy Parts | HAYMANS | HAYMANS ELECTRICAL | 90.12 | Active | 1
2464170 | NUT,LOCK,HEX | M8, Nyloc, S/Steel Gde 316 | GLBFAST | GLOBAL FASTENERS (QLD) PTY LTD | NNYS6M08 | Active | 1
2464451 | PENETRATING FLUID | Bolt Off, Prenetraing Release Agent, Loosens Rust & Corrosion, Cleans Grease, Dirt & Sludge, 400g Aerosol | BLKWOODJ | J BLACKWOOD & SONS LIMITED | 5477917 | Active | 2
2464451 | PENETRATING FLUID | Bolt Off, Prenetraing Release Agent, Loosens Rust & Corrosion, Cleans Grease, Dirt & Sludge, 400g Aerosol | BLKWOODJ | J BLACKWOOD & SONS LIMITED | 768740 | Active | 1
2464964 | INDICATOR,TEMP,THERMOCOUPLE | Head Mounted Type, PT100/PT1000 Ohm, 4-20mA, Transduces 0-120 Degree, 6.5-36V DC, PC Programmable, Isolated I/O, Puck | CCPL | CONTROL COMPONENTS PTY LTD | TCIPAQ-H (0-120) | Active | 1
3866 | PANEL,MULTIFUNCTION | KDT 622, Operating Panel, suit FQD Transmitter Control, ETS 2011/0363/T 12r-FQD | LANDIS | LANDIS GYR (AUST) PTY LTD | 142.121.0934 | Active | 1
2451110 | CABLE,RADIO FREQUENCY | Comms EWP77 Feeder, 7.125 - 8.5 GHz, Corrugated Cu/PE Jacket, Black, Heliax Premium Elliptical Waveguide | COMMSINC | COMMSCOPE INC | EWP77-71W | Active | 1
2464709 | FITTING | Reusable, Straight Fitting, Size -8 | HYDRLINK | HYDRAULINK HOSE & FITTINGS | 5H-JFS-0808 | Active | 1
2464717 | FITTING | Reusable, 45 Deg Fitting, Size -8 | HYDRLINK | HYDRAULINK HOSE & FITTINGS | 5H-JFS45S-0808 | Active | 1
2464733 | FITTING | Reusable, 90 Deg Fitting, Size -10 | HYDRLINK | HYDRAULINK HOSE & FITTINGS | 5H-JFS90S-1010 | Active | 1
2464824 | CLAMP,HOSE | 30-42mm, S/Steel | HYDRLINK | HYDRAULINK HOSE & FITTINGS | SMPC1X | Active | 1
2465995 | METER,WATTHOUR | Prog Id 81027, Mk7C, 1 Element, 1Ph, 2 Wire, 10-100A, Class 1, Load Profile, 100A Disconnect Switch, External Comms Capable, Plugin Base, ETS 2008/6145/T | EDMI | EDMI PTY LTD | 7C11-A152-29-F211-7F02-1010PIB | Active | 5
2464881 | CHARGER,BATTERY | BCH500, Station, 500W, Input 230V AC, 4.7A, Output 24-27.6V, 18A, 352 x 132 x 62mm, Power & Charger Fail Alarm, Low Battery Alarm | AMTEX | AMTEX ELECTRONICS PTY LTD | BCH500-28FT | Active | 5
2425650 | WRENCH,TORQUE | 60 - 440nm, 890mm Lg, Bestool Kanon part N4400LCK | SPECFORC | SPECIALISED FORCE PTY LTD | N4400LCK | Active | 1
2463370 | SWITCH,ROTARY | On/Off Surface Switch, 1 Gang, 3 Pole, 500V AC, 20A, M150 Motor Rating, 107 x 101 x 108mm, IP66, Hino JO8 Electrical Parts | CLIPSAL | CLIPSAL (BY SCHNEIDER ELECTRIC) | 56SW320 | Active | 5
2467967 | SWITCH,ROTARY | On/Off Surface Switch, 3 Pole, 500V AC, 20A, 50Hz, M100 Rating, IP66, Radiator Fan Isolator, Hino Engine Canopy | NHPELEC | NHP ELECTRICAL ENGINEERING | ISOSW320PG | Active | 5
2465136 | INSULATION SLEEVING,ELECTRICAL | Heat Shrink Tubing, 3/1.5mm, 1.2m Lg, Yellow/Green, Thin Wall, Flame Retardant UV Stabilised | T&BLTD | THOMAS & BETTS LTD (ABB GROUP) | T&BHSTW3YG1.2 | Active | 2
2465136 | INSULATION SLEEVING,ELECTRICAL | Heat Shrink Tubing, 3/1.5mm, 1.2m Lg, Yellow/Green, Thin Wall, Flame Retardant UV Stabilised | HAYMANS | HAYMANS ELECTRICAL | CAB XLP3YG/4FT | Active | 1
2465136 | INSULATION SLEEVING,ELECTRICAL | Heat Shrink Tubing, 3/1.5mm, 1.2m Lg, Yellow/Green, Thin Wall, Flame Retardant UV Stabilised | CABAC | CABAC (MANUFACTURER) | XLP3YG/4FT | Active | 5
2465151 | INSULATION SLEEVING,ELECTRICAL | Heat Shrink Tubing, 5/2.5mm, 1.2m Lg, White, Thin Wall, Flame Retardant, UV Stabilised | HAYMANS | HAYMANS ELECTRICAL | CAB XLP5WH/4FT | Active | 1
2465151 | INSULATION SLEEVING,ELECTRICAL | Heat Shrink Tubing, 5/2.5mm, 1.2m Lg, White, Thin Wall, Flame Retardant, UV Stabilised | T&BLTD | THOMAS & BETTS LTD (ABB GROUP) | T&BHSTW5W1.2 | Active | 2
2465151 | INSULATION SLEEVING,ELECTRICAL | Heat Shrink Tubing, 5/2.5mm, 1.2m Lg, White, Thin Wall, Flame Retardant, UV Stabilised | CABAC | CABAC (MANUFACTURER) | XLP5WH/4FT | Active | 5
2465359 | INSULATION SLEEVING,ELECTRICAL | Heat Shrink Tubing, 38/19mm, 1.2m Lg, Blue, Thin Wall, Flame Retardant, UV Stabilised | T&BLTD | THOMAS & BETTS LTD (ABB GROUP) | T&BHSTW40BL1.2 | Active | 2
2465359 | INSULATION SLEEVING,ELECTRICAL | Heat Shrink Tubing, 38/19mm, 1.2m Lg, Blue, Thin Wall, Flame Retardant, UV Stabilised | HAYMANS | HAYMANS ELECTRICAL | CAB XLP38BL/4FT | Active | 1
2465359 | INSULATION SLEEVING,ELECTRICAL | Heat Shrink Tubing, 38/19mm, 1.2m Lg, Blue, Thin Wall, Flame Retardant, UV Stabilised | CABAC | CABAC (MANUFACTURER) | XLP38BL/4FT | Active | 5
2465375 | INSULATION SLEEVING,ELECTRICAL | Heat Shrink Tubing, 38/19mm, 1.2m Lg, Yellow/Green, Thin Wall, Flame Retardant UV Stabilised | T&BLTD | THOMAS & BETTS LTD (ABB GROUP) | T&BHSTW40YG1.2 | Active | 2
2465375 | INSULATION SLEEVING,ELECTRICAL | Heat Shrink Tubing, 38/19mm, 1.2m Lg, Yellow/Green, Thin Wall, Flame Retardant UV Stabilised | HAYMANS | HAYMANS ELECTRICAL | CAB XLP38YG/4FT | Active | 1
2465375 | INSULATION SLEEVING,ELECTRICAL | Heat Shrink Tubing, 38/19mm, 1.2m Lg, Yellow/Green, Thin Wall, Flame Retardant UV Stabilised | CABAC | CABAC (MANUFACTURER) | XLP38YG/4FT | Active | 5
2465631 | KEYBOARD | Logitech MK850, Wireless Desktop Bundle c/w Mouse | DATA3 | DATA#3 LIMITED | 920-008233 | Active | 5
2464519 | RUST CONVERTING COMPOUND | Galmet Ironize CS, Primer Sealer, Fast-acting Rust Converter & Sealer, 1L | BLKWOODJ | J BLACKWOOD & SONS LIMITED | 4477707 | Active | 1
2466027 | FUSE,CARTRIDGE | 7A, 69kV, Boric Acid Filled, Standard Speed, suit SMD-1A Fuse Mounts | S&C ELEC | S&C ELECTRIC COMPANY | 446007R1 | Active | 5
5029 | TRANSFORMER,VOLTAGE | 123kV, IVT, 50Hz, Post Type 1Ph Outdoor c/w Metering Accuracy Tests | KONCAR | KONCAR - ELECTRICAL INDUSTRY INC | M172171 | Active | 1
2469419 | CLIP | SP2, Sensor Mounting Clip | NETIC | NET IMPROVEMENT CONSULTING PTY LTD | AK-DRC | Active | 2
2469419 | CLIP | SP2, Sensor Mounting Clip | DUONS | DUONS PTY LTD (AKCP PRODUCTS) | DRC | Active | 1
2402125 | BAG,SAND | 350 x 845mm, Hessian (MOQ1000) | BLKWOODJ | J BLACKWOOD & SONS LIMITED | 435556 | Active | 1
2400093 | NUT,PLAIN,HEX | 3/16" A/F, Brass (P200) (scm) | THEBLTPL | THE BOLT PLACE | 2400093 | Active | 1
2404408 | TAPE,TEXTILE | Fiberglass, Filament, 24mm x 45m | REGAL | REGAL BELOIT CORPORATION | REG814-G160024 | Active | 5
2404950 | FUSE LINK,EXPULSION | 15A, Class HXO, 69kV, 1300mm Lg | NGKSTANG | NGK STANGER PTY LTD | FLGE15 | Active | 1
2464022 | NUT,PLAIN,HEX | M3, S/Steel Gde 316 | GLBFAST | GLOBAL FASTENERS (QLD) PTY LTD | NHXS6M03 | Active | 1
2464063 | NUT,PLAIN,HEX | M4, S/Steel Gde 316 | GLBFAST | GLOBAL FASTENERS (QLD) PTY LTD | NHXS6M04 | Active | 1
2464071 | SCREW,CAP,SOCKET HEAD | M5 x 16mm, S/Steel Gde 316 | GLBFAST | GLOBAL FASTENERS (QLD) PTY LTD | SCHS6M050016 | Active | 1
2464121 | NUT,LOCK,HEX | M6, Nyloc, S/Steel Gde 316 | GLBFAST | GLOBAL FASTENERS (QLD) PTY LTD | NNYS6M06 | Active | 1
2464188 | NUT,PLAIN,HEX | M8, S/Steel Gde 316 | GLBFAST | GLOBAL FASTENERS (QLD) PTY LTD | NHXS6M08 | Active | 1
2464212 | NUT,PLAIN,HEX | M12, S/Steel Gde 316 | GLBFAST | GLOBAL FASTENERS (QLD) PTY LTD | NHXS6M12 | Active | 1
2464220 | WASHER,LOCK | Nord-Lock, M10, 16.6 x 2.5mm | GLBFAST | GLOBAL FASTENERS (QLD) PTY LTD | HOBS-WNHTDDM10 | Active | 1
2464493 | PAPER,ABRASIVE | Wet & Dry Sand Paper, 400 Grit, 230 x 280mm, Al Oxide on C-Weight Paper | BLKWOODJ | J BLACKWOOD & SONS LIMITED | 3569310 | Active | 1
2464683 | HOSE,PREFORMED | Rad Hose, 50.8mm, 1000mm Lg, Green Stripe | HYDRLINK | HYDRAULINK HOSE & FITTINGS | RAD HOSE GREEN STRIPE 2" | Active | 1
2468106 | CONNECTOR-SWITCH | Socket Outlet, Waterproof, 250V, 10A, 3 Flat Pins, IP66 | CLIPSAL | CLIPSAL (BY SCHNEIDER ELECTRIC) | 56SO310 | Active | 5
2468270 | COMPUTER,DATA TRANSFER | ANT Stick Dongle for PC Communicating with Siemens Fusesaver (Ergon Area)(scm) | SIEMENS | SIEMENS LTD | 3AX13501C | Active | 1
2464725 | FITTING | Reusable, Straight Fitting, Size -10 | HYDRLINK | HYDRAULINK HOSE & FITTINGS | 5H-JFS-1010 | Active | 1
2464741 | FITTING | Reusable, 45 Deg Fitting, Size -10 | HYDRLINK | HYDRAULINK HOSE & FITTINGS | 5H-JFS45S-1010 | Active | 1
2434470 | CULVERT BOX | Concrete, 11kV Safelink RMU Universal Support (scm) | BUNDCNCT | BUNDABERG CONCRETE CASTERS | 945 | Active | 1
2462398 | ANTENNA | CD34 Series, Mopole, 3.0dB, 477MHz c/w MBC Mounting Base, 5m RG58 Cable, FME UHF Adapter | RFIND | RF INDUSTRIES PTY LTD | CD34-71-53 | Active | 1
2462406 | ANTENNA | CD63 Series, Mopole, 6.0dB, 477MHz c/w MBC Mounting Base, 5m RG58 Cable, FME UHF Adapter | RFIND | RF INDUSTRIES PTY LTD | CD63-71-53 | Active | 1
2468049 | CROSSARM,METAL | Tension RH, 45 x 45 x 5 x 2052mm Lg, Galv Steel, Dwg N026-1486-02 Item 5 | ISM | ISM MANUFACTURING PTY LTD | ERGENE-N026-1486-02-05 | Active | 5
2468056 | CROSSARM,METAL | Tension LH, 45 x 45 x 5 x 2052mm Lg, Galv Steel, Dwg N026-1486-02 Item 6 | ISM | ISM MANUFACTURING PTY LTD | ERGENE-N026-1486-02-06 | Active | 5
2468080 | CROSSARM,METAL | Tension RH, 45 x 45 x 5 x 2517mm Lg, Galv Steel, Dwg N026-1531-02 Item 5 | ISM | ISM MANUFACTURING PTY LTD | ERGENE-N026-1531-02-05 | Active | 5
2465169 | INSULATION SLEEVING,ELECTRICAL | Heat Shrink Tubing, 5/2.5mm, 1.2m Lg, Blue, Thin Wall, Flame Retardant, UV Stabilised | T&BLTD | THOMAS & BETTS LTD (ABB GROUP) | T&BHSTW5BL1.2 | Active | 2
2465169 | INSULATION SLEEVING,ELECTRICAL | Heat Shrink Tubing, 5/2.5mm, 1.2m Lg, Blue, Thin Wall, Flame Retardant, UV Stabilised | HAYMANS | HAYMANS ELECTRICAL | CAB XLP5BL/4FT | Active | 1
2465169 | INSULATION SLEEVING,ELECTRICAL | Heat Shrink Tubing, 5/2.5mm, 1.2m Lg, Blue, Thin Wall, Flame Retardant, UV Stabilised | CABAC | CABAC (MANUFACTURER) | XLP5BL/4FT | Active | 5
2465193 | INSULATION SLEEVING,ELECTRICAL | Heat Shrink Tubing, 7/3.5mm, 1.2m Lg, Red, Thin Wall, Flame Retardant, UV Stabilised | T&BLTD | THOMAS & BETTS LTD (ABB GROUP) | T&BHSTW7R1.2 | Active | 2
2465193 | INSULATION SLEEVING,ELECTRICAL | Heat Shrink Tubing, 7/3.5mm, 1.2m Lg, Red, Thin Wall, Flame Retardant, UV Stabilised | HAYMANS | HAYMANS ELECTRICAL | CAB XLP7RD/4FT | Active | 1
2465193 | INSULATION SLEEVING,ELECTRICAL | Heat Shrink Tubing, 7/3.5mm, 1.2m Lg, Red, Thin Wall, Flame Retardant, UV Stabilised | CABAC | CABAC (MANUFACTURER) | XLP7RD/4FT | Active | 5
2465300 | INSULATION SLEEVING,ELECTRICAL | Heat Shrink Tubing, 25/12.5mm, 1.2m Lg, Blue, Thin Wall, Flame Retardant, UV Stabilised | HAYMANS | HAYMANS ELECTRICAL | CAB XLP25BL/4FT | Active | 1
2465300 | INSULATION SLEEVING,ELECTRICAL | Heat Shrink Tubing, 25/12.5mm, 1.2m Lg, Blue, Thin Wall, Flame Retardant, UV Stabilised | CABAC | CABAC (MANUFACTURER) | XLP25BL/4FT | Active | 5
2465300 | INSULATION SLEEVING,ELECTRICAL | Heat Shrink Tubing, 25/12.5mm, 1.2m Lg, Blue, Thin Wall, Flame Retardant, UV Stabilised | T&BLTD | THOMAS & BETTS LTD (ABB GROUP) | T&BHSTW25BL1.2 | Active | 2
2465367 | INSULATION SLEEVING,ELECTRICAL | Heat Shrink Tubing, 38/19mm, 1.2m Lg, Black, Thin Wall, Flame Retardant, UV Stabilised | HAYMANS | HAYMANS ELECTRICAL | CAB XLP38BK/4FT | Active | 1
2465367 | INSULATION SLEEVING,ELECTRICAL | Heat Shrink Tubing, 38/19mm, 1.2m Lg, Black, Thin Wall, Flame Retardant, UV Stabilised | T&BLTD | THOMAS & BETTS LTD (ABB GROUP) | T&BHSTW40BK1.2 | Active | 2
2465367 | INSULATION SLEEVING,ELECTRICAL | Heat Shrink Tubing, 38/19mm, 1.2m Lg, Black, Thin Wall, Flame Retardant, UV Stabilised | CABAC | CABAC (MANUFACTURER) | XLP38BK/4FT | Active | 5
2400607 | FUSE,CARTRIDGE | 250V AC, HRC Cartridge SK Type, 15A, 29mm x 12.7mm Dia | IPDGROUP | IPD GROUP LIMITED | SK16 | Active | 1
2400607 | FUSE,CARTRIDGE | 250V AC, HRC Cartridge SK Type, 15A, 29mm x 12.7mm Dia | FUSECO | FUSECO POWER SOLUTIONS PTY LTD | MD16 | Active | 2
2478444 | SIGN,ELECTRIC | LP Emergency Exit, 3.5W, Duris E2 LED, 24m Viewing Distance, 367 x 72 x 214mm, IP20 | HAYMANS | HAYMANS ELECTRICAL | CLECCFPRO | Active | 1
2478444 | SIGN,ELECTRIC | LP Emergency Exit, 3.5W, Duris E2 LED, 24m Viewing Distance, 367 x 72 x 214mm, IP20 | CLVRTRON | CLEVERTRONICS P/L (MANUFACTURER) | CCFPRO | Active | 5
2478451 | LAMP,LED | LP Emergency Lifelight Surface Mount, 3.9W, LED, Clevertest Plus, PC Housing, 242 x 125 x 48mm, IP20 | CLVRTRON | CLEVERTRONICS P/L (MANUFACTURER) | CLIFE-SM | Active | 5
2478451 | LAMP,LED | LP Emergency Lifelight Surface Mount, 3.9W, LED, Clevertest Plus, PC Housing, 242 x 125 x 48mm, IP20 | HAYMANS | HAYMANS ELECTRICAL | CLECLIFE-SM | Active | 1
2478477 | FLOODLIGHT,ELECTRIC | LP Emergency Supalite, 2.2W LED Flood Light, 220-240V, 50Hz, 282 x 64 x 225mm, IP20 | CLVRTRON | CLEVERTRONICS P/L (MANUFACTURER) | CFLLED | Active | 5
2478477 | FLOODLIGHT,ELECTRIC | LP Emergency Supalite, 2.2W LED Flood Light, 220-240V, 50Hz, 282 x 64 x 225mm, IP20 | HAYMANS | HAYMANS ELECTRICAL | CLECFLLED | Active | 1
2403722 | OUTREACH HEADFRAME | Major Road, High Mast, 4 Way, Galv Steel, EQTS 05-02-01, Dwg 05-02-06 (scm) | INGAL | INGAL EPS | GEX05390 | Active | 2
2403722 | OUTREACH HEADFRAME | Major Road, High Mast, 4 Way, Galv Steel, EQTS 05-02-01, Dwg 05-02-06 (scm) | GMPOLES | GM POLES PTY LTD | SL HM 4W | Active | 1
2403722 | OUTREACH HEADFRAME | Major Road, High Mast, 4 Way, Galv Steel, EQTS 05-02-01, Dwg 05-02-06 (scm) | IUPOLE | INTERNATIONAL UTILITY POLES PTY LTD | EX-5389 | Active | 2
5024 | TRANSFORMER,VOLTAGE | 145kV, CVT, 50Hz, Post Type 1Ph Outdoor c/w Metering Accuracy Tests | KONCAR | KONCAR - ELECTRICAL INDUSTRY INC | M172169 | Active | 1
2465813 | BAG,WASTE BIN | Contaminated Waste Disposal Bag, 450 x 720mm | ALLENS | ALLENS INDUSTRIAL PRODUCTS | ES-WB | Active | 1
2465748 | STAND,SIGN | A-Frame Safety Sign, Printed with SF6 CLEAN UP IN PROGRESS, Red Text on White B/Ground | ALLENS | ALLENS INDUSTRIAL PRODUCTS | PSCSTM6030P | Active | 1
2465771 | COVERALLS,SAFETY,INDUSTRIAL | Disposable, Hooded Coverall, XL, Fire Retardant PPL SMS Non-woven Fabric, White c/w Orange Seams, Elasticated Face, Wrists, Waist & Ankles | ALLENS | ALLENS INDUSTRIAL PRODUCTS | 878028 | Active | 1
2465870 | WASTE DISPOSAL,HAZMAT | SF6 Vacuum Cleaner, H Class, Numatic, HEPA Filter, 9L Capacity, Printed with SF6 Use Only c/w Hose, Dusting Brush, Short Metal & Crevice Nozzles | ALLENS | ALLENS INDUSTRIAL PRODUCTS | HZQ200 | Active | 1
2454254 | RECLOSER,AUTO | 33kV, for Substation use, 3 Ph, 800A, 12.5kA/3 Sec, Vacuum Breaking, suit 240V External Supply c/w Ctrl Cub, 7m Ctrl Cable, 240mm2 XLPE Power Cable, DNP 3.0 | NOJA | NOJA POWER SWITCHGEAR PTY LTD | OSM38-RC1-SMF | Active | 1
2479541 | CONNECTOR ASSEMBLY,ELECTRICAL | Bus to Pad Expansion Terminal, w/Guide, Al, 50mm Pipe to Center Formed 4-Hole # 5 Pad c/w Earth Stirrup | ADAPTAUS | ADAPT AUSTRALIA PTY LTD | PLKM2692D050P5 | Active | 1
2479541 | CONNECTOR ASSEMBLY,ELECTRICAL | Bus to Pad Expansion Terminal, w/Guide, Al, 50mm Pipe to Center Formed 4-Hole # 5 Pad c/w Earth Stirrup | DMCPWR | DMC POWER (MANUFACTURER) | PLKM2692D050P5 | Active | 5
2467124 | FIXTURE,LIGHTING | 100W RoadLED (L100) 4K, High Mast c/w NEMA PE Cell, Major Road, EQTS 05-01-02 (scm) | GERARD | GERARD LIGHTING GROUP | PLHM99BD16L100 | Active | 1
2467132 | FIXTURE,LIGHTING | 175W RoadLED (L100) 4K, High Mast c/w NEMA PE Cell, Major Road, EQTS 05-01-02 (scm) | GERARD | GERARD LIGHTING GROUP | PLHM99BD16L175 | Active | 1
5025 | TRANSFORMER,VOLTAGE | 245kV, CVT, 50Hz, Post Type 1Ph Outdoor c/w Metering Accuracy Tests | KONCAR | KONCAR - ELECTRICAL INDUSTRY INC | M172170 | Active | 1
2401321 | CLEVIS,SOCKET | 70kN, Forged Steel c/w Clevis Bolt, Nut, Humpy Back Pin & W Clip | TYCOELEC | TYCO ELECTRONICS | SC70A | Active | 2
2401321 | CLEVIS,SOCKET | 70kN, Forged Steel c/w Clevis Bolt, Nut, Humpy Back Pin & W Clip | GREGSF | GREG SEWELL FORGINGS PTY LTD | SC70A | Active | 1
5034 | DESICCANT KIT | Desiccant Conversion Kit, Top Mounted Style, for ABB EDF SK1-1 CB | ABBAUST | ABB AUSTRALIA PTY LTD | PTHV-EDF007-R3 | Active | 1
2466019 | FUSE,CARTRIDGE | 5A, 69kV, Boric Acid Filled, Standard Speed, suit SMD-1A Fuse Mounts | S&C ELEC | S&C ELECTRIC COMPANY | 446005R1 | Active | 5
1757916 | SCREW,COACH | M12 x 130mm, Galv, Aust Std (P100) (scm) | THEBLTPL | THE BOLT PLACE | 1757916 | Active | 1
2467140 | FIXTURE,LIGHTING | 300W RoadLED (L100) 4K, High Mast c/w NEMA PE Cell, Major Road, EQTS 05-01-02 (scm) | GERARD | GERARD LIGHTING GROUP | PLHM99BD16L300 | Active | 1
2432342 | LETTER,SIGN | (B), Pressed Al, 40mm Wide, 22mm High, Black on Yellow, Ergon Dwg 995129-01 (scm) | SUMMIT | SUMMIT GROUP | SF17PE420B | Active | 1
2465243 | INSULATION SLEEVING,ELECTRICAL | Heat Shrink Tubing, 13/6.5mm, 1.2m Lg, Red, Thin Wall, Flame Retardant, UV Stabilised | HAYMANS | HAYMANS ELECTRICAL | CAB XLP13RD/4FT | Active | 1
2465243 | INSULATION SLEEVING,ELECTRICAL | Heat Shrink Tubing, 13/6.5mm, 1.2m Lg, Red, Thin Wall, Flame Retardant, UV Stabilised | T&BLTD | THOMAS & BETTS LTD (ABB GROUP) | T&BHSTW13R1.2 | Active | 2
2465243 | INSULATION SLEEVING,ELECTRICAL | Heat Shrink Tubing, 13/6.5mm, 1.2m Lg, Red, Thin Wall, Flame Retardant, UV Stabilised | CABAC | CABAC (MANUFACTURER) | XLP13RD/4FT | Active | 5
2465276 | INSULATION SLEEVING,ELECTRICAL | Heat Shrink Tubing, 13/6.5mm, 1.2m Lg, Yellow/Green, Thin Wall, Flame Retardant UV Stabilised | T&BLTD | THOMAS & BETTS LTD (ABB GROUP) | T&BHSTW13YG1.2 | Active | 2
2465276 | INSULATION SLEEVING,ELECTRICAL | Heat Shrink Tubing, 13/6.5mm, 1.2m Lg, Yellow/Green, Thin Wall, Flame Retardant UV Stabilised | HAYMANS | HAYMANS ELECTRICAL | CAB XLP13YG/4FT | Active | 1
2465276 | INSULATION SLEEVING,ELECTRICAL | Heat Shrink Tubing, 13/6.5mm, 1.2m Lg, Yellow/Green, Thin Wall, Flame Retardant UV Stabilised | CABAC | CABAC (MANUFACTURER) | XLP13YG/4FT | Active | 5
2467934 | FUSE,CARTRIDGE | 500V AC, HRC DIN Type, 80A, Size 2, Fast Acting gG | FUSECO | FUSECO POWER SOLUTIONS PTY LTD | NH2F-80 | Active | 1
5030 | TRANSFORMER,VOLTAGE | 145kV, IVT, 50Hz, Post Type 1Ph Outdoor c/w Metering Accuracy Tests | KONCAR | KONCAR - ELECTRICAL INDUSTRY INC | M172172 | Active | 1
16703 | ANTENNA | 3G/4G Log Periodic Antenna, 10dB c/w 10m Cable (Part A), 120cm Hockey Stick Mount (Part B), FME Connector & Red Heatshrink | RFIND | RF INDUSTRIES PTY LTD | LPDA7030-11-10FME+HS48 | Active | 5
240 | CAPACITOR ASSEMBLY | Type CHD670B, 2.1uF, Capacitor Can, ABB | ABBAUST | ABB AUSTRALIA PTY LTD | CHD670B | Phasing | 5
2404953 | FUSE LINK,EXPULSION | 50A, Class HXO, 69kV, 1300mm Lg | NGKSTANG | NGK STANGER PTY LTD | FLGE50 | Active | 1
2462828 | WASHER,SEAL | Sealing Washer Injector, Hino JO8 Mechanical Parts | HINO | HINO MOTORS | SZ91015047 | Active | 5
2462836 | SEAL | Seal Injector Pipe, Hino JO8 Mechanical Parts | HINO | HINO MOTORS | S237451020 | Active | 5
2462984 | PIPE,EXHAUST | Exhaust Elbow, Engine, Hino JO8 Mechanical Parts | JORDBLLW | JORD BELLOWS INTERNATIONAL PTY LTD | 65 DMEJ-100-WL | Active | 1
2464279 | INSERT KIT,SCREW THREAD | M12 Helicoil Thread Repair Kit c/w Inserts, Drill Bit, Tap, Installation Tool | GLBFAST | GLOBAL FASTENERS (QLD) PTY LTD | COIL35120 | Active | 1
2465524 | MARKER,TUBE TYPE | Artline 17, Permanent Marker, Black (P12) | BLKWOODJ | J BLACKWOOD & SONS LIMITED | 1068355 | Active | 1
2465524 | MARKER,TUBE TYPE | Artline 17, Permanent Marker, Black (P12) | ARTLINE | PELIKAN ARTLINE | 117001 | Active | 5
2465540 | RUBBER SHEET,SOLID | Shear-Flex Isolator Pad, 450 x 450 x 10.5mm, Molded Elastomeric, Cross-Rib, Load Range 130-500kPa | HINO | HINO MOTORS | SAEM14000 | Active | 1
2466084 | POWER SUPPLY SET | Compact HE Power System, Flatpack S (FPS) 48V, 1Ph, 230V, Smartpack S (SPS) Controller | ELTEK | ELTEK (A DELTA GROUP COMPANY) | CTOS02XXX | Active | 1
2403734 | POLENAIL | Power Beam, Small, Type 23, Post Support, for Pole Reinstatement, Dwg PC16/306/2C (P5) | HUNTENG | HUNT ENGINEERING & STAFF | TYPE23 | Active | 1
2427896 | CABLE BOX ASSEMBLY | LV, Air Cable Box, suit 22kV, 500kVA Groundmount Transformer c/w Busbar, Flexible Connections, Bolts & Nuts, ETS 02-03-02 Item 4 | WILSON | WILSON TRANSFORMER CO. PTY LTD | 874-0645-11-AA | Active | 1
2451102 | CABLE,RADIO FREQUENCY | Comms EWP63 Feeder, 6.425 - 7.125 GHz, Corrugated Cu/PE Jacket, Black, Heliax Premium Elliptical Waveguide | COMMSINC | COMMSCOPE INC | EWP63-65 | Active | 1
2457216 | SWITCH,TOGGLE | DPST On-Off, 25A@12V, 15A@24V, 10A@36V DC, 4 Blade Terminals, Mounting Stem Dia 12.5mm | MMELEC | MM ELECTRICAL MERCHANDISING | MME55017 | Active | 1
2469096 | TRANSDUCER,PICKUP | Magnetic Pickup, Righ Hand, Scania DC13 Parts | SCANIA | SCANIA AUSTRIALIA | 1457303 | Active | 5
2466076 | HARDWARE KIT | Pole/Wall Mount Kit, 15U Type 2, for IP55 ODU2 Outdoor Cabinet | ELTEK | ELTEK (A DELTA GROUP COMPANY) | 229765 | Active | 1
2475259 | MODULE PLC | Omron CS1 Series, EtherNet/IP Unit, EIP21 | OMRON | OMRON ELECTRONICS PTY LTD | CS1W-EIP21 | Active | 5
2464352 | ANTISEIZE COMPOUND | Loctite 771, Nickel Anti-seize Lubricant, 500g | BLKWOODJ | J BLACKWOOD & SONS LIMITED | 5893416 | Active | 1
2464352 | ANTISEIZE COMPOUND | Loctite 771, Nickel Anti-seize Lubricant, 500g | HENKEL | HENKEL AUSTRALIA PTY LTD (LOCTITE BRAND) | 641488 | Active | 5
2462794 | BEARING,BALL,ANNULAR | Deep Groove Bearing, Parallel Bore Type, 17mm ID, 40mm OD, 12mm W, 1 x Row, Sealed End Type, Steel, Hino JO8 Mechanical Parts | BSI | BEARING SERVICE INC | 6203 | Active | 1
1032234 | FUSEHOLDER,BASE & CARRIER | Assembly c/w 1 x 32A Triple Pole Fuse Holder Preloaded with 3 x 6A 500V Fuse Link, G10 Type (Modular) 38 x 10mm Dia, 1 x 3 Modular Surface Enclosure, | AUSLEC | AUSLEC | CLIMER3PMULTI92SEAL | Active | 1
2464105 | SETSCREW | M6 x 20mm, Hex Head, S/Steel Gde 316 | GLBFAST | GLOBAL FASTENERS (QLD) PTY LTD | SHXS6M060020SO | Active | 1
2479343 | TEST SET,METER | Portable Test System, 3 Ph, Class 0.2, 10V to 300V, 1mA to 16A, 15VA per Phase, 273 x 247 x 178mm, 300V Cat III, for all meter types in EQL | EMH | ENERGIE-MESSTECHNIK GMBH (MANUFACTURER) | CHECKSYSTEM 2.3 | Active | 5
20182 | GLOVES | Leather Outer Glove, Size 13, Goat Skin, Velcro Strap, for Class 00 & 0 Gloves, AS/NZS2161.3:2005, EN388 & EN420 | LEGEND | LEGEND POWER SYSTEMS | 0019-13 | Active | 1
2407088 | DECAL | ASBESTOS WARNING, 60 x 150mm | PRALSAFE | PROTECTOR ALSAFE | DECAS | Active | 1
2478485 | FIXTURE,LIGHTING | LP Emergency, Argo Weatherproof 1200mm Batten, 240V, CTP, Tri-colour Dual LED Strip Module, 1265 x 121 x 88mm, IP65 | CLVRTRON | CLEVERTRONICS P/L (MANUFACTURER) | ARGO-1200-LP | Active | 5
2478485 | FIXTURE,LIGHTING | LP Emergency, Argo Weatherproof 1200mm Batten, 240V, CTP, Tri-colour Dual LED Strip Module, 1265 x 121 x 88mm, IP65 | HAYMANS | HAYMANS ELECTRICAL | CLEARGO-1200-LP | Active | 1
2464303 | ADHESIVE | Loctite 4471, Superbonder Prism, Instant Adhesive, 20g | HENKEL | HENKEL AUSTRALIA PTY LTD (LOCTITE BRAND) | 44740 | Active | 5
2464303 | ADHESIVE | Loctite 4471, Superbonder Prism, Instant Adhesive, 20g | BLKWOODJ | J BLACKWOOD & SONS LIMITED | 1100957 | Active | 1
1032212 | FUSEHOLDER,BASE & CARRIER | 550V AC, 32A, Back Wired, Black, suit NS Fuse Links | FUSECO | FUSECO POWER SOLUTIONS PTY LTD | FS32BW | Active | 5
2451615 | TEMPLATE,DRAFTING | MK10 Drilling Template, for Mounting Holes & Wiring Entry, 3mm Min Material Size, Clear Polycarbonate | NTHPLAST | NORTHERN PLASTIC SUPPLIES & FABRICATION | MK10-TEM | Active | 1
2451672 | LETTER,SIGN | (X), 25.4mm, Black on Yellow Reflective, Pressure Sensitive Marker 3M (Sht 70) (scm) | ALMETEK | ALMETEK INDUSTRIES INC | PS1.0 (X) | Active | 5
455999 | PIN,INSULATOR | M24, C/200/11 x 165mm, ETS 01-01-01, Dwg 01-06-03 (P5) (scm) | BRITECH | BRI-TECH PTY LTD | C200/11 | Active | 2
455999 | PIN,INSULATOR | M24, C/200/11 x 165mm, ETS 01-01-01, Dwg 01-06-03 (P5) (scm) | GREGSF | GREG SEWELL FORGINGS PTY LTD | 455999 | Active | 1
2425668 | SOCKET | Ring, 41mm, suit N4400LCK Torque Wrench, Bestool Kanon part 4400RCK41 Ring | SPECFORC | SPECIALISED FORCE PTY LTD | 4400RCK41 RING | Active | 1
456001 | PIN,INSULATOR | M24, C/200/11 x 200mm, ETS 01-01-01 Dwg 01-06-03 (P50) (scm) | GREGSF | GREG SEWELL FORGINGS PTY LTD | 456001 | Active | 1
2403701 | HOLDER,REFLECTOR,CLEARANCE INDICATING | Yellow, Class 2, 100 x 50mm, Delineator, Al Backed | ARTCRAFT | ARTCRAFT PTY LTD (QLD) | SE04001CLASS1 | Active | 1
2422590 | BARRICADE,SAFETY | Pedestrian, 2000mm Lg, 50mm W, 1000mm H, Flat Stack, Free Standing, Moulded HDPE, 360Deg Swivel Feet, 14kg | JAYBRO | JAYBRO CIVIL & SAFETY PRODUCTS | OX-0635 | Active | 1
2462380 | ANTENNA | CD28 Series, Mopole, 3.0dB, 148-174MHz c/w MBC Mounting Base, 5m RG58 Cable | RFIND | RF INDUSTRIES PTY LTD | CD28-41-53 | Active | 1
2471258 | LOCKOUT DEVICE | Recloser Locking Device, N-Series ACR Trip Lever Inhibitor, 4mm 304 2b S/Steel Welded Assy, Natural Finish | SAMIN | SAMIN SHEET METAL PTY LTD | 3222080 | Active | 1
2462976 | SEAL | Viton Seal, 1/2 Philmac Ball Valve, Hino JO8 Mechanical Parts | REECE | REECE PLUMBING AUSTRALIA | 1/2 VITON SEAL | Active | 1
2463388 | DIODE | T30 Diode Kit, Hino JO8 Electrical Parts | MECCALTE | MECCALTE GROUP | T30 | Active | 1
2463792 | FAN,VENTILATING | WEG Mining Motor, 1.5kW, 8 Pole, Foot Mount, Scania DC12 Canopy Parts | HAZELEC | HAZ-ELEC INDUSTRIES PTY LTD | KTE12B W22M | Active | 1
2463800 | FAN,RADIATOR | WEG Mining Motor, 1.5kW, 6 Pole, Foot Mount, Scania DC12 Canopy Parts | HAZELEC | HAZ-ELEC INDUSTRIES PTY LTD | KTE12A W22M | Active | 1
2464972 | ROD END | 6mm, Greaseable | SKF | SKF GROUP | CW.M6Z | Active | 1
2465003 | FUSE LINK,ENCLOSED ELEMENT | 30A, Inline Fuse Blade (P5) | ASHDOWN | ASHDOWN-INGRAM (NOW CALLED NAPA) | ACX1717 | Active | 1
2465086 | SLEEVING,TEXTILE,ELECTRICAL | Fibreglass Tight Weave, Silcone Finish, 5mm ID Nom, 1.2m Lg, Wall approx 0.45mm Thk, White | HAYMANS | HAYMANS ELECTRICAL | CAB GS5 | Active | 1
2465086 | SLEEVING,TEXTILE,ELECTRICAL | Fibreglass Tight Weave, Silcone Finish, 5mm ID Nom, 1.2m Lg, Wall approx 0.45mm Thk, White | CABAC | CABAC (MANUFACTURER) | GS5 | Active | 5
2465532 | PUMP | Water Pump, 1.55kW, 10A, 800kPa, Liquid Temp 0/40 DegC, 1" BSPF, Composite Outer Casing, S/Steel Shaft, Technopolymer Impeller & Diffusers, 565 x 265 x 352mm, | DAB | DAB PUMP PERFORMANCE | E.SYBOX | Active | 5
2465573 | SEAL,RUBBER CHANNEL | Pinchweld 60-054 Door Seal, Rubber, 50m Roll | JENKINS | JENKINS RUBBER SHOP | 60-054ALT | Active | 1
2464816 | CLAMP,HOSE | 11-25mm, S/Steel | HYDRLINK | HYDRAULINK HOSE & FITTINGS | HAS 008 | Active | 1
2464089 | WASHER,FLAT | Round, M5, 10 x 1mm, S/Steel Gde 316 | GLBFAST | GLOBAL FASTENERS (QLD) PTY LTD | WFRS6M05100T10 | Active | 1
2464873 | CHARGER,BATTERY | BCH300, Genset, 300W, Input 230V AC, 2.8A, Output 24-27.6V, 11A, 290 x 132 x 62mm, Power & Charger Fail Alarm, Low Battery Alarm | AMTEX | AMTEX ELECTRONICS PTY LTD | BCH300-28FT | Active | 5
104442 | CABLE,FIBRE OPTIC | Aerial, ADSS, Short Span, Dry Core, 48 Fibres, SMOF, ETS 03-01-07 (4000m Drum) | CORNCBLE | CORNING CABLE SYSTEMS | A048SABDKP-HS11 | Active | 1
104444 | CABLE,FIBRE OPTIC | Aerial, ADSS, Short Span, Dry Core, 36 Fibres, SMOF, ETS 03-01-07 (4000m Drum) | CORNCBLE | CORNING CABLE SYSTEMS | 36-SM-ND-15-YN-ADSS | Active | 1
2465763 | BOX,STORAGE | HZQ200 Storage Bin, Heavy Duty, 70Ltr, Dark Grey c/w Lid, Wheels & Handles | ALLENS | ALLENS INDUSTRIAL PRODUCTS | ENERGEXWHEELIEBIN | Active | 1
2465110 | INSULATION SLEEVING,ELECTRICAL | Heat Shrink Tubing, 3/1.5mm, 1.2m Lg, Blue, Thin Wall, Flame Retardant, UV Stabilised | HAYMANS | HAYMANS ELECTRICAL | CAB XLP3BL/4FT | Active | 1
2465110 | INSULATION SLEEVING,ELECTRICAL | Heat Shrink Tubing, 3/1.5mm, 1.2m Lg, Blue, Thin Wall, Flame Retardant, UV Stabilised | T&BLTD | THOMAS & BETTS LTD (ABB GROUP) | T&BHSTW3BL1.2 | Active | 2
2465110 | INSULATION SLEEVING,ELECTRICAL | Heat Shrink Tubing, 3/1.5mm, 1.2m Lg, Blue, Thin Wall, Flame Retardant, UV Stabilised | CABAC | CABAC (MANUFACTURER) | XLP3BL/4FT | Active | 5
2465144 | INSULATION SLEEVING,ELECTRICAL | Heat Shrink Tubing, 5/2.5mm, 1.2m Lg, Red, Thin Wall, Flame Retardant, UV Stabilised | T&BLTD | THOMAS & BETTS LTD (ABB GROUP) | T&BHSTW5R1.2 | Active | 2
2465144 | INSULATION SLEEVING,ELECTRICAL | Heat Shrink Tubing, 5/2.5mm, 1.2m Lg, Red, Thin Wall, Flame Retardant, UV Stabilised | HAYMANS | HAYMANS ELECTRICAL | CAB XLP5RD/4FT | Active | 1
2465144 | INSULATION SLEEVING,ELECTRICAL | Heat Shrink Tubing, 5/2.5mm, 1.2m Lg, Red, Thin Wall, Flame Retardant, UV Stabilised | CABAC | CABAC (MANUFACTURER) | XLP5RD/4FT | Active | 5
2465177 | INSULATION SLEEVING,ELECTRICAL | Heat Shrink Tubing, 5/2.5mm, 1.2m Lg, Black, Thin Wall, Flame Retardant, UV Stabilised | T&BLTD | THOMAS & BETTS LTD (ABB GROUP) | T&BHSTW5BK1.2 | Active | 2
2465177 | INSULATION SLEEVING,ELECTRICAL | Heat Shrink Tubing, 5/2.5mm, 1.2m Lg, Black, Thin Wall, Flame Retardant, UV Stabilised | HAYMANS | HAYMANS ELECTRICAL | CAB XLP5BK/4FT | Active | 1
2465177 | INSULATION SLEEVING,ELECTRICAL | Heat Shrink Tubing, 5/2.5mm, 1.2m Lg, Black, Thin Wall, Flame Retardant, UV Stabilised | CABAC | CABAC (MANUFACTURER) | XLP5BK/4FT | Active | 5
2465201 | INSULATION SLEEVING,ELECTRICAL | Heat Shrink Tubing, 7/3.5mm, 1.2m Lg, White, Thin Wall, Flame Retardant, UV Stabilised | T&BLTD | THOMAS & BETTS LTD (ABB GROUP) | T&BHSTW7W1.2 | Active | 2
2465201 | INSULATION SLEEVING,ELECTRICAL | Heat Shrink Tubing, 7/3.5mm, 1.2m Lg, White, Thin Wall, Flame Retardant, UV Stabilised | HAYMANS | HAYMANS ELECTRICAL | CAB XLP7WH/4FT | Active | 1
2465201 | INSULATION SLEEVING,ELECTRICAL | Heat Shrink Tubing, 7/3.5mm, 1.2m Lg, White, Thin Wall, Flame Retardant, UV Stabilised | CABAC | CABAC (MANUFACTURER) | XLP7WH/4FT | Active | 5
2465219 | INSULATION SLEEVING,ELECTRICAL | Heat Shrink Tubing, 7/3.5mm, 1.2m Lg, Blue, Thin Wall, Flame Retardant, UV Stabilised | HAYMANS | HAYMANS ELECTRICAL | CAB XLP7BL/4FT | Active | 1
2465219 | INSULATION SLEEVING,ELECTRICAL | Heat Shrink Tubing, 7/3.5mm, 1.2m Lg, Blue, Thin Wall, Flame Retardant, UV Stabilised | T&BLTD | THOMAS & BETTS LTD (ABB GROUP) | T&BHSTW7BL1.2 | Active | 2
2465219 | INSULATION SLEEVING,ELECTRICAL | Heat Shrink Tubing, 7/3.5mm, 1.2m Lg, Blue, Thin Wall, Flame Retardant, UV Stabilised | CABAC | CABAC (MANUFACTURER) | XLP7BL/4FT | Active | 5
2465227 | INSULATION SLEEVING,ELECTRICAL | Heat Shrink Tubing, 7/3.5mm, 1.2m Lg, Black, Thin Wall, Flame Retardant, UV Stabilised | T&BLTD | THOMAS & BETTS LTD (ABB GROUP) | T&BHSTW7BK1.2 | Active | 2
2465227 | INSULATION SLEEVING,ELECTRICAL | Heat Shrink Tubing, 7/3.5mm, 1.2m Lg, Black, Thin Wall, Flame Retardant, UV Stabilised | HAYMANS | HAYMANS ELECTRICAL | CAB XLP7BK/4FT | Active | 1
2465227 | INSULATION SLEEVING,ELECTRICAL | Heat Shrink Tubing, 7/3.5mm, 1.2m Lg, Black, Thin Wall, Flame Retardant, UV Stabilised | CABAC | CABAC (MANUFACTURER) | XLP7BK/4FT | Active | 5
4877 | TERMINAL STRIP | Mini Neutral Link, 100A, 500V, 8 Hole c/w Cover, Front Wiring | CLIPSAL | CLIPSAL (BY SCHNEIDER ELECTRIC) | CLIL8 | Active | 1
4877 | TERMINAL STRIP | Mini Neutral Link, 100A, 500V, 8 Hole c/w Cover, Front Wiring | CLIPSAL | CLIPSAL (BY SCHNEIDER ELECTRIC) | L8 | Active | 5
2465789 | FOOTWEAR COVERS | Disposable, Heavy Duty Overboots, SMS Fabric c/w PVC Sole, White, Elastic Top, Plastic Ties for Ankle, Waterproof | ALLENS | ALLENS INDUSTRIAL PRODUCTS | MG20-414WH42-46 | Active | 1
23331 | DISPENSER,PALLET WRAP | Stretch Film Bundling Dispenser, 38mm Core, PVC Applicator, for 100mm Bundling Wrap | PROMARK | PROMARK PTY LTD (MANUFACTURER) | DC9002 | Active | 5
5003 | FUSE,CARTRIDGE | 250V AC, Glass Cartridge M205 Type, 2A, 5 x 20mm, Miniature, Fast Fuse, suit ZS4-SF1 Fuse Holder Terminals | ABBAUST | ABB AUSTRALIA PTY LTD | F-M205-2A | Active | 1
2406972 | BUSHING,ELECTRICAL CONDUIT | Strain Relief, 8.0 x 16.8mm, Right Angle, Nylon, Black, for 2 Core PVC/PVC Flat Cable (MOQ 100) (scm) | IDEALELE | IDEAL ELECTRICAL SUPPLIERS | HEYCOH1440 | Active | 1
2453595 | BASE,ANTENNA SUPPORT | Mobile Antenna Mount Connector, Nickel Plated, PL259 Socket Base, Mopole, suits Ground Independent Antennas | RFIND | RF INDUSTRIES PTY LTD | MBC | Active | 1
2403424 | CLEVIS,TONGUE | No 16, 186mm Lg, 40mm W, 6mm Thk, Galv Steel | STEELWAY | STEELWAY ENGINEERING | SEQ83 | Active | 1
17739 | FUSEHOLDER,BASE & CARRIER | 415V, 100A, Service Fuse, Back Wired, 100 x 44 x 90mm, 35mm2 Double Clear Terminal, suit Ferrule Cartridge 22.2mm, 57mm Lg, Contactors & Blades lightly | FLOWLINE | FLOWLINE INDUSTRIES PTY LTD | E1036/C | Active | 1
2463248 | WASHER,LOCK | 24mm, Hino JO8 Electrical Parts | EPDE | ELECTRO-POWER AND DATA EQUIPMENT P/L | 112264 | Active | 1
2464865 | HOSE SET,NONMETALLIC | Gardena Universal Set, 4 Piece Hose Fittings, 12mm, Plastic Click-on, for Unfitted Hoses | BLKWOODJ | J BLACKWOOD & SONS LIMITED | 4594318 | Active | 1
2464865 | HOSE SET,NONMETALLIC | Gardena Universal Set, 4 Piece Hose Fittings, 12mm, Plastic Click-on, for Unfitted Hoses | GARDENA | GARDENA GARDEN TOOLS | G1051 | Active | 5
2464865 | HOSE SET,NONMETALLIC | Gardena Universal Set, 4 Piece Hose Fittings, 12mm, Plastic Click-on, for Unfitted Hoses | BLKWOODJ | J BLACKWOOD & SONS LIMITED | 4197304 | Active | 2
2464774 | FITTING | Reusable, 45 Deg Fitting, Size - 12 | HYDRLINK | HYDRAULINK HOSE & FITTINGS | 5H-JFS45S-1212 | Active | 1
3270 | REGULATOR,VOLTAGE | 11kV, 300A, VR32 c/w CL6B Control & SCADA Interface | COOPER | COOPER ELECTRICAL AUSTRALIA PTY LTD | WED33B79RZRM | Active | 1
2429256 | HAT,SUN | Bucket Style, Size M, Grey, Unbranded | MTCASTLE | MOUNTCASTLE PTY LTD | 30027100OM | Active | 1
2429256 | HAT,SUN | Bucket Style, Size M, Grey, Unbranded | MITCHELL | MITCHELL'S CAP CO | 34970-M | Active | 2
5023 | TRANSFORMER,VOLTAGE | 123kV, CVT, 50Hz, Post Type 1Ph Outdoor c/w Metering Accuracy Tests | KONCAR | KONCAR - ELECTRICAL INDUSTRY INC | M172168 | Active | 1
2465904 | THIMBLE,ROPE | 16mm, Open Ended, 25mm Opening, Internal Wire Width min 21mm, S/Steel Gde 316 | THEBLTPL | THE BOLT PLACE | G414- 5/8" | Active | 1
2467769 | ATTENUATOR,FIXED | Optical, Multimode 62.5/125µm, 850nm, 10dB, LC Connector | OPTICAL | OPTICAL FIBRE SYSTEMS PTY LTD | OFS-ATT-LC-10-MM | Active | 1
2429264 | HAT,SUN | Bucket Style, Size L, Grey, Unbranded | MTCASTLE | MOUNTCASTLE PTY LTD | 30027100OL | Active | 1
2429264 | HAT,SUN | Bucket Style, Size L, Grey, Unbranded | MITCHELL | MITCHELL'S CAP CO | 34970-L | Active | 2
2443463 | PANEL,MULTIFUNCTION | FlexDSX, 19" Empty Panel, 16 Module Capacity, Cross Connect E1, Multifunction, EE Dwg 1014130-03 | TECONN | TE CONNECTIVITY LTD | DFX-9E0002 | Active | 1
2429249 | HAT,SUN | Bucket Style, Size S, Grey, Unbranded | MITCHELL | MITCHELL'S CAP CO | 34970-S | Active | 2
2429249 | HAT,SUN | Bucket Style, Size S, Grey, Unbranded | MTCASTLE | MOUNTCASTLE PTY LTD | 30027100OS | Active | 1
2463735 | GASKET | Centrifugal Oil Cleaner Gasket, Scania DC12 & DC13 Mechanical Parts | SCANIA | SCANIA AUSTRIALIA | 1885869 | Phasing | 5
2464204 | NUT,PLAIN,HEX | M10, S/Steel Gde 316 | GLBFAST | GLOBAL FASTENERS (QLD) PTY LTD | NHXS6M10 | Active | 1
2465581 | WIRE | Safety Locking Wire, S/Steel, 0.04, 70m | BLKWOODJ | J BLACKWOOD & SONS LIMITED | 737258 | Active | 1
2466597 | INDICATOR,FAULT LOCATING | Smart Navigator, Temp Monitoring, 100-1200A Trip Level, <46kV/50Hz Max Operating, 25kA/1sec, 2.4GHz/1mW/MSK, -40 to 130DegC Measurement Range, | HRSTMNN | HORSTMANN GMBH (MANUFACTURER) | 43-4117-100 | Active | 5
2466597 | INDICATOR,FAULT LOCATING | Smart Navigator, Temp Monitoring, 100-1200A Trip Level, <46kV/50Hz Max Operating, 25kA/1sec, 2.4GHz/1mW/MSK, -40 to 130DegC Measurement Range, | MVTECH | MV TECHNOLOGY SOLUTIONS P/L | 43-4117-100 | Active | 1
2462372 | BASE,ANTENNA SUPPORT | Mobile Antenna Mount Connector, Nickel Plated, PL259 Socket Base c/w 5m RG58 Cable | RFIND | RF INDUSTRIES PTY LTD | MBC-00-53 | Active | 1
2464782 | FITTING | Reusable, Straight Fitting, Size -16 | HYDRLINK | HYDRAULINK HOSE & FITTINGS | 5H-JFS-1616 | Active | 1
2404201 | COVER,ELECTRICITY SUPPLY PILLAR | Turret, Large, Beige (MOQ24) | BUSHMANS | BUSHMANS GROUP PTY LTD | PILLARLGEC01M01 | Active | 1
2463123 | FAN,CIRCULATING | Weg 2P, 1.1kW, 415V, 3 Ph, 80L Frame, Canopy Fan, Hino JO8 Electrical Parts | HAZELEC | HAZ-ELEC INDUSTRIES PTY LTD | K9 ALEW21 | Active | 1
2468098 | CROSSARM,METAL | Tension LH, 45 x 45 x 5 x 2517mm Lg, Galv Steel, Dwg N026-1531-02 Item 6 | ISM | ISM MANUFACTURING PTY LTD | ERGENE-N026-1531-02-06 | Active | 5
2465458 | FERRULE,ELECTRICAL CONDUCTOR | Bootlace, 6.0mm2, 20mm Lg, Green (P50) | CJSAUST | CABLE JOINTING SUPPLIES AUSTRALIA | CJS-BLP600-GREEN | Active | 2
2465458 | FERRULE,ELECTRICAL CONDUCTOR | Bootlace, 6.0mm2, 20mm Lg, Green (P50) | CABAC | CABAC (MANUFACTURER) | BLP600 | Active | 1
2465128 | INSULATION SLEEVING,ELECTRICAL | Heat Shrink Tubing, 3/1.5mm, 1.2m Lg, Black, Thin Wall, Flame Retardant, UV Stabilised | HAYMANS | HAYMANS ELECTRICAL | CAB XLP3BK/4FT | Active | 1
2465128 | INSULATION SLEEVING,ELECTRICAL | Heat Shrink Tubing, 3/1.5mm, 1.2m Lg, Black, Thin Wall, Flame Retardant, UV Stabilised | CABAC | CABAC (MANUFACTURER) | XLP3BK/4FT | Active | 5
2465128 | INSULATION SLEEVING,ELECTRICAL | Heat Shrink Tubing, 3/1.5mm, 1.2m Lg, Black, Thin Wall, Flame Retardant, UV Stabilised | T&BLTD | THOMAS & BETTS LTD (ABB GROUP) | T&BHSTW3BK1.2 | Active | 2
2465185 | INSULATION SLEEVING,ELECTRICAL | Heat Shrink Tubing, 5/2.5mm, 1.2m Lg, Yellow/Green, Thin Wall, Flame Retardant UV Stabilised | HAYMANS | HAYMANS ELECTRICAL | CAB XLP5YG/4FT | Active | 1
2465185 | INSULATION SLEEVING,ELECTRICAL | Heat Shrink Tubing, 5/2.5mm, 1.2m Lg, Yellow/Green, Thin Wall, Flame Retardant UV Stabilised | T&BLTD | THOMAS & BETTS LTD (ABB GROUP) | T&BHSTW5YG1.2 | Active | 2
2465185 | INSULATION SLEEVING,ELECTRICAL | Heat Shrink Tubing, 5/2.5mm, 1.2m Lg, Yellow/Green, Thin Wall, Flame Retardant UV Stabilised | CABAC | CABAC (MANUFACTURER) | XLP5YG/4FT | Active | 5
2472298 | INSULATOR | Kit for LV Temporary Crossarm, Ertalon 6-PLA, Black c/w Bag (Set of 4) | PENTA | PENTA AUST (TMAC THEW & MCCANN/HYLEC) | PA01359 | Active | 1
2472298 | INSULATOR | Kit for LV Temporary Crossarm, Ertalon 6-PLA, Black c/w Bag (Set of 4) | THEWMCCA | TMAC THEW & MCCANN GROUP | TM01359 | Active | 2
2472306 | INSULATOR | for LV Temporary Crossarm, Ertalon 6-PLA, Black (single unit) | PENTA | PENTA AUST (TMAC THEW & MCCANN/HYLEC) | PA12998 | Active | 1
2472306 | INSULATOR | for LV Temporary Crossarm, Ertalon 6-PLA, Black (single unit) | THEWMCCA | TMAC THEW & MCCANN GROUP | TM12998 | Active | 2
2463149 | SWITCH,PUSH | Emergency Stop, 40mm Red Operator, Metal Twist Release, Non-illuminated, Hino JO8 Electrical Parts | HAYMANS | HAYMANS ELECTRICAL | D7M-MT44 SPRECHER/SCHVH | Active | 1
2479780 | FIXTURE,LIGHTING | 38W RoadFlair BRP392 (L37A) 3K c/w Upcast Adaptor, Major Road, EQTS 05-01-02 (scm) | PHILIPS | PHILIPS AUSTRALIA PTY LTD | 824110136201 | Active | 1
2479798 | FIXTURE,LIGHTING | 61W RoadFlair BRP392 (L60A) 3K c/w Upcast Adaptor, Major Road, EQTS 05-01-02 (scm) | PHILIPS | PHILIPS AUSTRALIA PTY LTD | 824110136221 | Active | 1
2479806 | FIXTURE,LIGHTING | 70W RoadFlair BRP392 (L67A) 3K c/w Upcast Adaptor, Major Road, EQTS 05-01-02 (scm) | PHILIPS | PHILIPS AUSTRALIA PTY LTD | 824110136211 | Active | 1
2400636 | FUSE,CARTRIDGE | 415V AC, HRC Cartridge JP Type, 160A, 2 Hole Bolt-in Slotted Centre Tags, 82mm Fixing Centres Wedge Type Carrier | FUSECO | FUSECO POWER SOLUTIONS PTY LTD | JPU160 | Active | 5
104162 | CLAMP,TREFOIL | Cast Al, suit Cable 43.0 to 45.0mm Dia c/w Neoprene Insert & Clamping Bolts etc for use with M12 Fixing Bolt (MOQ10) (scm) | INTERENG | INTERTECH ENGINEERING PTY LTD | CABUS 5448NI | Active | 5
2469401 | SENSOR,AMBIENT TEMPERATURE | 5M Water Resistant Dual Temperature & Humidity Sensor c/w 15ft Cable | DUONS | DUONS PTY LTD (AKCP PRODUCTS) | THSW15 | Active | 1
2469401 | SENSOR,AMBIENT TEMPERATURE | 5M Water Resistant Dual Temperature & Humidity Sensor c/w 15ft Cable | NETIC | NET IMPROVEMENT CONSULTING PTY LTD | AK-THSW15 | Active | 2
2406491 | TRIP RESISTOR | KFE Recl 200A (Phase Trip) | COOPER | COOPER ELECTRICAL AUSTRALIA PTY LTD | URU597F200 | Active | 1
2406491 | TRIP RESISTOR | KFE Recl 200A (Phase Trip) | COOPER | COOPER ELECTRICAL AUSTRALIA PTY LTD | KRK597F200 | Active | 1
446396 | LETTER,SIGN | (M), Pressed Al, Plain, Dwg 22-A4-200 Rev B (P100) | METALTI | METAL-TECH INDUSTRIES (TRADE POLISHERS) | LETTER M | Active | 1
446434 | LETTER,SIGN | (R), Pressed Al, Plain, Dwg 22-A4-200 Rev B | METALTI | METAL-TECH INDUSTRIES (TRADE POLISHERS) | LETTER R ALUMINIUM | Active | 1
2465268 | INSULATION SLEEVING,ELECTRICAL | Heat Shrink Tubing, 13/6.5mm, 1.2m Lg, Blue, Thin Wall, Flame Retardant, UV Stabilised | T&BLTD | THOMAS & BETTS LTD (ABB GROUP) | T&BHSTW13BL1.2 | Active | 2
2465268 | INSULATION SLEEVING,ELECTRICAL | Heat Shrink Tubing, 13/6.5mm, 1.2m Lg, Blue, Thin Wall, Flame Retardant, UV Stabilised | HAYMANS | HAYMANS ELECTRICAL | CAB XLP13BL/4FT | Active | 1
2465268 | INSULATION SLEEVING,ELECTRICAL | Heat Shrink Tubing, 13/6.5mm, 1.2m Lg, Blue, Thin Wall, Flame Retardant, UV Stabilised | CABAC | CABAC (MANUFACTURER) | XLP13BL/4FT | Active | 5
104728 | FUSEHOLDER,BASE & CARRIER | 415V AC, 32A Pole Mounted Secondary VT Fuses c/w Neutral Link Bracket & Fuse Carrier, suit 10G Type 10.3mm Dia x 38mm Lg Fuse Links (scm) | CABAC | CABAC (MANUFACTURER) | RP2A | Active | 1
2462745 | GASKET | Cylinder Head Cover Gasket, Hino JO8 Mechanical Parts | HINO | HINO MOTORS | S112131880 | Active | 5
2462919 | GASKET | Thermostat Gasket, Hino JO8 Mechanical Parts | HINO | HINO MOTORS | SN73210793 | Active | 5
431062 | GRIP,WIRE ROPE | 10mm, Wire Rope, AS2076-1977 | ELMAKO | ELMAKO PTY LTD | WATWRG10 | Active | 5
2468957 | WASHER | Fuel Injector Nozzle Washer, Scania Engine, DC13 Mechanical Parts | SCANIA | SCANIA AUSTRIALIA | 2042940 | Active | 5
2469328 | BOX,STORAGE | Heavy Gde Carboard, Brown, 610 x 550 x 170mm, for Fusesaver delivery of 3 units & comms modules | SIGNET | SIGNET PTY LTD | BROWN HEAVY 610X550X170 | Active | 5
2473619 | COVER,RADOME | Replacement Pre-tensioned Radome Kit, 1.2m (4ft), for HPX4 CommScope Antenna Dish | COMMSINC | COMMSCOPE INC | 115239-1 | Active | 1
2473635 | COVER,RADOME | Replacement Planar White Enhanced Radome 2.4m (8ft) w/o Flash, for HP, HPX, HSX & UHX CommScope Microwave Antenna Dish | COMMSINC | COMMSCOPE INC | 45664-7 | Active | 1
2473643 | COVER,RADOME | Replacement Planar White Enhanced Radome 3.0m (10ft) w/o Flash, for HP, HPX, HSX & UHX CommScope Microwave Antenna Dish | COMMSINC | COMMSCOPE INC | 45664-8 | Active | 1
2474583 | THERMOMETER,CLINICAL,HUMAN | Infared Forehead Thermometer, Non-Contact Measurement, Medical 32.02-42.2. | ATOMSUPP | ATOM SUPPLY GROUP P/L | 64530422 | Active | 1
2474583 | THERMOMETER,CLINICAL,HUMAN | Infared Forehead Thermometer, Non-Contact Measurement, Medical 32.02-42.2. | SETON | SETON AUSTRALIA PTY LTD | 000010 A48335 | Active | 1
2469310 | SPLICE,CONDUCTOR | Repair Rod, suit 7/4.25 OPGW Left Hand Lay, Colour Code White | PLP | PREFORMED LINE PRODUCTS (AUST) | P-XP | Active | 2
2469310 | SPLICE,CONDUCTOR | Repair Rod, suit 7/4.25 OPGW Left Hand Lay, Colour Code White | PLP | PREFORMED LINE PRODUCTS (AUST) | ARR-130-L | Active | 1
2404051 | SHACKLE | D 10mm, Tested & Stamped with SWL | MMELEC | MM ELECTRICAL MERCHANDISING | BULWSS-0010-SC-D | Active | 1
1851506 | HAT,SUN | Protection, Size L, Aussiemate Grey, Unbranded | MTCASTLE | MOUNTCASTLE PTY LTD | 40009004OL | Active | 1
2469633 | SPIGOT | Double Ended Joiner, Al, to suit 9.0m, 127mm Dia Temporary Pole | ULLRICH | ULLRICH ALUMINIUM PTY LTD | ERGONJOINER | Active | 1
2439941 | LABEL | INDUSTRIAL, Maximum Load 160kg, FED 6.4, for Branach Ladder | BLKWOODJ | J BLACKWOOD & SONS LIMITED | 1641562 | Active | 1
2439958 | LABEL | INDUSTRIAL, Maximum Load 160kg, FED 7.6, for Branach Ladder | BLKWOODJ | J BLACKWOOD & SONS LIMITED | 1641579 | Active | 1
15353 | BOLT SET | Galv Steel Gde 8.8, Hex Head, M36 x 130mm, 80mm Lg Min Thread c/w M36 8.8 Structural Steel Nuts, 2 x M36 8.8 Structural Steel Flat Washer (scm) | INGAL | INGAL EPS | 1000183RGX | Active | 1
1851508 | HAT,SUN | Protection, Size XL, Aussiemate Grey, Unbranded | MTCASTLE | MOUNTCASTLE PTY LTD | 40009004XL | Active | 1
104455 | BEND,ELECTRICAL CONDUIT | 50mm, 90 Deg, 304mm Rad, PVC, Socket to Socket, White (scm) | HAYMANS | HAYMANS ELECTRICAL | 50AUSCOM305R90B | Active | 1
2403462 | SHACKLE | Dee, Steel, Galv, High Grade "S" 16mm, 3.2T WLL, 19mm Dia Pin w/Eye & Collar, High Load | BULLIVAN | BULLIVANTS PTY LTD | WSS0032SCD | Active | 1
2403462 | SHACKLE | Dee, Steel, Galv, High Grade "S" 16mm, 3.2T WLL, 19mm Dia Pin w/Eye & Collar, High Load | BLKWOODJ | J BLACKWOOD & SONS LIMITED | 1159109 | Active | 2
22760 | BOLT,HOOK | M16, Galv Steel, 12kN min Failing Load, 200mm Lg to inside of Hook, c/w 2 x Nuts & Flat Washer (scm) | PLP | PREFORMED LINE PRODUCTS (AUST) | D-HB16200 | Active | 1
2472033 | MARKER | Bundle Box Indicator, Orange, Acrylic UV Stable, 315A Engraved, for Fuse Size Identification (scm) | PEQ | PLASTIC ENGINEERING QLD | ORANGE-266-315A | Active | 1
2473601 | WASTE DISPOSAL,HAZMAT | HAZIBAG, Site Asbestos Waste Bin, 1m3, 1000kg Four Point Lift, Fully Sealable & Lockable Top, Woven Grade 5 PP, Flexable Intemediate Bulk Container | ALLENS | ALLENS INDUSTRIAL PRODUCTS | HAZIBAG-1 | Active | 1
2462943 | GASKET | Turbo Gasket, Hino JO8 Mechanical Parts | HINO | HINO MOTORS | S241091610 | Active | 5
2468221 | PUMP | CP25 Mono Motorised Pump, 230-240V, 1 Ph, 25L p/m, 1450rpm, 2m Lg Lead, Oil & Fuel Transfer Unit | NOVMONO | NOV MONO PUMPS LTD | CP25 MOTORISED | Active | 5
2468239 | PUMP | MTC 80B-4 Ebsray Induction Motor/Pump, 220-240V, 50Hz, IP55, Oil & Fuel Transfer Unit | EBSRAY | EBSRAY PUMPS AUSTRALIA | EBSPS-Z580V-1004 | Active | 5
2468247 | PUMP | Grundfos Unilift KP Bund Pump, 230-240V, 50Hz, 5m Cable, S/Steel, Submersible, Manual Operation w/out Level Switch, Cooland Transfer Unit | GRUNDFOS | GRUNDFOS PUMPS PTY LTD | KP150-M-1 | Active | 5
104561 | SAFETY,BOLLARD,TRAFFIC | Portable, T-Top, 1150 x 100mm c/w Base | JAYBRO | JAYBRO CIVIL & SAFETY PRODUCTS | 16TBOL | Active | 1
18969 | INSULATOR,SPREADER | Long Rod, Synthetic Composite, to 33kV Nom V, 1000mm Lg Nom Coupling, 1600mm Min Creepage, Bi-Metallic End Fittings, suit 9-21mm OD Conductor Range | K-LINE | K-LINE GROUP | KLPS038U05 | Active | 5
1865692 | BEND,ELECTRICAL CONDUIT | 100mm, 90 Deg, 600mm Rad, UPVC, LD, Orange Elec, AS/NZS 2053.2 (scm) | HAYMANS | HAYMANS ELECTRICAL | 100LDELE600R90B | Active | 1
1175086 | STARTER,FLUORESCENT LAMP | Switches, 36W/40W, 58W/65W/80W, EQTS 05-03-01 (scm) | PHILIPS | PHILIPS AUSTRALIA PTY LTD | 928392210103 | Active | 1
2469583 | CHARGER,BATTERY | 32V, 25A Output DC CB, 2 Rectifiers, Subs Supply Battery Charger, to meet Specification EESS-10735-01-0B | LEGEND | LEGEND POWER SYSTEMS | RPS-24B-RTP | Active | 1
168002 | COVER,ELECTRICITY SUPPLY PILLAR | URD, Short, 315 H x 235 W x 300mm D, Green Polyethylene, Dwg 04-03-02 (scm) | LEGEND | LEGEND POWER SYSTEMS | PBS-G-V | Active | 2
168002 | COVER,ELECTRICITY SUPPLY PILLAR | URD, Short, 315 H x 235 W x 300mm D, Green Polyethylene, Dwg 04-03-02 (scm) | FLOWLINE | FLOWLINE INDUSTRIES PTY LTD | ES1000 | Active | 1
2469740 | SPACER | 100mm Conduit Spacer, Clip Together 1/2 Piece (Bag of 40 x 1/2 Pieces) (scm) | SPACER | THE SPACER COMPANY | CS100 | Active | 1
2469740 | SPACER | 100mm Conduit Spacer, Clip Together 1/2 Piece (Bag of 40 x 1/2 Pieces) (scm) | TRI UGRD | TRI UNDERGROUND AUSTRALIA PTY LTD | TRISPACERCS100 | Active | 2
2469757 | SPACER | 125mm Conduit Spacer, Clip Together 1/2 Piece (Bag of 34 x 1/2 Pieces) (scm) | TRI UGRD | TRI UNDERGROUND AUSTRALIA PTY LTD | TRISPACERCS125 | Active | 2
2469757 | SPACER | 125mm Conduit Spacer, Clip Together 1/2 Piece (Bag of 34 x 1/2 Pieces) (scm) | SPACER | THE SPACER COMPANY | CS125 | Active | 1
2400024 | BOLT,MACHINE | M20 x 75mm, Hex, Galv c/w Galv Hex Nut, Aust Std (P50) | GREGSF | GREG SEWELL FORGINGS PTY LTD | 2400024 | Active | 1
2400087 | BOLT,MACHINE | M12 x 70mm, Hex, S/Steel Gde 316 c/w Hex Nut S/Steel Gde 304, Aust Std (P25) | THEBLTPL | THE BOLT PLACE | 2400087 | Active | 1
620044 | FUSE LINK,EXPULSION | 5A, Class K, TS 06-03-01 (scm) | ABBAUST | ABB AUSTRALIA PTY LTD | 7501640 | Active | 2
620044 | FUSE LINK,EXPULSION | 5A, Class K, TS 06-03-01 (scm) | NGKSTANG | NGK STANGER PTY LTD | ZXC705-05BK37 | Active | 1
2469229 | RECLOSER,AUTO | Schneider E27, 27kV, 3 Ph, 630A, 12.5kA Vacuum Interrupter in Epoxy Housing c/w Ctrl Cub, 11m Ctrl Cable, ADVC3 Controller IOEX2 & FTIM2 Modules, 2-Hole | SCHNEIDR | SCHNEIDER PTY LTD (MANUFACTURER) | 501150000 | Active | 1
2469237 | RECLOSER,AUTO | Schneider E38, 38kV, 3 Ph, 800A, 16kA Vacuum Interrupter in Epoxy Housing c/w Ctrl Cub, 11m Ctrl Cable, ADVC3 Controller IOEX2 & FTIM2 Modules, 2-Hole | SCHNEIDR | SCHNEIDER PTY LTD (MANUFACTURER) | 521250000 | Active | 1
2454247 | RECLOSER,AUTO | 22kV, for Substation use, 3 Ph, 630A, 12.5kA/3 Sec, Vacuum Breaking, suit 240V External Supply c/w Ctrl Cub, 7m Ctrl Cable, 240mm2 XLPE Power Cable, DNP 3.0 | NOJA | NOJA POWER SWITCHGEAR PTY LTD | OSM27-RC1-SMF | Active | 1
2469732 | FIXTURE,LIGHTING | 17W Evolve P4P5 Gen 3 (L17) 4K, Minor Road, EQTS 05-01-02 (scm) | LSS | LIGHT SOURCE SOLUTIONS | ERRA17P40VSG44 | Active | 1
104456 | BEND,ELECTRICAL CONDUIT | 50mm, 45 Deg, 304mm Rad, PVC, Socket to Socket, White (scm) | HAYMANS | HAYMANS ELECTRICAL | 50AUSCOM305R45B | Active | 1
25030 | SPACER | Antenna Standoff Spacer, Suits EDMI Stick On Antenna | EDMI | EDMI PTY LTD | MDMANT23022B_1MTR | Active | 5
2468254 | COMMUNICATION SYSTEM | P25 Base Station Controller, Complete P25CC c/w 2 Channels & eBSC Fitted, Ergon configuration loaded | AURIA | AURIA WIRELESS PTY LIMITED | AW-P25CCE02-EE | Active | 1
2400018 | BOLT,MACHINE | M12 x 450mm, Hex, Galv c/w Galv Hex Nut, Aust Std (P25) | THEBLTPL | THE BOLT PLACE | 2400018 | Active | 1
2466670 | STATIC COMPENSATOR | Model d105, 5kVAR, 1 Phase, LV Statcom c/w Lifting Bracket & 2 x Ethernet Cables, 1 Unit (scm) | STATCOM | STATCOM SOLUTIONS PTY LTD | STARSINE MODEL D105 | Active | 1
25107 | LABEL | Sticker, "National Metering Identifier (NMI)", Self Adhesive Super Vinyl V90, Black Text on White B/Ground, 160gsm, Solid Back with Split Back, Meter Type | ARTCRAFT | ARTCRAFT PTY LTD (QLD) | 25107 | Active | 1
2457240 | ANTENNA | Passive GPS Antenna, Magnetic Base c/w 3m Integrated Cable, SMA Connector, suit Cybertec 2000 Series Modems | MADISON | MADISON TECHNOLOGIES PTY LTD | C GPS ANTENNA | Active | 1
2400019 | BOLT,MACHINE | M16 x 30mm, Hex, Galv c/w Galv Hex Nut, Aust Std (P100) | GREGSF | GREG SEWELL FORGINGS PTY LTD | 2400019 | Active | 1
2407116 | SPILL CONTAINMENT UNIT,HAZMAT | Portable Bunding, Plastic, 610 x 610 x 150mm D, for Vehicle Tray to Transport Small Transformers | GOUGHPLS | GOUGH PLASTICS | FMAM3003500 | Active | 1
1250090 | METER,WATTHOUR | Prog Id 82506, Mk10E, 3 Element, 3Ph, 4 Wire, 240V, 5-20A, Class 0.5S, Bottom Connect, 800/5 CT Multi Tariff Business, Undercover Comms Capable, | EDMI | EDMI PTY LTD | 1E00-20H0-611-27-F12-201300-03 | Active | 5
17481 | LABEL | Sticker, NEM Data Label, Self Adhesive Super Vinyl V90, Black Text on White B/Ground, 160gsm, Solid Back with Split Back, Meter Type Data Label for use | ARTCRAFT | ARTCRAFT PTY LTD (QLD) | 17481 | Active | 1
141254 | PANEL,FUSE | 3 x 100A Fuseholders, 1 x 6 Hole Neutral Link, for use in U/G Service Pillars, QESI 35/99 Item 6 (P8) (scm) | FLOWLINE | FLOWLINE INDUSTRIES PTY LTD | ESQ060 | Active | 1
2459683 | REPORTER,FAULT LOCATING | RCM Mains Site Smart Reporter, Smart Receiver DNP3/3.0, Smart PMU, GSM/3G Low Profile Antenna c/w Lockable Enclosure, IP66, 300 x 400 x 200mm, 12V/7.2Ah Li | HRSTMNN | HORSTMANN GMBH (MANUFACTURER) | 28-3121-001 | Active | 5
2400022 | BOLT,MACHINE | M16 x 280mm, Hex, Galv c/w Galv Hex Nut, Aust Std (P25) | GREGSF | GREG SEWELL FORGINGS PTY LTD | 2400022 | Active | 1
2400022 | BOLT,MACHINE | M16 x 280mm, Hex, Galv c/w Galv Hex Nut, Aust Std (P25) | BOLTMAST | BOLTMASTERS | HMHM280G | Active | 2
17200 | ANTENNA | Stumpy, 3G/4G, 3dB c/w 2m Lead, FME Connector & Red Heatshrink | INTERCEL | INTERCEL PTY LTD | ANTLTE2F | Active | 1
17200 | ANTENNA | Stumpy, 3G/4G, 3dB c/w 2m Lead, FME Connector & Red Heatshrink | RFIND | RF INDUSTRIES PTY LTD | CSM700-2M-FME | Active | 2
17200 | ANTENNA | Stumpy, 3G/4G, 3dB c/w 2m Lead, FME Connector & Red Heatshrink | ZCG | ZCG SCALAR | ZCG-EEH-L01FC | Active | 2
620095 | FUSE LINK,EXPULSION | 20A, Class K, TS 06-03-01 (scm) | ABBAUST | ABB AUSTRALIA PTY LTD | 7501645 | Active | 2
620095 | FUSE LINK,EXPULSION | 20A, Class K, TS 06-03-01 (scm) | NGKSTANG | NGK STANGER PTY LTD | ZXC705-20BK37 | Active | 1
2463032 | VALVE,SOLENOID | Goyen Fuel Intlet Soleniod, B2 Series, 24V DC Coil, Plain DIN Socket, 72 x 58 x 95mm, Hino JO8 Electrical Parts | REECE | REECE PLUMBING AUSTRALIA | 12BWJ2-CNBVT-6027 | Active | 1
2463073 | ACTUATOR,MECHANICAL | 12/24V, 5A Max Load, 30cm Lg Cable c/w Cannon Plug, IP40, Hino JO8 Electrical Parts | HEINZMNN | HEINZMANN AUSTRALIA PTY LTD | STG1-02F - CANNON PLUG | Active | 1
2463107 | TRANSDUCER,PICKUP | Magnetic Pickup, IA 12-76, Hino JO8 Electrical Parts | HEINZMNN | HEINZMANN AUSTRALIA PTY LTD | 616-185 | Active | 1
2463172 | SWITCH,LIQUID LEVEL | Fuel Float Switch, Hino JO8 Electrical Parts | JMG | JOHN MORRIS GROUP | L21 BCR | Active | 1
2463198 | SWITCH,LIQUID LEVEL | Coolant Float Switch, 316SS, Junction Box, S/Steel, M20 Cable Entry, 1" BSPM & SS Compression Fitting, suit Hino JO8 Electrical Parts & Scania DC12 Canopy | CCPL | CONTROL COMPONENTS PTY LTD | CCS-1P-JB-SSM-1CF-340-ERG-NO | Active | 1
2463198 | SWITCH,LIQUID LEVEL | Coolant Float Switch, 316SS, Junction Box, S/Steel, M20 Cable Entry, 1" BSPM & SS Compression Fitting, suit Hino JO8 Electrical Parts & Scania DC12 Canopy | TEMPCONT | TEMPERATURE CONTROLS PTY LTD | SD 487BC 01.08.17 | Active | 5
2468486 | TERMINAL,TELEPROTECTION | RFL GARD8000 Teleprotection 3RU Terminal c/w 2 x Dual Tone Audio Freq Direct Intertrips compatible c/w RFL 9745, 48V DC PS, PS I/O G703, System Display | PLC | POWERLINE COMMUNICATIONS (AUST) | GARD3U00480G7NO0F0-00CAU0IISR0 | Active | 1
2469062 | O-RING | Thermostat O-Ring, Scania Engine, DC13 Mechanical Parts | SCANIA | SCANIA AUSTRIALIA | 1545906 | Active | 5
2469070 | THERMOSTAT,FLOW CONTROL | 75 Degree, Engine Cooling System, Scania DC13 Mechanical Parts | SCANIA | SCANIA AUSTRIALIA | 2729053 | Active | 5
2469088 | TRANSDUCER,PICKUP | Magnetic Pickup, Left Hand, Scania DC13 Parts | SCANIA | SCANIA AUSTRIALIA | 1457304 | Active | 5
2469104 | O-RING | Oil Spinner O-Ring, Upper, Scania Engine, DC13 Mechanical Parts | SCANIA | SCANIA AUSTRIALIA | 1769799 | Active | 5
2473627 | COVER,RADOME | Replacement Planar White Enhanced Radome 1.8m (6ft) w/o Flash, for HP, HPX, HSX & UHX CommScope Microwave Antenna Dish | COMMSINC | COMMSCOPE INC | 45664-6 | Active | 1
30032 | CONNECTOR ASSEMBLY,ELECTRICAL | Compression Expansion Support, suit 50mm Busbar | ADAPTAUS | ADAPT AUSTRALIA PTY LTD | PLKM2700D050E12 | Active | 1
30031 | CONNECTOR ASSEMBLY,ELECTRICAL | Compression Expansion Support, suit 125mm Busbar | ADAPTAUS | ADAPT AUSTRALIA PTY LTD | PLKM2700D125E2 | Active | 1
2456762 | REGULATOR,VOLTAGE | FSES, Flexi Ext Semi-Integrated Overvoltage Protection, ETS 2011/0259/T | NSN | NOKIA SOLUTION NETWORK AUST PTY LTD | 472285A | Active | 1
2438240 | FIXTURE,LIGHTING | 35W Metal Halide Aeroscreen Luminaire, 34mm Spigot c/w Integral Control Gear, PE Cell, Lamp & Power Factor Correction, Major Roads, EQTS 05-01-01 (scm) | GERARD | GERARD LIGHTING GROUP | JA25BD02L | Phasing | 1
2464956 | INDICATOR,TEMP,THERMOCOUPLE | Head Mounted Type, PT100/PT1000 Ohm, 4-20mA, Transduces 0-80 Degree, 6.5-36V DC, PC Programmable, Isolated I/O, Puck | CCPL | CONTROL COMPONENTS PTY LTD | TCIPAQ-H (0-80) | Active | 1
105118 | CAP,POST | suit Star Picket 310mm Lg x 60mm Dia, Class 1, White Reflective Collar 100mm W | MMELEC | MM ELECTRICAL MERCHANDISING | TPSYPC30R | Active | 1
23163 | BACKING BOARD,METER | Type 'X' Meter Panel, 200 x 350 x 6mm, Insulation Panel, for Network Meter Installation & Replacement | INSULECT | INSULECT AUSTRALIA PTY LTD | 613060 -200 X 350 X 6MM | Active | 5
2468874 | BLEEDER | Bleed Pipe, Black Plastic Tube, Scania DC13 Mechanical Parts | SCANIA | SCANIA AUSTRIALIA | 2145694 | Active | 5
2468916 | PARTS KIT,CYLINDER HEAD,DIESEL ENGINE | Cylinder Head VRS Kit, Head Gasket, Intake & Exhaust Gaskets, Scania DC13 Mechanical Parts | SCANIA | SCANIA AUSTRIALIA | 2308200 | Active | 5
2469013 | SEAL | Front Crank Shaft Seal, Engine, Scania DC13 Mechanical Parts | SCANIA | SCANIA AUSTRIALIA | 1520998 | Active | 5
2469054 | THERMOSTAT HOUSING | for Scania Engine, DC13 Mechanical Parts | SCANIA | SCANIA AUSTRIALIA | 1793028 | Active | 5
2469112 | O-RING | Oil Spinner O-Ring, Lower, Scania Engine, DC13 Mechanical Parts | SCANIA | SCANIA AUSTRIALIA | 1769800 | Active | 5
2478261 | NUT,PLAIN,HEX | M20, S/Steel Gde 304, Aust Std, (scm) | HOBSON | HOBSON ENGINEERING CO PTY LTD | NH04PCM20 | Active | 1
2478279 | NUT,PLAIN,HEX | M24, S/Steel Gde 304, Aust Std, (scm) | HOBSON | HOBSON ENGINEERING CO PTY LTD | NH04PCM24 | Active | 1
299 | CAPACITOR ASSEMBLY | Type ELKA066, 100uF, 78.54kVAr, 500V, 500Hz, 1 Ph, Capacitor Can, Insualtion Level 6/25, Fluid Type F810, IEC 60871, YOM 2006 | ABBAUST | ABB AUSTRALIA PTY LTD | HVC6185 | Phasing | 5
1762589 | SETSCREW | M6 x 25mm, Hex, S/Steel Gde 316, Aust Std (P100) | HOBSON | HOBSON ENGINEERING CO PTY LTD | XEKBS16XCM060025 | Active | 1
2468163 | LABEL | Sticker, "CFS " + Tick Symbol, Self Adhesive, Green Text on White B/Ground, 100 x 25mm, used to identify CFS unit is OK to be operated (Sheet of 22) (scm) | IDENMARK | IDENTIMARK SOLUTIONS | U2634 | Active | 1
1762617 | SETSCREW | M10 x 60mm, Hex, S/Steel Gde 316 c/w Hex Nut S/Steel Gde 304, Aust Std (P100) | HOBSON | HOBSON ENGINEERING CO PTY LTD | XEKBS16XCM100060 | Active | 1
555034 | INSULATOR,STRAIN | Shackle Type SH.LV.2, LV, 20kN, ETS 10-01-01, Item 2 (scm) | TECONN | TE CONNECTIVITY LTD | MS-SHLV2-PG | Active | 1
325402 | CEMENT | 20kg Bag (84 Bags per Pallet) (scm) SUPPLY ON ONE WAY PALLETS ONLY | CEMENTAU | CEMENT AUSTRALIA PTY LTD | 11486 | Active | 1
22065 | METER,WATTHOUR | Mk10A CT, Polyphase, 3Ph, 4 Wire, 240V AC, 5-20A CT, Class 1 c/w Powered Comms Port, Metering Dynamics Label | EDMI | EDMI PTY LTD | 1A12-1H11-27-F11-201030-3 | Active | 1
22065 | METER,WATTHOUR | Mk10A CT, Polyphase, 3Ph, 4 Wire, 240V AC, 5-20A CT, Class 1 c/w Powered Comms Port, Metering Dynamics Label | EDMI | EDMI PTY LTD | 1A11-1H11-27-F11-201030-3 | Active | 2
23164 | BACKING BOARD,METER | Type 'X' Meter Panel, 340 x 250 x 6mm, Insulation Panel, for Network Meter Installation & Replacement | INSULECT | INSULECT AUSTRALIA PTY LTD | 613060 -340 X 250 X 6 | Active | 5
2468155 | LABEL | Sticker, "CFS X", Self Adhesive, Red Text on White B/Ground, 100 x 25mm, used to identify CFS unit is NOT to be operated (Sheet of 22) (scm) | IDENMARK | IDENTIMARK SOLUTIONS | U2633 | Active | 1
1762612 | SETSCREW | M10 x 40mm, Hex, S/Steel Gde 316 c/w Hex Nut S/Steel Gde 304, Aust Std (P100) | HOBSON | HOBSON ENGINEERING CO PTY LTD | XEKBS16XCM100040 | Active | 1
621164 | FUSE,CARTRIDGE | 500V AC, HRC DIN Type, 125A, Size 00, Low Watts Loss, ETS 12-02-01 Group E (MOQ10) (scm) | FUSECO | FUSECO POWER SOLUTIONS PTY LTD | NH00F-125 | Active | 5
611207 | FUSE,CARTRIDGE | 660V AC, HRC Cartridge OTLM Type, 710A, 4 Hole Bolt in Centre Tags, 133/184mm Fixing Centres (scm) | FUSECO | FUSECO POWER SOLUTIONS PTY LTD | OTLM710 | Active | 5
2417350 | WORK ON ROOF KIT | c/w 2x 11mm x 60m Kernmantle Static Ropes, 4x 11mm x 15m Kernmantle Static Ropes, 1x 10.55mm x 60m Kernmantle Dynamic Rope, 1x 20m Prussic Cord, | HGHTDYNM | HEIGHT DYNAMICS | HD WORKIT | Active | 1
2463511 | NOZZLE,FUEL INJECTION | for Scania Engine, DC12 Mechanical Parts | SCANIA | SCANIA AUSTRIALIA | 579255INC | Phasing | 1
2464428 | TAPE,ANTISEIZING | Industrial Thread Seal, 12mm x 13.5m, 0.076mm Thk, HD PTFE, Pink, 10,000psi Max Pressure, -268/+260 Deg C Temp Range | BLKWOODJ | J BLACKWOOD & SONS LIMITED | 2653352 | Active | 1
2464428 | TAPE,ANTISEIZING | Industrial Thread Seal, 12mm x 13.5m, 0.076mm Thk, HD PTFE, Pink, 10,000psi Max Pressure, -268/+260 Deg C Temp Range | UNASCO | UNASCO PTY LTD | T4HP2022 | Active | 5
1249077 | GUARD,SOCKET,METER | suit Plug-in Meters, Cat No. 828367 | AMPY | AMPY EMAIL METERING | 828367 | Active | 1
1272506 | SEAL | Ferrule Type Maun 12mm, (P1000: sub-packed in bags of 100) | HARCOR | HARCOR SECURITY SEALS PTY LTD | EA01000 | Active | 5
2449411 | BUSHING,SLEEVE | Elastomeric Insulated Boot, up to 17.5kV suit XLPE Triplex Cable 35-400mm2, Bushing Dia 31-45mm (3 per Set) | PLP | PREFORMED LINE PRODUCTS (AUST) | CPA-PLP-CUB-2 | Phasing | 2
2449411 | BUSHING,SLEEVE | Elastomeric Insulated Boot, up to 17.5kV suit XLPE Triplex Cable 35-400mm2, Bushing Dia 31-45mm (3 per Set) | RAYCHEM | RAYCHEM (AUSTRALIA) PTY LTD | RCAB-4110 | Phasing | 1
2460962 | BRACKET,ELECTRICAL CONNECTOR | Antenna Bracket, Fold Down, S/Steel, Gutter Mount | COMWIDE | COMWIDE COMMUNICATIONS P/L | 02714S | Active | 1
2460988 | BRACKET,ELECTRICAL CONNECTOR | Antenna Bracket, 50mm, S/Steel, Black Power Coated, Bull Bar Wrap Mount | RFIND | RF INDUSTRIES PTY LTD | BBWM-50-B | Active | 1
2461002 | BRACKET,ELECTRICAL CONNECTOR | Antenna Bracket, 76mm, S/Steel, Black Power Coated, Bull Bar Wrap Mount | RFIND | RF INDUSTRIES PTY LTD | BBWM-76-B | Active | 1
2461010 | BRACKET,ELECTRICAL CONNECTOR | Antenna Bracket, Universal Pipe Clamp, Black Power Coated, Bull Bar Mount | RFIND | RF INDUSTRIES PTY LTD | BBM-3 | Active | 1
258 | BUSHING ASSEMBLY,HV | HD4, 33kV, 800A, Grey, CF | ABBAUST | ABB AUSTRALIA PTY LTD | 040-2204P11 | Active | 5
261 | BUSHING ASSEMBLY,HV | HD2, 22kV, 800A, Grey, CF | ABBAUST | ABB AUSTRALIA PTY LTD | 040-2202P11 | Active | 5
264 | BUSHING ASSEMBLY,HV | 33kV, 800A, Grey | ABBAUST | ABB AUSTRALIA PTY LTD | 040-0735P01 | Active | 5
2471472 | LABEL | Sticker, "MAINTAINED & SERVICED", Self Adhesive, Writeable Vinyl Surface, Black Text on Light Blue B/Ground, 100 x 30mm, Sheet of 20, to identify Equipment Type | ARTCRAFT | ARTCRAFT PTY LTD (QLD) | 2471472 | Active | 1
18050 | SHIELD | Glare, Self Adhesive Split Back, White, Blockout 3635-20b, suit Gerard Lighting (Sylvania) Maxi or Urban, Minor Rd, 6 Sets of 10 per Pack | CUTLER | CUTLER BRANDS PTY LTD | ENERGE-18050 | Active | 1
18051 | SHIELD | Glare, Self Adhesive Split Back, White, Blockout 3635-20b, suit Gerard Lighting (Sylvania) Roadster, Major Rd, 6 Sets of 10 per Pack | CUTLER | CUTLER BRANDS PTY LTD | ENERGE-18051 | Active | 1
2435436 | COMPUTER,DATA TRANSFER | Switch 2951, w/3 GE, 4 EHWIC, 3 DSP, 2 SM, 256MB CF, 512MB DRAM, IPB | CISCO | CISCO SYSTEMS INC (MANUFACTURER) | CISCO2951/K9 | Active | 5
2435444 | COMPUTER,DATA TRANSFER | Switch 2960, Catalyst, Powered Device 8 10/100 + 1 1000BT | CISCO | CISCO SYSTEMS INC (MANUFACTURER) | WS-C2960PD-8TT-L | Active | 5
2435568 | CARD,COMPUTER | ISDN WAN Interface Card, 1 Port, Dial & Leased Line | CISCO | CISCO SYSTEMS INC (MANUFACTURER) | WIC-1B-S/T-V3= | Active | 5
2477149 | HARNESS,SAFETY,INDUSTRIAL | Style C, Size S, Full Body,Fall Arrest, Light Weight, for EWP or Working at Heights, ETS RSE01 | HGHTDYNM | HEIGHT DYNAMICS | 1161708 | Active | 1
2477156 | HARNESS,SAFETY,INDUSTRIAL | Style C, Size XL, Full Body,Fall Arrest Light Weight, for EWP or Working at Heights, ETS RSE01 | HGHTDYNM | HEIGHT DYNAMICS | 1161711 | Active | 1
3449 | SWITCHBOARD,POWER | 12kV, 1250A, 25kA/3Sec, 110V DC Control, 5 x 630A Feeder Panels, 1 x Bus Earth Switch, IP4X | HSS | HAWKER SIDDELEY SWITCHGEAR PTY LTD | ECLIPSE 12KV | Active | 1
2468189 | ALTERNATOR | Stamford HCI634J, 1000kVA, 415V, 50Hz, 3Ph, 0.8pf, 4 Pole, Class F Temp Rise, Class H Insulation, 2 Bearing, SAE 0 Adaptor, Bare Shaft No Keyway, MX321 AVR | REGAL | REGAL BELOIT CORPORATION | HCI634J23-08 | Phasing | 5
2474195 | CIRCUIT CARD | SCEM 13 RL2 Series 38kV Card, suit RL-Series 33kV Sectionaliser | SCHNEIDR | SCHNEIDER PTY LTD (MANUFACTURER) | 999900220 | Active | 5
2473809 | ANTENNA | Whip, 4G LTE Cellular Mobile Antenna, Collinear, 6.5dBi, 698-2700MHz, Black Fibreglass & Chrome Spring Base c/w 5m 9006 Coax | RFIND | RF INDUSTRIES PTY LTD | CDR8195-B | Active | 1
13118 | TAG,MARKER | HV ABC Intermediate Assy, "11KV NO TAPS" Al, 120mm Lg, 100mm W, 2mm Thk, c/w 22mm Dia Hole, 30mm & 10mm Red Text, Yellow B/Ground, for use on ABC No Tap | ARTCRAFT | ARTCRAFT PTY LTD (QLD) | 13118 | Active | 1
2403130 | FUSE LINK,EXPULSION | 63A, Class T | PWRHDIST | POWERHOUSE DISTRIBUTION | PHZXT705-63BT73 | Active | 1
2404928 | FUSE LINK,EXPULSION | 5A, Class T, TS 06-03-01 (scm) | NGKSTANG | NGK STANGER PTY LTD | ZXT705-05BT37 | Active | 1
456107 | STUD,PLAIN | Line Post Insulator, M24 x 219mm, Morlynn P/N 10885 | TYCOELEC | TYCO ELECTRONICS | 10885 | Active | 1
472249 | PIN | Eye Pin, Flanged Type 150, Dwg 22-A4-8 Rev C | BIGGENGI | BIGGENDEN ENGINEERING WORKS | EM0472249 | Active | 1
472257 | PIN | Eye Pin, Flanged Type 800, Dwg 22-A4-8 Rev C | BIGGENGI | BIGGENDEN ENGINEERING WORKS | EM0472257 | Active | 1
2473528 | SPILL CLEAN-UP KIT,HAZMAT | Wheelie Bin Spill Kit, 240L Absorb Oil & Fuel Only, EQL Specified Contents | ABSORBES | ABSORB ENVIRONMENTAL SOLUTIONS | ASK 240 ENERGY QLD | Active | 1
104322 | BEND,ELECTRICAL CONDUIT | 100mm, 30 Deg, 2400mm Rad, UPVC, LD, Orange Elec, AS/NZS 2053.2 (P100) (scm) | HAYMANS | HAYMANS ELECTRICAL | 100LDELE2400R30B | Active | 1
104323 | BEND,ELECTRICAL CONDUIT | 100mm, 45 Deg, 2400mm Rad, UPVC, LD, Orange Elec, AS/NZS 2053.2 (scm) | MMELEC | MM ELECTRICAL MERCHANDISING | FABL2445100 | Active | 1
2469591 | CHARGER,BATTERY | 32V, 32A Output DC CB, 2 Rectifiers, Subs Supply Battery Charger, to meet Specification EESS-10735-01-0B | LEGEND | LEGEND POWER SYSTEMS | RPS-24C-RTP | Active | 1
2471035 | INSULATION SLEEVING,ELECTRICAL | Phase Segregation Device, Single, suit Standard Parallel Cable Rail for Jean Muller LV Switchgear | PENTA | PENTA AUST (TMAC THEW & MCCANN/HYLEC) | PA21979 | Active | 1
2471035 | INSULATION SLEEVING,ELECTRICAL | Phase Segregation Device, Single, suit Standard Parallel Cable Rail for Jean Muller LV Switchgear | HYLEC | HYLEC ENERGY SOLUTIONS | HSPSD1JM | Active | 5
2471043 | INSULATION SLEEVING,ELECTRICAL | Phase Segregation Device, Double, suit Paralleled Jean Muller LV Switchgear | PENTA | PENTA AUST (TMAC THEW & MCCANN/HYLEC) | PA21980 | Active | 1
2471043 | INSULATION SLEEVING,ELECTRICAL | Phase Segregation Device, Double, suit Paralleled Jean Muller LV Switchgear | HYLEC | HYLEC ENERGY SOLUTIONS | HSPSD2JM | Active | 5
2474906 | COVER,ACCESS | Single, Lockable, 645 x 798, Unfilled Ductile Iron, Class B, w/o Flap Vent, c/w Cap & Key, for Retrofit to EFCo Metric Pit Frames & use beside Explosion | EJAUST | EJ AUSTRALIA PTY LTD | EM76B | Active | 1
2474914 | COVER,ACCESS | Single, Lockable, 645 x 798, Unfilled Ductile Iron, Class B, c/w Explosion Mitigation Flap Vent, c/w Cap & Key, for Retrofit to EFCo Metric Pit Frames | EJAUST | EJ AUSTRALIA PTY LTD | EM76BF | Active | 1
2476646 | REFILL,FIT TEST KIT | 3M Fit Test Solution, Bitter (Bitrex) c/w 1 x 55ml FT-31 Sensitivity Solution & 1 x 55ml FT-32 Fit Test Solution (2 x 55ml Bottles per Bag) | ABSAFE | ABSAFE PTY LTD | AT010587395 & AT010587403 | Active | 1
2476653 | REFILL,FIT TEST KIT | 3M Fit Test Solution, Sweet (Saccharin) c/w 1 x 55ml FT-11 Sensitivity Solution & 1 x 55ml FT-12 Fit Test Solution (2 x 55ml Bottles per Bag) | ABSAFE | ABSAFE PTY LTD | 70070121457 & AT019167397 | Active | 1
2476737 | VALVE,SOLENOID | Fuel Solenoid, 2 parts, Coil 16.1mm 24V DC 18W c/w DIN & Plug, Burkert 2518 Series Power Saver DIN Plug 24V | PRTS | PACIFIC RIM TECHNICAL SERVICES | COIL SC-C2-8 & PLUG 314820 | Active | 5
2476661 | SWITCH,INTERLOCK | Magnefix, Hazemeyer MD4, Interlock, Set for complete T-unit, Replaces 684.460 | EATONELE | EATON ELECTRIC SYSTEMS PTY LTD | 432.0103 | Active | 1
1705312 | BOLT,MACHINE | M24 x 150mm, Hex, Galv c/w Galv Hex Nut, Aust Std (P15) | GREGSF | GREG SEWELL FORGINGS PTY LTD | 1705312 | Active | 1
1727687 | BOLT,MACHINE | M12 x 90mm, Hex, S/Steel Gde 316 c/w Hex Nut S/Steel Gde 304, Aust Std (P25) | THEBLTPL | THE BOLT PLACE | 1727687 | Active | 1
1703867 | BOLT,MACHINE | M16 x 100mm, Hex, Galv c/w Galv Hex Nut, Aust Std (P50) (scm) | BOLTMAST | BOLTMASTERS | HMHM100G | Active | 2
1703867 | BOLT,MACHINE | M16 x 100mm, Hex, Galv c/w Galv Hex Nut, Aust Std (P50) (scm) | GREGSF | GREG SEWELL FORGINGS PTY LTD | 1703867 | Active | 1
1703883 | BOLT,MACHINE | M16 x 130mm, Hex, Galv c/w Galv Hex Nut, Aust Std (P50) (scm) | BOLTMAST | BOLTMASTERS | HMHM130G | Active | 2
1703883 | BOLT,MACHINE | M16 x 130mm, Hex, Galv c/w Galv Hex Nut, Aust Std (P50) (scm) | GREGSF | GREG SEWELL FORGINGS PTY LTD | 1703883 | Active | 1
1749328 | NUT,PLAIN,HEX | M10, S/Steel Gde 304, Aust Std (P100) (scm) | HOBSON | HOBSON ENGINEERING CO PTY LTD | NH04PCM10 | Active | 1
1758076 | SCREW,COACH | M16 x 100mm, Galv, Aust Std (P100) (scm) | GREGSF | GREG SEWELL FORGINGS PTY LTD | 1758076 | Active | 1
2473502 | SPILL CLEAN-UP KIT,HAZMAT | Vehicle Spill Kit, 25L Absorb Oil & Fuel Only, EQL Specified Contents | ABSORBES | ABSORB ENVIRONMENTAL SOLUTIONS | ASK 25 ENERGY QLD | Active | 1
104325 | BEND,ELECTRICAL CONDUIT | 125mm, 30 Deg, 1830mm Rad, UPVC, LD, Orange Elec, AS/NZS 2053.2 | HAYMANS | HAYMANS ELECTRICAL | FABL1830125 | Active | 1
2473510 | SPILL CLEAN-UP KIT,HAZMAT | Vehicle Spill Kit, 45L Absorb Oil & Fuel Only, EQL Specified Contents | ABSORBES | ABSORB ENVIRONMENTAL SOLUTIONS | ASK 45 ENERGY QLD | Active | 1
2406621 | GASKET MATERIAL | 1200 x 900 x 6mm, Cork Compound NEBAR N80 | JAMESWLK | JAMES WALKER AUSTRALIA | JWATCS64 | Active | 5
1727653 | BOLT,MACHINE | M16 x 70mm, Hex, S/Steel Gde 316 c/w Hex Nut S/Steel Gde 304, Aust Std | GREGSF | GREG SEWELL FORGINGS PTY LTD | 1727653 | Active | 1
1705355 | BOLT,MACHINE | M24 x 200mm, Hex, Galv c/w Galv Hex Nut, Aust Std (P15) | GREGSF | GREG SEWELL FORGINGS PTY LTD | 1705355 | Active | 1
1705479 | BOLT,MACHINE | M24 x 350mm, Hex, Galv c/w Galv Hex Nut, Aust Std (P10) | GREGSF | GREG SEWELL FORGINGS PTY LTD | 1705479 | Active | 1
1703875 | BOLT,MACHINE | M16 x 120mm, Hex, Galv c/w Galv Hex Nut, Aust Std (P50) (scm) | GREGSF | GREG SEWELL FORGINGS PTY LTD | 1703875 | Active | 1
1705584 | BOLT,MACHINE | M24 x 600mm, Hex, Galv c/w Galv Hex Nut, Aust Std (P5) | GREGSF | GREG SEWELL FORGINGS PTY LTD | 1705584 | Active | 1
17398 | LABEL | Sticker, Energex & Ergon Energy Logo, "NETWORK DEVICE, METER READER DO NOT READ", Self Adhesive Super Vinyl V-90 or Equiv, 90 x 30mm, Black Text on Yellow | ARTCRAFT | ARTCRAFT PTY LTD (QLD) | 17398 | Active | 1
1705294 | BOLT,MACHINE | M24 x 75mm, Hex, Galv c/w Galv Hex Nut, Aust Std (P25) (scm) | GREGSF | GREG SEWELL FORGINGS PTY LTD | 1705294 | Active | 1
1727674 | BOLT,MACHINE | M12 x 30mm, Hex, S/Steel Gde 316 c/w S/Steel Gde 304 Hex Nut, Aust Std (P50) | THEBLTPL | THE BOLT PLACE | 1727674 | Active | 1
2462893 | BEARING SET,SLEEVE | Camshaft Bearing Shell Set, Engine, Hino JO8 Mechanical Parts | HINO | HINO MOTORS | HT-S119011020 | Active | 5
2462927 | O-RING | Thermostat O-Ring, Hino JO8 Mechanical Parts | HINO | HINO MOTORS | S163251400 | Active | 5
2464899 | TUBING,PLASTIC,SPIRAL WRAP | Spiral Binding Wrap Kit, 5-12mm Dia, 10m Lg, LDPE, Black, UV Resistant | HAYMANS | HAYMANS ELECTRICAL | CAB SBK6BK | Active | 1
2464899 | TUBING,PLASTIC,SPIRAL WRAP | Spiral Binding Wrap Kit, 5-12mm Dia, 10m Lg, LDPE, Black, UV Resistant | CABAC | CABAC (MANUFACTURER) | SBK6BK | Active | 5
1749255 | NUT,PLAIN,HEX | M12, Galv, Aust Std (P100) | THEBLTPL | THE BOLT PLACE | 1749255 | Active | 1
2405664 | NONMETALLIC ROD | Downrod, Fibreglass, Protective Coating, 3.05m Lg c/w Connection Assy, suit Air Break Switch Assy | ABBAUST | ABB AUSTRALIA PTY LTD | 7506477 | Active | 1
2464766 | FITTING | Reusable, 90 Deg Fitting, Size -12 | HYDRLINK | HYDRAULINK HOSE & FITTINGS | 5H-JFS90S-1212 | Active | 1
2464808 | CLAMP,HOSE | 70-92mm, S/Steel, Constant Tention | HYDRLINK | HYDRAULINK HOSE & FITTINGS | CT350LSS | Active | 1
2407258 | LINK,TENSION | Sag Adjustable Link, 120kN, ETS 11-09-01 | PLP | PREFORMED LINE PRODUCTS (AUST) | CTSL-120 | Active | 1
252 | BUSHING ASSEMBLY,HV | Model GOB 350/800, 66kV, 755ml Stem, Grey, ABB | ABBAUST | ABB AUSTRALIA PTY LTD | 040-1205P01 | Active | 5
257 | BUSHING ASSEMBLY,HV | HD3, 33kV, 800A, Grey | ABBAUST | ABB AUSTRALIA PTY LTD | 040-2203P11 | Active | 5
2468882 | BELT,V | Ribbed V-Belt, Scania DC13 Mechanical Parts | SCANIA | SCANIA AUSTRIALIA | 3148898 | Active | 5
2468908 | CYLINDER HEAD,DIESEL ENGINE | Cylinder Head, Scania DC13 Mechanical Parts | SCANIA | SCANIA AUSTRIALIA | 570995 | Active | 5
2468924 | GASKET | Cam Cover Gasket, Scania DC13 Mechanical Parts | SCANIA | SCANIA AUSTRIALIA | 2368728 | Active | 5
2468932 | GASKET | Oil Cooler Cover Gasket, Scania DC13 Mechanical Parts | SCANIA | SCANIA AUSTRIALIA | 2096561 | Active | 5
2468940 | NOZZLE,FUEL INJECTION | for Scania Engine, DC13 Mechanical Parts | SCANIA | SCANIA AUSTRIALIA | 574700 | Active | 5
2475507 | DIFFUSER,LIGHT | Visor Semi Cut-Of Impact Protection, Rating IK10, for StreetLED MkII & MkIII (scm) | SYLVANIA | SYLVANIA SCHREDER | JLB00000PC | Active | 1
2474658 | BIT,AUGER | Triad HD Rock Auger, 750 Dia, 1600mm OAL Triple Cutting Flights, Single Carrier Flights, 75 x 75mm2 Drive, 1200mm Flight Section, 20mm Lead Flights, 16mm Thk | TEBCO | TEBCO PTY LTD | 750TR | Active | 1
2454031 | FUSEHOLDER,BASE & CARRIER | Mini Double Blade, Fuse Adaptor | RFIND | RF INDUSTRIES PTY LTD | BFA-MINI | Active | 1
19851 | WASHER,BEVEL | Angular, Eyebolt Reinforcing Piece, Galv 75 x 75 x 8mm, FMS w/-Angular Steel Tube 25 x 25mm Bore Cut & Welded at 65 Deg u/w Eyebolt Ground Stays 56kN MWT (P30) | HAYMANS | HAYMANS ELECTRICAL | 19851 | Active | 1
621113 | FUSE,CARTRIDGE | 24kV, HRC RMU Full Range Type, 20A, Barrel 442mm Lg, 50.8mm Dia, End Caps 34mm Lg, 45mm Dia c/w Striker Pin to DIN Standard 43625, ETS 12-01-02 (scm) | FUSECO | FUSECO POWER SOLUTIONS PTY LTD | 3000603/20 | Active | 5
477518 | SPLICE,CONDUCTOR | Preformed, FT, 7/1.75, HDBC, Colour Code Purple (P50) | PLP | PREFORMED LINE PRODUCTS (AUST) | CFS-053 | Active | 1
446353 | LETTER,SIGN | (J), Pressed Al, Plain, Dwg 22-A4-200 Rev B | METALTI | METAL-TECH INDUSTRIES (TRADE POLISHERS) | LETTER J | Active | 1
446361 | LETTER,SIGN | (K), Pressed Al, Plain, Dwg 22-A4-200 Rev B | METALTI | METAL-TECH INDUSTRIES (TRADE POLISHERS) | LETTER K | Active | 1
2443372 | SEMICONDUCTOR DEVICES,UNITIZED | Dual Diode, 50VDC, 70A, 4 x VS-T70HF40, Al, Din Rail Mount, Combiner Board, Temp -40 to 150Deg C, EE Dwg 1014130-04 | CWH | COMPLETE WIRING HARNESSES PTY LTD | AIR DIODE BLK | Active | 1
2458784 | SWITCH,AIR BREAK | 11kV, 630A, 150kV BIL, 3 Ph, Unitised Ganged, Horizontal Side Break, General Purpose c/w Load Break Device & Telescopic Down Rod Handle, | PLP | PREFORMED LINE PRODUCTS (AUST) | A9337 | Active | 1
2458792 | SWITCH,AIR BREAK | 22/33kV, 400A, 200kV BIL, 3 Ph, Unitised Ganged, Horizontal Side Break, General Purpose c/w Load Break Device & Telescopic Down Rod Handle, | PLP | PREFORMED LINE PRODUCTS (AUST) | A9339 | Active | 1
1757924 | SCREW,COACH | M12 x 150mm, Galv, Aust Std (P100) (scm) | GREGSF | GREG SEWELL FORGINGS PTY LTD | 1757924 | Active | 1
1945942 | GASKET MATERIAL | 1200 x 762 x 6.4mm, Neo-k-tex | JAMESWLK | JAMES WALKER AUSTRALIA | SJ38217060N8 | Active | 5
2403385 | DRIVE HEAD,EARTH ROD | Hand Drive Head, for 13mm Extendable Ground Rod, Average Drive (scm) | ERICO | NVENT ERICO PRODUCTS AUSTRALIA P/L | DH12M | Active | 1
2403385 | DRIVE HEAD,EARTH ROD | Hand Drive Head, for 13mm Extendable Ground Rod, Average Drive (scm) | PLP | PREFORMED LINE PRODUCTS (AUST) | D-DHT15 | Active | 2
2403880 | CLIP,ELECTRICAL | Earth Clip, 2 Piece Claw Type, 12.7mm, AS 1882 (P50) | TYCOELEC | TYCO ELECTRONICS | EC13G | Active | 1
446302 | LETTER,SIGN | (E), Pressed Al, Plain, Dwg 22-A4-200 Rev B (P100) | METALTI | METAL-TECH INDUSTRIES (TRADE POLISHERS) | LETTER E ALUMINIUM | Active | 1
446329 | LETTER,SIGN | (F), Pressed Al, Plain, Dwg 22-A4-200 Rev B (P100) | METALTI | METAL-TECH INDUSTRIES (TRADE POLISHERS) | LETTER F ALUMINIUM | Active | 1
2475135 | BACKPLANE ASSY | Omron CS1 Series, PLC, CPU Base Unit, 8 Slot, 435 x 132mm, 0.11A, 5V DC, for CS/C200H Series Units | OMRON | OMRON ELECTRONICS PTY LTD | CS1W-BC083 | Active | 5
446299 | LETTER,SIGN | (D), Pressed Al, Plain, Dwg 22-A4-200 Rev B (P100) | METALTI | METAL-TECH INDUSTRIES (TRADE POLISHERS) | LETTER D ALUMINIUM | Active | 1
446264 | LETTER,SIGN | (B), Pressed Al, Plain, Dwg 22-A4-200 Rev B (P100) | METALTI | METAL-TECH INDUSTRIES (TRADE POLISHERS) | LETTER B ALUMINIUM | Active | 1
2401763 | BRAID,WIRE | Cu, 448/0.25mm, 25 x 550mm, Soft Drawn, Electrical Grounding, for Earthing ABS | CABLEACC | CABLE ACCESSORIES (AUST) | CAB100A550M12 | Active | 1
620117 | FUSE LINK,EXPULSION | 40A, Class K, TS 06-03-01 (scm) | NGKSTANG | NGK STANGER PTY LTD | ZXC705-40BK37 | Active | 1
620117 | FUSE LINK,EXPULSION | 40A, Class K, TS 06-03-01 (scm) | ABBAUST | ABB AUSTRALIA PTY LTD | 7501648 | Active | 2
620150 | FUSE LINK,EXPULSION | 200A, Class K, Twin Pigtail Type (scm) | BRITECH | BRI-TECH PTY LTD | M200KA23T | Active | 1
620125 | FUSE LINK,EXPULSION | 50A, Class K, TS 06-03-01 (scm) | ABBAUST | ABB AUSTRALIA PTY LTD | 7501649 | Active | 2
620125 | FUSE LINK,EXPULSION | 50A, Class K, TS 06-03-01 (scm) | NGKSTANG | NGK STANGER PTY LTD | ZXC705-50BK37 | Active | 1
620036 | FUSE LINK,EXPULSION | 3A, Class K, TS 06-03-01 (scm) | ABBAUST | ABB AUSTRALIA PTY LTD | 7501639 | Active | 2
620036 | FUSE LINK,EXPULSION | 3A, Class K, TS 06-03-01 (scm) | NGKSTANG | NGK STANGER PTY LTD | ZXC705-03BK37 | Active | 1
2434058 | FUSE LINK SOLID | Cu Link SC20/32, suit NS Fuse Carrier, 500V AC, 62mm Lg, Clip-in, Offset, Staggered Tags (scm) | FUSECO | FUSECO POWER SOLUTIONS PTY LTD | SC20/32LINK | Active | 1
620613 | FUSE,CARTRIDGE | 12kV, Full Range, 10A, Barrel 292mm Lg, 50.8mm Dia, End Caps 34mm Lg, 45mm Dia c/w Striker Pin to DIN Standard 43625 Fuse, ETS 12-01-02 (scm) | FUSECO | FUSECO POWER SOLUTIONS PTY LTD | 3000403/10 | Active | 5
2404195 | STUD,PLAIN | Line Post Insulator, M24 x 240mm, Morlynn P/N 11007 | TYCOELEC | TYCO ELECTRONICS | 11007 | Active | 1
2473668 | INSULATION BLANKET | Welding Blanket, Hi-Temp, 1.8 x 2.0m, Tightly Woven Silica-Glass Fabric, 1100 DegC Working Temp | TTLTOOL | TOTAL TOOLS TOWNSVILLE | 8-WBSG11/1820 | Active | 1
2400017 | BOLT,MACHINE | M12 x 400mm, Hex, Galv c/w Galv Hex Nut, Aust Std (P30) | THEBLTPL | THE BOLT PLACE | 2400017 | Active | 1
2400001 | BOLT,MACHINE | M10 x 70mm, Hex, S/Steel Gde 316 c/w Hex Nut S/Steel Gde 304, Aust Std (P100) | THEBLTPL | THE BOLT PLACE | 2400001 | Active | 1
30023 | CONNECTOR ASSEMBLY,ELECTRICAL | Bus to 4 Hole Palm c/w Earth Stirrup, suit 50mm Busbar | ADAPTAUS | ADAPT AUSTRALIA PTY LTD | PLKM8993D050EA | Active | 1
2404190 | PIN,INSULATOR | M20, C/400/7 x 50mm, for Steel Arm, ETS 01-01-01 Typical Dwg 01-06-02 (P10) | GREGSF | GREG SEWELL FORGINGS PTY LTD | 2404190 | Active | 1
2406619 | GASKET MATERIAL | 1200 x 900 x 3mm, Cork Compound NEBAR N80 | JAMESWLK | JAMES WALKER AUSTRALIA | SJ38210030N7 | Active | 5
621008 | FUSE,CARTRIDGE | 12kV, Full Range, 40A, Barrel 292mm Lg, 76.2mm Dia, End Caps 34mm Lg, 45mm Dia c/w Striker Pin to DIN Standard 43625 Fuse, ETS 12-01-02 (P3) (scm) | FUSECO | FUSECO POWER SOLUTIONS PTY LTD | 3000403/40 | Active | 5
2406680 | SADDLE | PVC, Conduit Light Duty, 32mm (P50) | CLIPSAL | CLIPSAL (BY SCHNEIDER ELECTRIC) | CLI 261/32GRY | Active | 5
403271 | BASE,CONCRETE PRECAST | 535mm Dia, CA Dwg 22-A4-7 (MOQ 30) | BUNDCNCT | BUNDABERG CONCRETE CASTERS | 925 | Active | 1
620648 | FUSE,CARTRIDGE | 12kV, Full Range, 20A, Barrel 292mm Lg, 50.8mm Dia, End Caps 34mm Lg, 45mm Dia c/w Striker Pin to DIN Standard 43625 Fuse, ETS 12-01-02 (order in packs)(scm) | FUSECO | FUSECO POWER SOLUTIONS PTY LTD | 3000403/20 | Active | 5
2400102 | WASHER,FLAT | Round, 4.77mm (3/16") Brass (P200) | HOBSON | HOBSON ENGINEERING CO PTY LTD | WRBRP018043 | Active | 1
3741 | MOTOR,UNIVERSAL | Spring Charge, 125V DC, Control Voltage 87.5-137.5V DC, suit ABB VBF 36.20.25 CB (1 x per CB), ETS 2009/0092/T Item 7L | ABBAUST | ABB AUSTRALIA PTY LTD | 7900192 | Phasing | 1
22905 | CIRCUIT CARD | SCEM 11A Card, suit N-Series 15/27kV Auto Circuit Recloser | SCHNEIDR | SCHNEIDER PTY LTD (MANUFACTURER) | 999900050 | Active | 5
22906 | CIRCUIT CARD | SCEM 11C Rev 5 Card, suit N-Series 38kV Auto Circuit Recloser | SCHNEIDR | SCHNEIDER PTY LTD (MANUFACTURER) | 99900060 | Active | 5
2401438 | BRAID,WIRE | Tinned Cu, 25mm W, 136A Rating | HARTLAND | HARTLAND CABLES | AESHBT027 | Active | 1
2402115 | PIPE,METALLIC | 6.5m Lg, Water 25 NB, Galv Steel Plain End | WMIS | WILLIAMS MINING & INDUSTRIAL SALES P/L | WMI-25NB | Active | 5
2404321 | BRAID,WIRE | Tinned Cu, 48/10/.254mm, 100m Roll | HAYMANS | HAYMANS ELECTRICAL | BAM28120 | Active | 2
2404321 | BRAID,WIRE | Tinned Cu, 48/10/.254mm, 100m Roll | MMELEC | MM ELECTRICAL MERCHANDISING | BAM28120 | Active | 1
2470839 | SEAL | Bund Float Valve Seal, 32mm OD, 7mm ID, 4.5mm Thk, Neoprene Insertion Rubber, Black | F1FUEL | F1 FUEL & LUBRICATION PTY LTD | BUND FLOAT VALVE SEAL | Active | 5
2474617 | BIT,AUGER | Triad HD Rock Auger, 450 Dia, 1600mm OAL Triple Cutting Flights, Single Carrier Flights, 75 x 75mm2 Drive, 1200mm Flight Section, 20mm Lead Flights, 16mm Thk | TEBCO | TEBCO PTY LTD | 450TR | Active | 1
2474625 | BIT,AUGER | Triad HD Rock Auger, 500 Dia, 1600mm OAL Triple Cutting Flights, Single Carrier Flights, 75 x 75mm2 Drive, 1200mm Flight Section, 20mm Lead Flights, 16mm Thk | TEBCO | TEBCO PTY LTD | 500TR | Active | 1
2474633 | BIT,AUGER | Triad HD Rock Auger, 550 Dia, 1600mm OAL Triple Cutting Flights, Single Carrier Flights, 75 x 75mm2 Drive, 1200mm Flight Section, 20mm Lead Flights, 16mm Thk | TEBCO | TEBCO PTY LTD | 550TR | Active | 1
2474641 | BIT,AUGER | Triad HD Rock Auger, 600 Dia, 1600mm OAL Triple Cutting Flights, Single Carrier Flights, 75 x 75mm2 Drive, 1200mm Flight Section, 20mm Lead Flights, 16mm Thk | TEBCO | TEBCO PTY LTD | 600TR | Active | 1
2474674 | TOOTH,AUGER | Unique TEBCO Large Bullet Teeth, Carbide | TEBCO | TEBCO PTY LTD | BC86-22BOX | Active | 1
2474682 | PIN,STRAIGHT,HEADED | High Tensile Auger Pin, suit 75mm2 Drive c/w Lynch Pin & Clip Safety Shroud. | TEBCO | TEBCO PTY LTD | 75PIN | Active | 1
620133 | FUSE LINK,EXPULSION | 63A, Class K, TS 06-03-01 (scm) | NGKSTANG | NGK STANGER PTY LTD | ZXC705-63BK37 | Active | 1
620133 | FUSE LINK,EXPULSION | 63A, Class K, TS 06-03-01 (scm) | ABBAUST | ABB AUSTRALIA PTY LTD | 7501664 | Active | 2
2404052 | SHACKLE | Grade 'S' Large Bow 12mm, to AS2741-1992 | BLKWOODJ | J BLACKWOOD & SONS LIMITED | 1160208 | Active | 1
418279 | SHACKLE | Dee, Galv, Mild Steel, 10mm Body, 13mm Pin Gradem, Large Dee, to AS 2741 Tested & Stamped with S.W.L. | BLKWOODJ | J BLACKWOOD & SONS LIMITED | 4971300 | Active | 1
2455707 | BUSHING ASSEMBLY,HV | Model Spez73, 66kV, 400A, S/N-74D58373, Bushing Id # 17, SW Spares | ABBAUST | ABB AUSTRALIA PTY LTD | BUSHING ID NUMBER 17 | Active | 5
2455673 | BUSHING ASSEMBLY,HV | Model Spez73, 66kV, 400A, S/N-66D50574, Bushing Id # 14, SW Spares | ABBAUST | ABB AUSTRALIA PTY LTD | BUSHING ID NUMBER 14 | Active | 5
2455590 | BUSHING ASSEMBLY,HV | Model Spez73, 66kV, 400A, S/N-66D50578L, Bushing Id # 6, SW Spares | ABBAUST | ABB AUSTRALIA PTY LTD | BUSHING ID NUMBER 6 | Active | 5
2455574 | BUSHING ASSEMBLY,HV | Model Spez123, 110kV, 400A, S/N-68D52329 Bushing Id # 4, SW Spares | ABBAUST | ABB AUSTRALIA PTY LTD | BUSHING ID NUMBER 4 | Active | 5
2455624 | BUSHING ASSEMBLY,HV | Model Spez73k, 66kV, 630A, S/N-69D59369, Bushing Id # 9, SW Spares | ABBAUST | ABB AUSTRALIA PTY LTD | BUSHING ID NUMBER 9 | Active | 5
2455806 | BUSHING ASSEMBLY,HV | 33kV, 1600A, S/N-558-19, Bushing Id # 29, SW Spares | ABBAUST | ABB AUSTRALIA PTY LTD | BUSHING ID NUMBER 29 | Active | 5
2410355 | INSULATOR,LINE POST | 22/33kV, 200BIL Porcelain Vertical Clamp to suit M20 Bolt, ETS 10-01-01 | PENTA | PENTA AUST (TMAC THEW & MCCANN/HYLEC) | PA30117 | Active | 1
2410355 | INSULATOR,LINE POST | 22/33kV, 200BIL Porcelain Vertical Clamp to suit M20 Bolt, ETS 10-01-01 | TECONN | TE CONNECTIVITY LTD | LP-R12.5EC200-640PG | Active | 2
2405061 | INSULATION SLEEVING,ELECTRICAL | Heat Shrink Tubing, 38/12.7mm | TECONN | TE CONNECTIVITY LTD | WCSM-48/12-1200/S(S10) | Active | 1
2405061 | INSULATION SLEEVING,ELECTRICAL | Heat Shrink Tubing, 38/12.7mm | GILBERT | GILBERT LODGE AUSTRALIA PTY LTD | RAYWCSM48/12-600 | Active | 2
2475143 | BACKPLANE ASSY | Omron CS1 Series, PLC, CPU Expansion Base Unit, 5 Slot, 330 x 132mm, 0.23A, 5V DC, for CS/C200H Series Units | OMRON | OMRON ELECTRONICS PTY LTD | CS1W-BI053 | Active | 5
2479061 | HAMMER,WINDOW BREAKER | Rescue and Escape Tool, 76 x 32 x 17mm, ABS Plastic and Stainless Steel, c/w Seatbelt Cutter | KEYLINE | KEY-LINE DISTRIBUTORS PTY LTD | 210009 | Active | 1
2479061 | HAMMER,WINDOW BREAKER | Rescue and Escape Tool, 76 x 32 x 17mm, ABS Plastic and Stainless Steel, c/w Seatbelt Cutter | ATOMSUPP | ATOM SUPPLY GROUP P/L | 408270 | Active | 1
2479061 | HAMMER,WINDOW BREAKER | Rescue and Escape Tool, 76 x 32 x 17mm, ABS Plastic and Stainless Steel, c/w Seatbelt Cutter | C&LTOOL | C&L TOOL CENTRE | RESQME | Active | 1
136099 | CONNECTOR ELBOW | 400A, 16 to 22mm2, suit 22kV, 50mm2, 1 Core XLPE Al Cable, Non-load Break (Single Elbow Kit Only) | AUSTMOLD | AUSTRALMOLD PTY LTD | K400LR/G-15-50(K)M-12-1 | Active | 1
2434272 | TRANSFORMER,VOLTAGE | 11kV/240V, 50VA, SWER External Aux Power Supply c/w Pole Mounting Bracket (scm) | SCHNEIDR | SCHNEIDER PTY LTD (MANUFACTURER) | 990003200 TANKMOUNT | Active | 1
22921 | INDICATOR,VOLTAGE | Old Resistive Type, Replacement Test Point for Safelink Voltage Indication, 4 x Tip Jack Test Points on Metal Plate c/w White Pins, approx 1.8 Meg Ohm | ABBAUST | ABB AUSTRALIA PTY LTD | RESISTIVE TYPE TEST POINT | Active | 1
2400117 | WASHER,LOCK | M12, Galv (P200) | THEBLTPL | THE BOLT PLACE | 2400117 | Active | 1
2455665 | BUSHING ASSEMBLY,HV | Model Spez73, 66kV, 400A, S/N-61D57538, Bushing Id # 13, SW Spares | ABBAUST | ABB AUSTRALIA PTY LTD | BUSHING ID NUMBER 13 | Active | 5
105012 | CLAMP,TREFOIL | Cast Al, suit Cable 46.0 to 48.0mm Dia c/w Clamping Bolts etc, for use with M12 Fixing Bolt (MOQ10) (scm) | INTERENG | INTERTECH ENGINEERING PTY LTD | CABUS 5448 | Active | 5
104499 | CLAMP,TREFOIL | Cast Al, suit Cable 40.5 to 42.5mm Dia c/w 85 x 10mm Galv Clamping Bolts etc, for use with M12 Galv Centre Fixing Bolt Clamp to be supplied assembled | INTERENG | INTERTECH ENGINEERING PTY LTD | CABUS 5442 | Active | 5
2480903 | SWITCHING LOCK | S-MT, White, suit PT 2.5-MT-Quattro Terminal Block | PHOENIX | PHOENIX CONTACT PTY LTD | 3247954 | Active | 1
2440238 | CONNECTOR,BUSBAR | Tee, Conductor to Conductor, Al, 25.40 - 33.80 Run & Tap Conductor Range | PLP | PREFORMED LINE PRODUCTS (AUST) | ATC15 | Active | 1
2453348 | PROTECTOR,SPLICE,ELEC CABLE | Gel Wrap Branch Kit, 1000V, PG Cover, Black, Cold Sleeve Gel c/w S/Steel Ties (scm) | TYCOELEC | TYCO ELECTRONICS | CU2253-000 | Active | 1
2453611 | BRACKET,ELECTRICAL CONNECTOR | Antenna Bracket, 1.5mm, S/Steel, Bonnet Mount | GME | GME INNOVATIVE ELECTRONICS | MB407SS | Active | 1
2453710 | CABLE,RADIO FREQUENCY | RG58 C/U, 50 Ohm, 0.98mm Tinned Cu, Solid PE/TC Braid/PVC Jacket, Black, 100m Roll | RFIND | RF INDUSTRIES PTY LTD | 8058-100 | Active | 1
2422913 | LEVEL,SPIRIT | Fragram, Folding Level with Protractor | HGHTDYNM | HEIGHT DYNAMICS | L1197 | Active | 1
2425379 | BOX,STORAGE | Heavy Duty, 80L c/w Lid, to store all items used in the Bat Removal Kit | BLKWOODJ | J BLACKWOOD & SONS LIMITED | B-00140053 | Active | 1
30026 | CONNECTOR ASSEMBLY,ELECTRICAL | Compression Bus to 4 Hole Palm, suit 100mm Busbar | ADAPTAUS | ADAPT AUSTRALIA PTY LTD | PLKM1850D100E2 | Active | 1
2437499 | INDICATOR,FAULT LOCATING | Circuit Fault Indicator, Compass B, for ABB Safelink2, JTS 06-08-01 (scm) | ABBAUST | ABB AUSTRALIA PTY LTD | ER-V38-4102-001-003 | Active | 5
2461093 | METER,WATTHOUR | Prog Id 24287, U3400D, 3Ph, 4 Wire, 10-100A, Class 1, Load Profile, 100A Disconnect Switch, BC, External Comms Capable, ETS 2008/6145/T Part B Item 1a | LANDIS | LANDIS GYR (AUST) PTY LTD | U3400DNNNNBS001EE | Active | 5
2455814 | BUSHING ASSEMBLY,HV | 33kV, 1600A, S/N-558-29, Bushing Id # 30, SW Spares | ABBAUST | ABB AUSTRALIA PTY LTD | BUSHING ID NUMBER 30 | Active | 5
2455848 | BUSHING ASSEMBLY,HV | Model Spez36, 33kV, 1000A, S/N-68D52644, Bushing Id # 33, SW Spares | ABBAUST | ABB AUSTRALIA PTY LTD | BUSHING ID NUMBER 33 | Active | 5
2417574 | SLING,GEAR | for Storing Hardware whilst Working on Roofs | HGHTDYNM | HEIGHT DYNAMICS | MT-MULT001 | Active | 1
5022 | TRANSFORMER,VOLTAGE | 72.5kV, CVT, 50Hz, Post Type 1Ph Outdoor c/w Metering Accuracy Tests | KONCAR | KONCAR - ELECTRICAL INDUSTRY INC | M172167 | Active | 1
1852442 | CYLINDER,LOCK | 201 Night Latch, Keyed A1 Cylinder Only, Padmount Installation Only No Keys Required | ASSA | ASSA ABLOY AUSTRALIA PTY LTD | 201CYLCP5KA | Active | 1
2402712 | CYLINDER,LOCK | T608, Office Use, Whitco | LARSENJ | J LARSEN PTY LTD | WH84200/ERG3 | Active | 1
2458750 | METER,WATTHOUR | Prog Id 9113, 2 Element, 1Ph, 2 Wire, 230/240V, 10-100A, Class 1, Prepayment | AMSTG | AMS TECHNOLOGY GROUP PTY LTD | EMC1.Y+RFID23.Z2 | Active | 5
2458743 | METER,WATTHOUR | Prog Id 9110, 1 Element, 1Ph, 2 Wire, 230/240V, 10-100A, Class 1, Prepayment | AMSTG | AMS TECHNOLOGY GROUP PTY LTD | EMA1.Y+RFID23.Z2 | Active | 5
2436392 | BOLT,MACHINE | M16 x 45mm, Hex, Galv, Gde 8.8 c/w Galv Hex Nut | HOBSON | HOBSON ENGINEERING CO PTY LTD | KBHK0GCM160045 | Active | 1
2455830 | BUSHING ASSEMBLY,HV | Model Spez36, 33kV, 1000A, S/N-68D52643, Bushing Id # 32, SW Spares | ABBAUST | ABB AUSTRALIA PTY LTD | BUSHING ID NUMBER 32 | Active | 5
2440246 | CONNECTOR,BUSBAR | Flexible Terminal, Al, 100 x 100mm2 Palm 4 x M12 Holes, Approx DC Rating 1200A | PLP | PREFORMED LINE PRODUCTS (AUST) | FL4A-1200 | Active | 1
2440287 | CONNECTOR,BUSBAR | Tube, Circular to Flat Busbar, Cu, 31.8mm OD Tube, 54 x 70mm Flat Bolt M12 S/Steel | PLP | PREFORMED LINE PRODUCTS (AUST) | D-TF50B | Active | 1
2459766 | INSULATOR,STATION POST | 220kV, 1050kV BIL, Porcelain, 2300mm H, 6300mm Creepage, Lvl 3 Pollution, Type C8-1050, JBP 10365 | GRAPHSOL | GRAPH SOLUTIONS PTY LTD | 36941 C8-1050 | Active | 1
2460012 | WOOD PRESERVATIVE,BORON FLUORINE BASE | Rod, Pole Saver, 10mm Dia x 100mm Lg, for Treatment on Inspected Wood Poles, 200 per Box | PRESCHEM | PRESCHEM POLE MAINTENANCE PTY LTD | PS10 | Active | 1
2472694 | ANTENNA | Explorer E325 Antenna, Satellite Tracking Dome | MILES | MILES ELECTRONICS | E325-ANT | Active | 1
2438745 | BEND,ELECTRICAL CONDUIT | 150mm, 30 Deg, 1000mm Rad, HD, Orange | MMELEC | MM ELECTRICAL MERCHANDISING | PIP150HDCON1000R30B | Active | 1
2452498 | INSTALLATION,COMPUTER EQUIPMENT | Monitor Installation on customer's desk | ACTLOG | ACT LOGISTICS | INSTALL MONITOR | Active | 5
2473551 | DIFFUSER,LIGHT | Visor Pathway, Glare Shield, Front+Rear, for StreetLED MkII & MkIII (scm) | SYLVANIA | SYLVANIA SCHREDER | JLB00004 | Active | 1
2475184 | MODULE PLC | Omron CS1 Series, Digital Input Unit, 16 Inputs, 24V DC, 7mA | OMRON | OMRON ELECTRONICS PTY LTD | CS1W-ID211 | Active | 5
2475564 | GREASE,GENERAL PURPOSE | Lubrilog, Silicon Grease, 150g Tube | AUSTMOLD | AUSTRALMOLD PTY LTD | IT3955 | Active | 5
2400913 | INSULATION SLEEVING,ELECTRICAL | Heat Shrink Tubing, 140/42mm, 200mm Lg, Medium Wall | TECONN | TE CONNECTIVITY LTD | MWTM-140/42-1500/S(S5) | Active | 1
2400913 | INSULATION SLEEVING,ELECTRICAL | Heat Shrink Tubing, 140/42mm, 200mm Lg, Medium Wall | GILBERT | GILBERT LODGE AUSTRALIA PTY LTD | RAYMWTM140/42-200 | Active | 2
2405059 | LUBRICATING OIL,GENERAL PURPOSE | Underground Cable, Aqualube Type G, 20L Drum | IDEALELE | IDEAL ELECTRICAL SUPPLIERS | ALG20 | Active | 1
2403501 | INSULATION SLEEVING,ELECTRICAL | Heat Shrink Tubing, 37/12mm, 100mm Lg, Medium Wall, Coated Internally c/w Sealant | TECONN | TE CONNECTIVITY LTD | MWTM-35/12-100/S(S100) | Active | 1
2403501 | INSULATION SLEEVING,ELECTRICAL | Heat Shrink Tubing, 37/12mm, 100mm Lg, Medium Wall, Coated Internally c/w Sealant | GILBERT | GILBERT LODGE AUSTRALIA PTY LTD | RAYMWTM35/12-100 | Active | 2
23020 | LUBRICANT,DRY | Lubricating Powder, Graphite, Puffer Pack with Nossle, Keyholes, Pack of 30, Protects locks against sticking | LARSENJ | J LARSEN PTY LTD | LWLUBE/15/DP | Active | 1
2427904 | CABLE BOX ASSEMBLY | LV, Air Cable Box, suit 22kV, 1000kVA Groundmount Transformer c/w Busbar, Flexible Connections, Bolts & Nuts, ETS 02-03-02 Item 5 | WILSON | WILSON TRANSFORMER CO. PTY LTD | 875-0646-11-AA | Active | 1
2443026 | CLAMP,ANTENNA | MUE Series, Straddle Clamp, Galv Steel, 50mm Min/Max Boom Size, 70mm Min & 200mm Max Angle Size, to Mount Antenna & Antenna Structure to Support Tower | RFIND | RF INDUSTRIES PTY LTD | MUE2 | Active | 1
104439 | CABLE,FIBRE OPTIC | Aerial, ADSS, Long Span, Dry Core, 48 Fibres, SMOF, ETS 03-01-07 (4000m Drum) | CORNCBLE | CORNING CABLE SYSTEMS | 48-SM-ND-48-YN-ADSS | Active | 1
2474948 | DUNNAGE | 17-EWP FRP, 550 x 550 x 15mm c/w 2 Rope Handles Rhino Coated Yellow, Rated to 14.5 Tonne RWC | REDMOND | REDMOND GARY AUSTRALIA PTY LTD | 28A0371#10 | Active | 1
2476349 | ANALYZER | Hand Held, Cellular Signal Analyser Tool, for EQ Metering Telemetry Modems c/w Carry Case & Charger | EAQ | ELECTRONICS ASSEMBLY QUEENSLAND PTY LTD | EQ-CSA | Active | 5
2476638 | FIT TEST KIT,RESPIRATOR | 3M Qualitative Fit Test Apparatus Kit c/w 1 x Hood, 1 x Collar Assembly, 2 x Nebulisers, 2 x Nebuliser Insert Sets, 1 x 55ml FT-31 Bitter Sensitivity | ABSAFE | ABSAFE PTY LTD | 70070709640 | Active | 1
2470011 | INSULATOR,STRAIN | 33kV, 200kV BIL, Polymer, 70kN, S/Steel Ball & Socket Fittings, 440mm Nom Lg Coupling c/w W-Clip, ETS 10-02-01 | MOSGRAPH | MOSDORFER GRAPH | FXBW-30/70SB | Active | 5
2476224 | LETTER,SIGN | (O), Pressed Al, 40mm Wide, 22mm High, Black on Yellow, Ergon Dwg 995129-01 (scm) | SUMMIT | SUMMIT GROUP | SF17PE420O | Active | 5
2476240 | LETTER,SIGN | (R), Pressed Al, 40mm Wide, 22mm High, Black on Yellow, Ergon Dwg 995129-01 (scm) | SUMMIT | SUMMIT GROUP | SF17PE420R | Active | 5
2476257 | LETTER,SIGN | (S), Pressed Al, 40mm Wide, 22mm High, Black on Yellow, Ergon Dwg 995129-01 (scm) | SUMMIT | SUMMIT GROUP | SF17PE420S | Active | 5
2464758 | FITTING | Reusable, Straight Fitting, Size -12 | HYDRLINK | HYDRAULINK HOSE & FITTINGS | 5H-JFS-1212 | Active | 1
23975 | SPLICE,CONDUCTOR | Mechanical Shear Head Bolt, Limited Tension 44.4kN, 1100A, Cable Range 17-25mm Dia, suit AAC/AAAC/ACSR, Box of 1 (scm) | SICAME | SICAME AUSTRALIA PTY LTD | MTRS17-25 | Active | 1
2471126 | OUTREACH ARM | Major Road, 6.0m Single, Galv Steel | GMPOLES | GM POLES PTY LTD | ERG-6M-ANG-OUTR | Active | 1
2471787 | FUSE,CARTRIDGE | 250V AC, HRC Cartridge 3AB Type, 6A, 32 x 6.3mm Dia, Ceramic Body (scm) | LITFUSE | LITTELFUSE INC | 0314006.HXP | Active | 5
2454288 | RECLOSER,AUTO | Sectionaliser, Load Break Switch, 33kV, 3 Ph, 400A, 12.5kA Cap, Vacuum Interrupting, O/door Pole Mount c/w Ctrl Cub, Insulated Cable Droppers, Aux VT | NOJA | NOJA POWER SWITCHGEAR PTY LTD | OSM38-RC10 | Active | 1
2479350 | TEST SET,METER | Portable Test System, 1 Ph, Class 0.2, 10V to 300V, 1mA to 120A, 60VA, 273 x 247 x 178mm, 300V Cat III, for 1Ph meter types in EQL | EMH | ENERGIE-MESSTECHNIK GMBH (MANUFACTURER) | CHECKSYSTEM 2.1 | Active | 5
2474419 | ANTIBACTERIAL SOLUTION | Antibacterial Cleaner & Sanitiser, Hospital Grade Disinfectant, 500ml or 750ml Spray Bottle | BLKWOODJ | J BLACKWOOD & SONS LIMITED | 4042030 | Active | 1
2474419 | ANTIBACTERIAL SOLUTION | Antibacterial Cleaner & Sanitiser, Hospital Grade Disinfectant, 500ml or 750ml Spray Bottle | ENERGEX | ENERGEX | SYGUAR-750REF+CP52W | Active | 2
2418812 | DRUM,SHIPPING & STORAGE | 60L, Plastic, Heritage Red, Labelled with White 25mm H, Stenciled Letters USED TRANSFORMER OIL and Ergon Energy Logo | GOUGHPLS | GOUGH PLASTICS | FBOX408.0600 | Active | 1
2474427 | ANTIBACTERIAL SOLUTION | Antibacterial Cleaner & Sanitiser, Hospital Grade Disinfectant, 5L Bottle, use with Bottle Sprayer Trigger | BLKWOODJ | J BLACKWOOD & SONS LIMITED | 4042047 | Active | 1
2474468 | ANTIBACTERIAL SOLUTION | Disinfectant Spray & Wipe, Bulk 15L Container, Hospital Grade, for Pandemic Response | KEYLINE | KEY-LINE DISTRIBUTORS PTY LTD | 17-10-0001C | Active | 1
152574 | MARKER,LOCATION,INDUCTIVE | Ballmarker, 4 Inch, Power Red | TEN | THE ENERGY NETWORK (AUST) PTY LTD | 0160-0001-1 | Active | 1
2403150 | FUSE,CARTRIDGE | 250V AC, HRC Cartridge SK Type, 5A, 29 x 12.7mm Dia (P20) | IPDGROUP | IPD GROUP LIMITED | SK5 | Active | 5
2471316 | BOX,STORAGE | Plastic, 300 x 300mm, Yellow, for Pole Top Rescue Kit | HGHTDYNM | HEIGHT DYNAMICS | BC030030030YW23 | Active | 1
2477289 | GLOVES,PROTECTIVE | G-Flex Dynamax C5 AirTouch Fingerless Gloves, Size 7, Polyurethane Cut Resistant Gloves, Fingerless Thumb, Fore & Index. Restricted Issue refer | ELLIOTT | ELLIOTTS AUSTRALIA PTY LTD | ELG345B7 | Active | 1
621156 | FUSE,CARTRIDGE | 500V AC, HRC DIN Type, 80A, Size 00, ETS 12-02-01 Group E (scm) | FUSECO | FUSECO POWER SOLUTIONS PTY LTD | NH000F-80 | Active | 5
2404208 | FRAME | Mounting, Neutral & Fuse Panel Assy, c/w Brass Neutral Bar & Screws, suit URD Base & Cover, Dwg A4-896934 (scm) | FLOWLINE | FLOWLINE INDUSTRIES PTY LTD | ESQ070/1 | Active | 1
2432094 | BASE,CONCRETE PRECAST | 1000 x 150mm, Biscuit, Dwg 907267-01 | BUNDCNCT | BUNDABERG CONCRETE CASTERS | 947 | Active | 5
2470292 | JUNCTION BOX | FIBOX Enclosure, Al, 127 x 81 x 57mm | NHPELEC | NHP ELECTRICAL ENGINEERING | ALN081306 | Active | 1
2470987 | GREASE,SPECIAL PURPOSE | Assy Lubricant EPPA-064-60, Paste, 60g Tube, for TE RSTI Elbows only (scm) | TECONN | TE CONNECTIVITY LTD | EPPA-064-60 | Active | 5
2470987 | GREASE,SPECIAL PURPOSE | Assy Lubricant EPPA-064-60, Paste, 60g Tube, for TE RSTI Elbows only (scm) | TECONN | TE CONNECTIVITY LTD | CL1402-000 | Active | 1
2470250 | ACCESSORY KIT,ELEC EQUIP | FSD400 4-Way Palm Extension Retrofit Kit, 3 Ph c/w Top & Bottom Covers, 4-Way Palm Extensions, Screws, Nuts & Washers, Adaption for NGK Bundle Box to | NGKSTANG | NGK STANGER PTY LTD | 74009 | Active | 1
2400610 | FUSE,CARTRIDGE | 415V AC, HRC Cartridge NS Type, 32A, Clip-in Offset Staggered Tags, 62mm Lg | FUSECO | FUSECO POWER SOLUTIONS PTY LTD | NS32 | Active | 5
2470045 | CLAMP,HOSE | 95-118mm, CT Clamp | HYDRLINK | HYDRAULINK HOSE & FITTINGS | CT450LSS ND | Active | 1
2477263 | PROTECTOR,DOCUMENT | Permit Wallet, A4, Yellow, Weatherproof Document Wallet | TUFFTOOL | TUFF TOOL BAGS | A4 DOCUMENT HOLDER - YELLOW | Active | 1
2477305 | GLOVES,PROTECTIVE | G-Flex Dynamax C5 AirTouch Fingerless Gloves, Size 9, Polyurethane Cut Resistant Gloves, Fingerless Thumb, Fore & Index. Restricted Issue refer | ELLIOTT | ELLIOTTS AUSTRALIA PTY LTD | ELG345B9 | Active | 1
2477313 | GLOVES,PROTECTIVE | G-Flex Dynamax C5 AirTouch Fingerless Gloves, Size 10, Polyurethane Cut Resistant Gloves, Fingerless Thumb, Fore & Index. Restricted Issue refer | ELLIOTT | ELLIOTTS AUSTRALIA PTY LTD | ELG345B10 | Active | 1
2477354 | GLOVES,PROTECTIVE | G-Flex Dynamax C5 AirTouch Fingerless Gloves, Size 11, Polyurethane Cut Resistant Gloves, Fingerless Thumb, Fore & Index. Restricted Issue refer | ELLIOTT | ELLIOTTS AUSTRALIA PTY LTD | ELG345B11 | Active | 1
2477354 | GLOVES,PROTECTIVE | G-Flex Dynamax C5 AirTouch Fingerless Gloves, Size 11, Polyurethane Cut Resistant Gloves, Fingerless Thumb, Fore & Index. Restricted Issue refer | ELLIOTT | ELLIOTTS AUSTRALIA PTY LTD | ELG345011FL | Active | 5
2470037 | INDICATOR,DIGITAL DISPLAY | Integra 1630 Digital Power Meter, 241-480V L-L Input, 5A, 100-250V AC/DC Aux, 45-65Hz, RS485 Modbus RTU Output c/w Prog System Config, Prog VT & CT | CROMPTON | CROMPTON INSTRUMENTS (AUST) P/L | INT-1630-M-5-M-010 | Active | 5
1851510 | HAT,SUN | Protection, Size XXL, Aussiemate Grey, Unbranded | MTCASTLE | MOUNTCASTLE PTY LTD | 40009004XX | Active | 1
2429280 | HAT,SUN | Bucket Style, Size XXL, Grey, Unbranded | MTCASTLE | MOUNTCASTLE PTY LTD | 30027100XX | Active | 1
2429280 | HAT,SUN | Bucket Style, Size XXL, Grey, Unbranded | MITCHELL | MITCHELL'S CAP CO | 34970-XXL | Active | 2
22907 | CIRCUIT CARD | SCEM 12 Card, suit RL-Series 15/27kV Load Break Switch | SCHNEIDR | SCHNEIDER PTY LTD (MANUFACTURER) | 99900070 | Active | 5
2470854 | ABSORBER,OVERVOLTAGE | Messko MTraB Overvoltage Protection Kit, upto 400V, Retrofit for Reinhausen Regen Breather | REINHAUS | REINHAUSEN (AUSTRALIA) PTY LTD | 73101600 | Active | 1
2438752 | BEND,ELECTRICAL CONDUIT | 100mm, 45 Deg, 1000mm Rad, HD, Orange | MMELEC | MM ELECTRICAL MERCHANDISING | PIP100HDCON1000R45B | Active | 1
2438760 | BEND,ELECTRICAL CONDUIT | 150mm, 45 Deg, 1000mm Rad, HD, Orange | MMELEC | MM ELECTRICAL MERCHANDISING | PIP150HDCON1000R45B | Active | 1
2470334 | COCK,DRAIN | 1/8" BSP BR | HYDRLINK | HYDRAULINK HOSE & FITTINGS | DRAIN COCK 1/8"B | Active | 1
1779103 | WASHER,FLAT | Round, M16, S/Steel Gde 316, Aust Std (P100) | THEBLTPL | THE BOLT PLACE | 1779103 | Active | 1
2439206 | WASHER,FLAT | Round, M20, S/Steel Gde 316 (P100) | HOBSON | HOBSON ENGINEERING CO PTY LTD | WR16PM20 | Active | 1
1780586 | WASHER,FLAT | Square, M16, 50 x 50 x 5mm, Galv, EE Dwg ES000627-01 (P100) (scm) | THEBLTPL | THE BOLT PLACE | 1780586 | Active | 1
104326 | BEND,ELECTRICAL CONDUIT | 125mm, 45 Deg, 1830mm Rad, UPVC, LD, Orange Elec, AS/NZS 2053.2 | HAYMANS | HAYMANS ELECTRICAL | FABL1845125 | Active | 1
2470201 | SWITCH,DISCONNECTOR | 11kV Magnefix MD4 Switchgear, 3Ph Bridge, c/w 3 Switchcaps | EATONELE | EATON ELECTRIC SYSTEMS PTY LTD | 913.301 | Active | 1
1779110 | WASHER,FLAT | Round, M8, 17 x 1.2mm, S/Steel Gde 316 (P100) | GLBFAST | GLOBAL FASTENERS (QLD) PTY LTD | WFRS6M08170T12 | Active | 2
1779110 | WASHER,FLAT | Round, M8, 17 x 1.2mm, S/Steel Gde 316 (P100) | THEBLTPL | THE BOLT PLACE | 1779110 | Active | 1
1780535 | WASHER,FLAT | Square, M12, 50 x 50 x 3mm, Galv, EE Dwg ES000627-01 (P100) (scm) | THEBLTPL | THE BOLT PLACE | 1780535 | Active | 1
1777577 | WASHER,FLAT | Round, M20, Galv, Dwg 01-04-02 (P200) (scm) | THEBLTPL | THE BOLT PLACE | 1777577 | Active | 1
1779112 | WASHER,FLAT | Round, M12, S/Steel Gde 316, Aust Std (P100) (scm) | HOBSON | HOBSON ENGINEERING CO PTY LTD | WR16PM12 | Active | 1
1779111 | WASHER,FLAT | Round, M10, S/Steel Gde 316, Aust Std (P100) (scm) | HOBSON | HOBSON ENGINEERING CO PTY LTD | WR16PM10 | Active | 1
1779111 | WASHER,FLAT | Round, M10, S/Steel Gde 316, Aust Std (P100) (scm) | GLBFAST | GLOBAL FASTENERS (QLD) PTY LTD | WFRS6M10210T12 | Active | 2
2407337 | GLOVES,PROTECTIVE | Leather, Recovery Winching Gloves, to protect hands from Wire or Winch Rope | BLKWOODJ | J BLACKWOOD & SONS LIMITED | 4332763 | Active | 1
1777569 | WASHER,FLAT | Round, M16, Galv, QESI Dwg 01-04-02 (P200) (scm) | THEBLTPL | THE BOLT PLACE | 1777569 | Active | 1
1780594 | WASHER,FLAT | Square, M20, 75 x 75 x 6mm, Galv, EE Dwg ES000627-01 (P50) (scm) | THEBLTPL | THE BOLT PLACE | 1780594 | Active | 1
2458388 | METER,WATTHOUR | Prog Id 84281, Mk10D, 3 Element, 3Ph, 4 Wire, 240V, 10-100A, Class 1, Bottom Connect, 1-Rate Res & IES, Undercover Comms Capable, ETS 2008/6145/T | EDMI | EDMI PTY LTD | 1D11-1B-112-27-G11-201012-2N | Active | 5
2438778 | BEND,ELECTRICAL CONDUIT | 100mm, 90 Deg, 1000mm Rad, HD, Orange | MMELEC | MM ELECTRICAL MERCHANDISING | PIP100HDCON1000R90B | Active | 1
2438794 | BEND,ELECTRICAL CONDUIT | 100mm, 15 Deg, 1830mm Rad, HD, Orange | MMELEC | MM ELECTRICAL MERCHANDISING | PIP100HDCON1830R15B | Active | 1
2438810 | BEND,ELECTRICAL CONDUIT | 100mm, 30 Deg, 1830mm Rad, HD, Orange | MMELEC | MM ELECTRICAL MERCHANDISING | PIP100HDCON1830R30B | Active | 1
2455343 | METER,WATTHOUR | Prog Id 20236, U1325, 2 Element, 1Ph, 2 Wire, 10-100A, Class 1, 1 Relay Switch 100A Disconnect Switch, BC, External Comms Capable, ETS 2008/6145/T Item 2B | LANDIS | LANDIS GYR (AUST) PTY LTD | U1325DNN2RBN001EE | Active | 5
1777534 | WASHER,FLAT | Round, M10, Galv, QESI Dwg 01-04-02 (P200) (scm) | THEBLTPL | THE BOLT PLACE | 1777534 | Active | 1
2464790 | CLAMP,HOSE | 45-67mm, S/Steel, Constant Tention | HYDRLINK | HYDRAULINK HOSE & FITTINGS | CT250LSS | Active | 1
2464832 | CLAMP,HOSE | 17-38mm, S/Steel | HYDRLINK | HYDRAULINK HOSE & FITTINGS | HAS016 | Active | 1
2464840 | CLAMP,HOSE | 8-16mm, S/Steel | HYDRLINK | HYDRAULINK HOSE & FITTINGS | SMPCM00 | Active | 1
2455087 | LABEL | Omni-tuff, EcoGel, Indicator Guide, Orange - Unspent to Dark Green - Spent, 100 x 20mm (MOQ20) | SMSOMNI | SMS OMNI-TUFF GROUP PTY LTD | 09-LI10020 | Active | 5
2471589 | KEEPER | Draw Latch Keeper, Black, Plastic, for Hino Canopy Door | STC | STRUT TECHNOLOGY CAIRNS | M-F7-547 | Active | 1
2471589 | KEEPER | Draw Latch Keeper, Black, Plastic, for Hino Canopy Door | EMBGEN | EMBEDDED GENERATION SYSTEM | F7-547 | Active | 5
2473734 | SOLVENT | Recosol X95, Industrial, Hydrocarbon Solvent, Flammable Clear Liquid, 20L Drum, for Switchgear | RECOCHEM | RECOCHEM INC CHEMICAL MANUFACTURING CO | RECOSOL X95 | Active | 1
2473734 | SOLVENT | Recosol X95, Industrial, Hydrocarbon Solvent, Flammable Clear Liquid, 20L Drum, for Switchgear | RECOCHEM | RECOCHEM INC CHEMICAL MANUFACTURING CO | 16238 | Active | 5
2404902 | FUSE,CARTRIDGE | 415V AC, HRC Cartridge TIS Type, 63A, 2 Hole Bolt in Offset Tags 73mm Fixing Centres | FUSECO | FUSECO POWER SOLUTIONS PTY LTD | TIS63 | Active | 1
2404909 | FUSE,CARTRIDGE | 500V AC, HRC DIN Type, 100A, Size 00, ETS 12-02-01 Group E (P3) (scm) | FUSECO | FUSECO POWER SOLUTIONS PTY LTD | NH000F-100 | Active | 1
2404911 | FUSE,CARTRIDGE | 500V AC, HRC DIN Type, 35A, Size 00, ETS 12-02-01 Group E (scm) | FUSECO | FUSECO POWER SOLUTIONS PTY LTD | NH000F-35 | Active | 1
2406254 | FUSE,CARTRIDGE | 415V AC, HRC Cartridge TF Type, 200 Amp, 2 Hole Bolt in Centre Tags 111mm Fixing Centres | IPDGROUP | IPD GROUP LIMITED | TF200L | Active | 5
2400145 | BOLT,MACHINE | M12 x 80mm, Hex, S/Steel Gde 316 c/w S/Steel Gde 304 Hex Nut, Aust Std (P25) | HOBSON | HOBSON ENGINEERING CO PTY LTD | XEKBH16XCM120080 | Active | 1
2400145 | BOLT,MACHINE | M12 x 80mm, Hex, S/Steel Gde 316 c/w S/Steel Gde 304 Hex Nut, Aust Std (P25) | THEBLTPL | THE BOLT PLACE | 2400145 | Active | 2
2400206 | BOLT,MACHINE | M20 x 350mm, 150mm Lg Thread, Hex, Galv, High Strength Property Class 8.8 c/w Galv Hex Nut & Washer, 75 x 75 x 6mm Washer Weld to Head, Aust Std (P10)(scm) | GREGSF | GREG SEWELL FORGINGS PTY LTD | 2400206 | Active | 1
2464147 | SETSCREW | M8 x 20mm, Hex Head, S/Steel Gde 316 | GLBFAST | GLOBAL FASTENERS (QLD) PTY LTD | SHXS6M080020SO | Active | 1
2464154 | SETSCREW | M8 x 30mm, Hex Head, S/Steel Gde 316 | GLBFAST | GLOBAL FASTENERS (QLD) PTY LTD | SHXS6M080030SO | Active | 1
2400139 | BOLT,MACHINE | M5 x 30mm, Hex, S/Steel Gde 316 c/w Hex Nut S/Steel Gde 304, Aust Std (P100) | HOBSON | HOBSON ENGINEERING CO PTY LTD | BS16PCM050030 + NH04PCM05 | Active | 1
2400652 | BOLT,MACHINE | M16 x 650mm, Hex, Galv c/w Galv Hex Nut, Aust Std (P20) | HOBSON | HOBSON ENGINEERING CO PTY LTD | KBX46GCM160650 | Active | 1
2400652 | BOLT,MACHINE | M16 x 650mm, Hex, Galv c/w Galv Hex Nut, Aust Std (P20) | GREGSF | GREG SEWELL FORGINGS PTY LTD | 2400652 | Active | 2
2400207 | BOLT,MACHINE | M20 x 400mm, 150mm Lg Thread, Hex, Galv, High Strength Property Class 8.8 c/w Galv Hex Nut & Washer, 75 x 75 x 6mm Washer Weld to Head, Aust Std (P10)(scm) | GREGSF | GREG SEWELL FORGINGS PTY LTD | 2400207 | Active | 1
2400205 | BOLT,MACHINE | M20 x 450mm, 150mm Lg Thread, Hex, Galv, High Strength Property Class 8.8 c/w Galv Hex Nut & Washer, 75 x 75 x 6mm Washer Weld to Head, Aust Std (P10)(scm) | GREGSF | GREG SEWELL FORGINGS PTY LTD | 2400205 | Active | 1
2424919 | FUSE,CARTRIDGE | 24kV, HRC RMU Full Range Type, 16A, Barrel 442mm Lg, 50.8mm Dia, End Caps 34mm Lg, 45mm Dia c/w Striker Pin to DIN Standard 43625, ETS 12-01-02 (scm) | FUSECO | FUSECO POWER SOLUTIONS PTY LTD | 3000603/16 | Active | 1
2400616 | FUSE,CARTRIDGE | 12kV, Full Range, RMU Din Type, 31.5A, Barrel 292mm Lg, 50.8mm Dia, End Caps 34mm Lg, 45mm Dia c/w Striker Pin to DIN Standard 43625, suits Krone Kesio & | FUSECO | FUSECO POWER SOLUTIONS PTY LTD | 3000403/31.5 | Active | 5
2400623 | FUSE,CARTRIDGE | 12kV, Full Range, RMU DIN Type, 90A, Barrel 359mm Lg, 76.2mm Dia, End Caps 44mm Lg, 76.2mm Dia c/w Striker Pin to DIN Standard 43625 | COOPER | COOPER ELECTRICAL AUSTRALIA PTY LTD | 12BFGHA90 | Active | 1
2471167 | CONTROL,INTERFACE | Ethernet 100Base-FX MMOF Comms Module, ST Connectors, for CL7 Controller, no Base Board | EATONELE | EATON ELECTRIC SYSTEMS PTY LTD | 57E0003X21G13 | Active | 1
2402936 | BOLT,MACHINE | M12 x 30mm, Hex, Galv c/w Galv Hex Nut, Aust Std (P200) | THEBLTPL | THE BOLT PLACE | 2402936 | Active | 1
2406255 | FUSE,CARTRIDGE | 415V AC, HRC Cartridge TM Type, 400A, 4 Hole Bolt in Centre Tags 133/184mm Fixing Centres | FUSECO | FUSECO POWER SOLUTIONS PTY LTD | OTM400 | Active | 1
2400399 | BEND,ELECTRICAL CONDUIT | 80mm, 90 Deg, 450mm Rad, UPVC, LD, Orange Elec, AS/NZS 2053.2 (scm) | HAYMANS | HAYMANS ELECTRICAL | 80LDELE460R90B | Active | 1
2404948 | FUSE,CARTRIDGE | 12kV, HRC RMU Oil Immersed Type, 25A, suits Andelect SDAF3 & L&C GF3 Fuse Switches Barrel 254mm Lg, 68mm Dia, End Caps 40mm Lg, 63.5mm Dia, with Striker | FUSECO | FUSECO POWER SOLUTIONS PTY LTD | 3014436/25 | Active | 1
2400193 | BOLT,MACHINE | M16 x 240mm, Hex, Galv c/w Galv Hex Nut, Aust Std (P25) (scm) | GREGSF | GREG SEWELL FORGINGS PTY LTD | 2400193 | Active | 1
2404945 | FUSE,CARTRIDGE | 250V AC, HRC Cartridge, 10A, Size O (8AB) 25.4 x 6.35mm Dia, ETS 12-02-01 Group A (scm) | FUSECO | FUSECO POWER SOLUTIONS PTY LTD | PL-10A | Active | 1
2400140 | BOLT,MACHINE | M8 x 25mm, Hex, S/Steel Gde 316 c/w Hex Nut S/Steel Gde 304, Aust Std (P100) | HOBSON | HOBSON ENGINEERING CO PTY LTD | XEKBS16XCM080025 | Active | 1
2410447 | FUSE,CARTRIDGE | 660V, AC HRC Cartridge TC Type, 50A, 2 Hole Bolt in Centre Tags, 111mm Fixing Centres, ETS 12-02-01 (scm) | FUSECO | FUSECO POWER SOLUTIONS PTY LTD | OTBC50 | Active | 1
2407264 | STAYROD | Tensioners 144kN c/w Rod, ETS 11-09-01, EE Dwg ES000777-01 | PLP | PREFORMED LINE PRODUCTS (AUST) | STAY-140KN | Active | 1
2438703 | BEND,ELECTRICAL CONDUIT | 100mm, 90 Deg, 460mm Rad, HD, Orange | MMELEC | MM ELECTRICAL MERCHANDISING | PIP100HDCON460R90B | Active | 1
2438737 | BEND,ELECTRICAL CONDUIT | 100mm, 30 Deg, 1000mm Rad, HD, Orange | MMELEC | MM ELECTRICAL MERCHANDISING | PIP100HDCON1000R30B | Active | 1
2471431 | SHADE,LAMP | Anti Glare Shield, for RoadFlair BRP392, suit s/code 2467066 (scm) | PHILIPS | PHILIPS AUSTRALIA PTY LTD | 911401660905 | Active | 1
2471449 | SHADE,LAMP | Anti Glare Shield, for RoadFlair BRP391, suit s/codes 2467058, 2467074 (scm) | PHILIPS | PHILIPS AUSTRALIA PTY LTD | 911401660705 | Active | 1
408788 | FUSE,CARTRIDGE | 250V AC, HRC Cartridge SK Type, 32A, 29 x 12.7mm Dia | FUSECO | FUSECO POWER SOLUTIONS PTY LTD | MD32 | Active | 5
1011106 | FUSE,CARTRIDGE | 500V AC, HRC Cartridge 10G Type, 10A, 38 x 10.3mm Dia, Modular, ETS 12-02-01 Group A (scm) | FUSECO | FUSECO POWER SOLUTIONS PTY LTD | 420010 | Active | 5
2451995 | FUSE,CARTRIDGE | 11kV, HRC Current Limiting, 8A, 20kA Fault Rating, Powder Filled, ETS 12-01-04 (scm) | COOPER | COOPER ELECTRICAL AUSTRALIA PTY LTD | FAK44W8 | Active | 1
2452001 | FUSE,CARTRIDGE | 11kV, HRC Current Limiting, 12A, 20kA Fault Rating, Powder Filled, ETS 12-01-04 (scm) | COOPER | COOPER ELECTRICAL AUSTRALIA PTY LTD | FAK44W12 | Active | 1
2452027 | FUSE,CARTRIDGE | 11kV, HRC Current Limiting, 30A, 20kA Fault Rating, Powder Filled, ETS 12-01-04 (scm) | COOPER | COOPER ELECTRICAL AUSTRALIA PTY LTD | FAK44W30 | Active | 1
2452134 | FUSE,CARTRIDGE | 11kV, HRC Current Limiting, 20A, 20kA Fault Rating, Powder Filled, ETS 12-01-04 (scm) | COOPER | COOPER ELECTRICAL AUSTRALIA PTY LTD | FAK44W20 | Active | 1
2459006 | FUSE,CARTRIDGE | 1000V DC, 4A, 50kA, 24V Power Supply in GUSS Unit | BUSSMAN | BUSSMANN MANUFACTURING | PV-4A10F | Active | 5
2459014 | FUSE,CARTRIDGE | 230V AC, 30A, Fast Acting, suit GUSS Surge Diverter, Heat Exchange & Cabinet Lights Circuits | BUSSMAN | BUSSMANN MANUFACTURING | KTK-R-30 | Active | 5
2436335 | BOLT,MACHINE | M24 x 600mm, Hex, Gde 8.8 c/w Galv Nut | HOBSON | HOBSON ENGINEERING CO PTY LTD | KBHK0GCM240600 | Active | 1
2436525 | BOLT,MACHINE | M20 x 55mm, Hex, Galv, Gde 8.8 c/w Galv Hex Nut | HOBSON | HOBSON ENGINEERING CO PTY LTD | KBHK0GCM200055 | Active | 1
2464162 | BOLT,MACHINE | M8 x 55mm, Hex Head, S/Steel Gde 316 | GLBFAST | GLOBAL FASTENERS (QLD) PTY LTD | BHXS6M080055BO | Active | 1
2464238 | BOLT,MACHINE | M10 x 25mm, Hex Head, Zinc Plate 8.8 | GLBFAST | GLOBAL FASTENERS (QLD) PTY LTD | BHX88ZM100025BO | Active | 1
140916 | FUSE,CARTRIDGE | 500V AC, HRC DIN Type Size 3, 500A, ETS 12-02-01 Group E (scm) | FUSECO | FUSECO POWER SOLUTIONS PTY LTD | NH3F-500 | Active | 5
2405961 | BEND,ELECTRICAL CONDUIT | 100mm, 90 Deg, 1000mm Rad, UPVC, LD, Orange Elec, AS/NZS 2053.2 (scm) | HAYMANS | HAYMANS ELECTRICAL | 100LDELE900R90B | Active | 1
2436426 | BOLT,MACHINE | M16 x 65mm, Hex, Galv, Gde 8.8 c/w Galv Hex Nut | HOBSON | HOBSON ENGINEERING CO PTY LTD | KBHK0GCM160065 | Active | 1
2436590 | BOLT,MACHINE | M20 x 500mm, Hex, Galv, Gde 8.8 c/w Galv Hex Nut | HOBSON | HOBSON ENGINEERING CO PTY LTD | KBHK0GCM200500 | Active | 1
2438729 | BEND,ELECTRICAL CONDUIT | 150mm, 90 Deg, 635mm Rad, HD, Orange | MMELEC | MM ELECTRICAL MERCHANDISING | PIP150HDCON635R90B | Active | 1
2436418 | BOLT,MACHINE | M16 x 55mm, Hex, Galv, Gde 8.8 c/w Galv Hex Nut | HOBSON | HOBSON ENGINEERING CO PTY LTD | KBHK0GCM160055 | Active | 1
2436533 | BOLT,MACHINE | M20 x 70mm, Hex, Galv, Gde 8.8 c/w Galv Hex Nut | HOBSON | HOBSON ENGINEERING CO PTY LTD | KBHK0GCM200070 | Active | 1
2436350 | BOLT,MACHINE | M24 x 700mm, Hex, Gde 8.8 c/w Galv Nut | HOBSON | HOBSON ENGINEERING CO PTY LTD | KBHK0GCM240700 | Active | 1
140843 | FUSE,CARTRIDGE | 500V AC, HRC DIN Type Size 1, 160A, ETS 12-02-01 Group E (scm) | FUSECO | FUSECO POWER SOLUTIONS PTY LTD | NH1F-160 | Active | 5
140884 | FUSE,CARTRIDGE | 500V AC, HRC DIN Type Size 2, 200A, ETS 12-02-01 Group E (P3) (MOQ27) (scm) | FUSECO | FUSECO POWER SOLUTIONS PTY LTD | NH2F-200 | Active | 5
408869 | FUSE,CARTRIDGE | 440V AC, HRC Cartridge UK Type, 63A, 50.8 x 16.7mm Dia, ETS 12-02-01 Group A (scm) | FUSECO | FUSECO POWER SOLUTIONS PTY LTD | 1751F-63 | Active | 5
2400406 | BEND,ELECTRICAL CONDUIT | 40mm, 90 Deg, 600mm Rad, UPVC, HD, Socket to Socket, Orange Elec, AS/NZS 2053.2 | HAYMANS | HAYMANS ELECTRICAL | 40HDCON600R90B | Active | 1
1704731 | BOLT,MACHINE | M20 x 600mm, Hex, Galv c/w Galv Hex Nut, Aust Std (P10) (scm) | GREGSF | GREG SEWELL FORGINGS PTY LTD | 1704731 | Active | 1
1704731 | BOLT,MACHINE | M20 x 600mm, Hex, Galv c/w Galv Hex Nut, Aust Std (P10) (scm) | BOLTMAST | BOLTMASTERS | IMHM600G | Active | 2
1702933 | BOLT,MACHINE | M10 x 100mm, Hex, Galv c/w Galv Hex Nut, Aust Std (P50) | THEBLTPL | THE BOLT PLACE | 1702933 | Active | 1
1704502 | BOLT,MACHINE | M20 x 220mm, Hex, Galv c/w Galv Hex Nut, Aust Std (P20) (scm) | GREGSF | GREG SEWELL FORGINGS PTY LTD | 1704502 | Active | 1
477747 | SPLICE,CONDUCTOR | Preformed, FT, 7/4.75 AAC & AAAC, Colour Code Blue (P13) | PLP | PREFORMED LINE PRODUCTS (AUST) | AFS-143 | Active | 1
408790 | FUSE,CARTRIDGE | 250V AC, HRC Cartridge SK Type, 45A, 29 x 12.7mm Dia (MOQ10) | FUSECO | FUSECO POWER SOLUTIONS PTY LTD | FERRULE;29 MM LG | Active | 1
408790 | FUSE,CARTRIDGE | 250V AC, HRC Cartridge SK Type, 45A, 29 x 12.7mm Dia (MOQ10) | IPDGROUP | IPD GROUP LIMITED | SK45 | Active | 2
1702941 | BOLT,MACHINE | M10 x 120mm, Hex, Galv c/w Galv Hex Nut, Aust Std (P50) | THEBLTPL | THE BOLT PLACE | 1702941 | Active | 1
1704626 | BOLT,MACHINE | M20 x 350mm, Hex, Galv c/w Galv Hex Nut, Aust Std (P15) (scm) | BOLTMAST | BOLTMASTERS | IMHM350G | Active | 2
1704626 | BOLT,MACHINE | M20 x 350mm, Hex, Galv c/w Galv Hex Nut, Aust Std (P15) (scm) | GREGSF | GREG SEWELL FORGINGS PTY LTD | 1704626 | Active | 1
140827 | FUSE,CARTRIDGE | 500V AC, HRC DIN Type Size 1, 100A, ETS 12-02-01 Group E (P3) (scm) | FUSECO | FUSECO POWER SOLUTIONS PTY LTD | NH1F-100 | Active | 5
408761 | FUSE,CARTRIDGE | 250V AC, HRC Cartridge SK Type, 20A, 29 x 12.7mm Dia (MOQ10) | FUSECO | FUSECO POWER SOLUTIONS PTY LTD | MD20 | Active | 5
2464006 | WASHER,FLAT | Round, M3, 7 x 0.5mm, S/Steel Gde 316 | GLBFAST | GLOBAL FASTENERS (QLD) PTY LTD | WFRS6M03070T05 | Active | 1
2469005 | SEAL | Water Coolant Pump Seal, Scania DC13 Mechanical Parts | SCANIA | SCANIA AUSTRIALIA | 1886594 | Active | 5
2469021 | SEAL | Rear Crank Shaft Seal, Engine, Scania DC13 Mechanical Parts | SCANIA | SCANIA AUSTRIALIA | 1786563 | Active | 5
2469047 | TENSIONER | Belt Tensioner, Scania DC13 Mechanical Parts | SCANIA | SCANIA AUSTRIALIA | 2863219 | Active | 5
2472611 | ACCELEROMETER | Nexion NX6300, Tier 2 GPS, Impact/ Rollover Detector, suit Tait TM9455 c/w GNSS Antenna & 5m Cable, Mounting Cradle & Lead | MCQ | MOBILE COMMUNICATIONS QUEENSLAND | NX6300-ERG-TM-PKG | Active | 1
2406976 | BEND,ELECTRICAL CONDUIT | 40mm NB, 90 Deg, 300mm Rad, UPVC, HD, Socket to Socket, Orange Elec, AS/NZS 2053.2 (scm) | HAYMANS | HAYMANS ELECTRICAL | 4040HDCON305R90B | Active | 1
2475200 | MODULE PLC | Omron CS1 Series, Analogue Input Unit, 8 Inputs, I/O Signal Range 1 to 5V, 0 to 5V, 0 to 10V, -10 to 10V, 4 to 20mA | OMRON | OMRON ELECTRONICS PTY LTD | CS1W-AD081-V1 | Active | 5
3833 | FUSE,CARTRIDGE | 125A, Input Fuse, suit SFU-K 203 Transmitter Control, ETS 2011/0363/T 12a-SFU | LANDIS | LANDIS GYR (AUST) PTY LTD | 155.307.00125 | Active | 1
3834 | FUSE,CARTRIDGE | 160A, Input Fuse, suit SFU-K 303 Transmitter Control, ETS 2011/0363/T 12b-SFU | LANDIS | LANDIS GYR (AUST) PTY LTD | 155.307.00160 | Active | 1
3835 | FUSE,CARTRIDGE | 250A, Input Fuse, suit SFU-K 403 Transmitter Control, ETS 2011/0363/T 12c-SFU | LANDIS | LANDIS GYR (AUST) PTY LTD | 155.307.10250 | Active | 1
3836 | FUSE,CARTRIDGE | 630A, Input Fuse, suit SFU-K 503 Transmitter Control, ETS 2011/0363/T 12d-SFU | LANDIS | LANDIS GYR (AUST) PTY LTD | 155.307.30630 | Active | 1
3856 | FUSE,CARTRIDGE | 80A, 500V, NH-Fuse Insert FQD3 & FQD4, suit Transmitter Control, ETS 2011/0363/T 12h-FQD | LANDIS | LANDIS GYR (AUST) PTY LTD | 6000.000.00224 | Active | 1
3858 | FUSE,CARTRIDGE | 400A, 690V, NH-Fuse insert FQD6, suit Transmitter Control, ETS 2011/0363/T 12j-FQD | LANDIS | LANDIS GYR (AUST) PTY LTD | 6000.000.00216 | Active | 1
124201 | FUSE,CARTRIDGE | 415V AC, HRC Cartridge YK Type, 80A, 57 x 30.2mm Dia | FUSECO | FUSECO POWER SOLUTIONS PTY LTD | 3057F-80 | Active | 5
1011193 | FUSE,CARTRIDGE | 415V AC, HRC Cartridge TC Type, 100 Amp, 2 Hole Bolt in Centre Tags, 111mm Fixing Centres | FUSECO | FUSECO POWER SOLUTIONS PTY LTD | TIS100 | Active | 5
1702992 | BOLT,MACHINE | M10 x 170mm, Hex, Galv c/w Galv Hex Nut, Aust Std (P100) | THEBLTPL | THE BOLT PLACE | 1702992 | Active | 1
1703476 | BOLT,MACHINE | M12 x 300mm, Hex, Galv c/w Galv Hex Nut, Aust Std (P50) | THEBLTPL | THE BOLT PLACE | 1703476 | Active | 1
1704073 | BOLT,MACHINE | M16 x 375mm, Hex, Galv c/w Galv Hex Nut, Aust Std (P25) | GREGSF | GREG SEWELL FORGINGS PTY LTD | 1704073 | Active | 1
1704055 | BOLT,MACHINE | M16 x 325mm, Hex, Galv c/w Galv Hex Nut, Aust Std (P25) | GREGSF | GREG SEWELL FORGINGS PTY LTD | 1704055 | Active | 1
1704375 | BOLT,MACHINE | M20 x 65mm, Hex, Galv c/w Galv Hex Nut, Aust Std (P50) (scm) | GREGSF | GREG SEWELL FORGINGS PTY LTD | 1704375 | Active | 1
2471811 | BACKING BOARD,METER | Type 'X' Meter Panel, 220 x 200 x 6mm, Insulation Panel, for Network Device Installation & Replacement | INSULECT | INSULECT AUSTRALIA PTY LTD | 613060 -220 X 200 X 6MM | Active | 5
2436632 | BOLT,MACHINE | M16 x 325mm, Hex, Galv c/w 2 x Galv Hex Nuts, EE Dwg 1014753-02 | GREGSF | GREG SEWELL FORGINGS PTY LTD | M00781 | Active | 1
2400646 | FUSE,CARTRIDGE | 660V AC, HRC Cartridge TLT Type, 800A, 4 Hole Bolt in Centre Tags, 165/229mm Fixing Centres | LAWSON | LAWSON FUSES LTD | TLT800 | Active | 5
2446714 | BOLT,MACHINE | M24 x 650mm, HD Bendable Gainbase on 405 Tip Pole, EE Dwg 5-2-1019 (scm) | HOBSON | HOBSON ENGINEERING CO PTY LTD | KBHK0GCM240650 | Active | 1
1703328 | BOLT,MACHINE | M12 x 100mm, Hex, Galv c/w Galv Hex Nut, Aust Std (P100) | THEBLTPL | THE BOLT PLACE | 1703328 | Active | 1
552035 | INSULATOR,STRAIN | Stay Type GY3, 222kN, ETS 10-01-01, Item 22 (scm) | TECONN | TE CONNECTIVITY LTD | MG-GY3-PG | Active | 1
1703433 | BOLT,MACHINE | M12 x 220mm, Hex, Galv c/w Galv Hex Nut, Aust Std (P25) | THEBLTPL | THE BOLT PLACE | 1703433 | Active | 1
1704081 | BOLT,MACHINE | M16 x 400mm, Hex, Galv c/w Galv Hex Nut, Aust Std (P25) (scm) | GREGSF | GREG SEWELL FORGINGS PTY LTD | 1704081 | Active | 1
104606 | FUSE,CARTRIDGE | 11/22kV, HRC Current Limiting, 18A, 20kA Fault Rating, Powder Filled (scm) | COOPER | COOPER ELECTRICAL AUSTRALIA PTY LTD | FAK45W18 | Active | 1
124002 | FUSE,CARTRIDGE | 415V AC, HRC Cartridge VK Type, 32A, 57 x 22.2mm Dia, ETS 12-02-01 Group A (scm) | FUSECO | FUSECO POWER SOLUTIONS PTY LTD | 2258F-32 | Active | 5
1011118 | FUSE,CARTRIDGE | 415V AC, HRC Cartridge NS Type, 2A, Clip-in Offset Staggered Tags, 62mm Lg, ETS 12-02-01 Group D (MOQ10) (scm) | FUSECO | FUSECO POWER SOLUTIONS PTY LTD | NS2 | Active | 5
2471423 | SHADE,LAMP | Anti Glare Shield, for RoadFlair BRP393, suit s/codes 2467116, 2467090 (scm) | PHILIPS | PHILIPS AUSTRALIA PTY LTD | 911401661005 | Active | 1
2406296 | INSULATOR,STRAIN | Stay, 66kV, EE Dwg 891658-1 | FLOWLINE | FLOWLINE INDUSTRIES PTY LTD | EH4096017 | Active | 1
561018 | INSULATOR,STRAIN | 66kV Polymer 70kN Tongue & Clevis C/W 16mm Hexagonal Pin QESI TS 10-02-01 | TYCOELEC | TYCO ELECTRONICS | NCT70XM021E0-000 | Active | 1
1703972 | BOLT,MACHINE | M16 x 220mm, Hex, Galv c/w Galv Hex Nut, Aust Std (P30) (scm) | GREGSF | GREG SEWELL FORGINGS PTY LTD | 1703972 | Active | 1
1703239 | BOLT,MACHINE | M12 x 25mm, Hex, Galv c/w Galv Hex Nut, Aust Std (P200) (scm) | THEBLTPL | THE BOLT PLACE | 1703239 | Active | 1
1704421 | BOLT,MACHINE | M20 x 130mm, Hex, Galv c/w Galv Hex Nut, Aust Std (P30) | GREGSF | GREG SEWELL FORGINGS PTY LTD | 1704421 | Active | 1
104610 | FUSE,CARTRIDGE | 11kV, HRC Current Limiting, 40A, 20kA, Fault Rating, Powder Filled (scm) | COOPER | COOPER ELECTRICAL AUSTRALIA PTY LTD | FAK44W40 | Active | 1
2403149 | FUSE,CARTRIDGE | 250V AC, HRC Cartridge, 5A, Size O (8AB) 25.4 x 6.35mm Dia, ETS 12-02-01 Group A (P100) (scm) | FUSECO | FUSECO POWER SOLUTIONS PTY LTD | PL-5A | Active | 5
2400578 | FUSE,CARTRIDGE | 500V AC, HRC Cartridge 10G Type, 6A, 38 x 10.3mm Dia, Modular, ETS 12-02-01 Group A (scm) | FUSECO | FUSECO POWER SOLUTIONS PTY LTD | 420006 | Active | 5
2403152 | FUSE,CARTRIDGE | 415V AC, HRC Cartridge JH Type, 100A, 2 Hole Bolt-in Slotted Centre Tags, 76mm Fixing Centres Wedge Type Carrier | LAWSON | LAWSON FUSES LTD | JH100 | Active | 5
1011177 | FUSE,CARTRIDGE | 415V AC, HRC Cartridge NS Type, 20A, Clip-in Offset Staggered Tags, 62mm Lg, ETS 12-02-01 Group D (scm) | FUSECO | FUSECO POWER SOLUTIONS PTY LTD | NS20 | Active | 5
2473775 | CIRCUIT CARD | SCEM 11D Card, suit W-Series Auto Circuit Recloser | SCHNEIDR | SCHNEIDER PTY LTD (MANUFACTURER) | 99900065 | Active | 5
1703344 | BOLT,MACHINE | M12 x 130mm, Hex, Galv c/w Galv Hex Nut, Aust Std (P100) | THEBLTPL | THE BOLT PLACE | 1703344 | Active | 1
1704049 | BOLT,MACHINE | M16 x 300mm, Hex, Galv c/w Galv Hex Nut, Aust Std (P25) | BOLTMAST | BOLTMASTERS | HMHM300G | Active | 2
1704049 | BOLT,MACHINE | M16 x 300mm, Hex, Galv c/w Galv Hex Nut, Aust Std (P25) | GREGSF | GREG SEWELL FORGINGS PTY LTD | 1704049 | Active | 1
1011134 | FUSE,CARTRIDGE | 415V AC, HRC Cartridge NS Type, 6A, Clip-in Offset Staggered Tags, 62mm Lg, ETS 12-02-01 Group D (scm) | FUSECO | FUSECO POWER SOLUTIONS PTY LTD | NS6 | Active | 5
1011169 | FUSE,CARTRIDGE | 415V AC, HRC Cartridge NS Type, 16A, Clip-in Offset Staggered Tags, 62mm Lg, ETS 12-02-01 Group D (scm) | FUSECO | FUSECO POWER SOLUTIONS PTY LTD | NS16 | Active | 5
1011142 | FUSE,CARTRIDGE | 415V AC, HRC Cartridge NS Type, 10A, Clip-in Offset Staggered Tags, 62mm Lg, ETS 12-02-01 Group D (MOQ10) (scm) | FUSECO | FUSECO POWER SOLUTIONS PTY LTD | NS10 | Active | 5
2455582 | BUSHING ASSEMBLY,HV | Model Spez123, 110kV, 400A, S/N-68D52327L, Bushing Id # 5, SW Spares | ABBAUST | ABB AUSTRALIA PTY LTD | BUSHING ID NUMBER 5 | Active | 5
2455616 | BUSHING ASSEMBLY,HV | Model Spez36, 33kV, 100A, S/N-68D52646L, Bushing Id # 8, SW Spares | ABBAUST | ABB AUSTRALIA PTY LTD | BUSHING ID NUMBER 8 | Active | 5
2455632 | BUSHING ASSEMBLY,HV | Model Spez73, 66kV, 630A, S/N-69D59368, Bushing Id # 10, SW Spares | ABBAUST | ABB AUSTRALIA PTY LTD | BUSHING ID NUMBER 10 | Active | 5
2455640 | BUSHING ASSEMBLY,HV | Model Spez73, 66kV, 630A, S/N-69D59371, Bushing Id # 11, SW Spares | ABBAUST | ABB AUSTRALIA PTY LTD | BUSHING ID NUMBER 11 | Active | 5
2455657 | BUSHING ASSEMBLY,HV | Model Spez123, 66kV, 400A, S/N-68D5238, Bushing Id # 12, SW Spares | ABBAUST | ABB AUSTRALIA PTY LTD | BUSHING ID NUMBER 12 | Active | 5
2455699 | BUSHING ASSEMBLY,HV | Model Spez73, 66kV, 400A, S/N-61F507533, Bushing Id # 16, SW Spares | ABBAUST | ABB AUSTRALIA PTY LTD | BUSHING ID NUMBER 16 | Active | 5
2455715 | BUSHING ASSEMBLY,HV | Model Spez73, 66kV, 400A, S/N-61D57537, Bushing Id # 18, SW Spares | ABBAUST | ABB AUSTRALIA PTY LTD | BUSHING ID NUMBER 18 | Active | 5
2455723 | BUSHING ASSEMBLY,HV | Model GOB 380, 66kV, 800A, S/N-245664, Bushing Id # 19, SW Spares | ABBAUST | ABB AUSTRALIA PTY LTD | BUSHING ID NUMBER 19 | Active | 5
2455780 | BUSHING ASSEMBLY,HV | 33kV, 1000A, S/N-501/18, Bushing Id # 27, SW Spares | ABBAUST | ABB AUSTRALIA PTY LTD | BUSHING ID NUMBER 27 | Active | 5
2455798 | BUSHING ASSEMBLY,HV | 33kV, 1600A, S/N-558-30, Bushing Id # 28, SW Spares | ABBAUST | ABB AUSTRALIA PTY LTD | BUSHING ID NUMBER 28 | Active | 5
2455855 | BUSHING ASSEMBLY,HV | Model Spez36, 33kV, 1000A, S/N-68D52645, Bushing Id # 34, SW Spares | ABBAUST | ABB AUSTRALIA PTY LTD | BUSHING ID NUMBER 34 | Active | 5
2464196 | SETSCREW | M10 x 30mm, Hex Head, S/Steel Gde 316 | GLBFAST | GLOBAL FASTENERS (QLD) PTY LTD | SHXS6M100030SO | Active | 1
2400084 | SETSCREW | 3/8 x 3/4", Hex, S/Steel Gde 316, Aust Std (P100) | THEBLTPL | THE BOLT PLACE | 2400084 | Active | 1
611088 | FUSE,CARTRIDGE | 660V AC, HRC Cartridge OTMF Type, 355A, 2 Hole Bolt in Centre Tags, 111mm Fixing Centres (scm) | FUSECO | FUSECO POWER SOLUTIONS PTY LTD | OTMF355 | Active | 5
611037 | FUSE,CARTRIDGE | 660V AC, HRC Cartridge OTF Type, 160A, 2 Hole Bolt in Centre Tags, 111mm Fixing Centres (scm) | FUSECO | FUSECO POWER SOLUTIONS PTY LTD | OTF160 | Active | 5
611045 | FUSE,CARTRIDGE | 415V AC, HRC Cartridge OTF Type, 200A, 2 Hole Bolt in Centre Tags, 111mm Fixing Centres (scm) | FUSECO | FUSECO POWER SOLUTIONS PTY LTD | OTF200 | Active | 5
611061 | FUSE,CARTRIDGE | 660V AC, HRC Cartridge OTKF Type, 315A, 2 Hole Bolt in Centre Tags, 111mm Fixing Centres (scm) | FUSECO | FUSECO POWER SOLUTIONS PTY LTD | OTKF315 | Active | 5
2425759 | SETSCREW | M16 x 70mm, Hex, S/Steel Gde 316 c/w Hex Nut S/Steel Gde 304, Aust Std | HOBSON | HOBSON ENGINEERING CO PTY LTD | BS16PCM160070 + NH04PCM16 | Active | 1
611029 | FUSE,CARTRIDGE | 660V AC, HRC Cartridge OTF Type, 125A, 2 Hole Bolt in Centre Tags, 111mm Fixing Centres (scm) | FUSECO | FUSECO POWER SOLUTIONS PTY LTD | OTF125 | Active | 5
408923 | FUSE,CARTRIDGE | 250V AC, HRC Cartridge XK Type, 100A, 76.2 x 20.6mm Dia, ETS 12-02-01 Group A (MOQ10) (scm) | FUSECO | FUSECO POWER SOLUTIONS PTY LTD | 2076F-100 | Active | 5
1762644 | SETSCREW | M12 x 25mm, Hex, S/Steel Gde 316 c/w S/Steel Gde 304 Hex Nut, Aust Std (P100) (scm) | HOBSON | HOBSON ENGINEERING CO PTY LTD | XEKBS16XCM120025 | Active | 1
611096 | FUSE,CARTRIDGE | 660V AC, HRC Cartridge OTMF Type, 400A, 2 Hole Bolt in Centre Tags, 111mm Fixing Centres (scm) | FUSECO | FUSECO POWER SOLUTIONS PTY LTD | OTMF400 | Active | 5
2471407 | BUSHING | Filter Frame Bushing, 25mm Lg, 25.4mm ID Black Neoprene Plastic, for Hino Canopy | EMBGEN | EMBEDDED GENERATION SYSTEM | FILTER FRAME BUSHING | Active | 5
2468999 | PUMP | Water Coolant Pump, Scania DC13 Mechanical Parts | SCANIA | SCANIA AUSTRIALIA | 575052 | Active | 5
2469138 | GASKET | Coolant Flange Housing Gasket, Scania Engine, DC13 Mechanical Parts | SCANIA | SCANIA AUSTRIALIA | 1794873 | Active | 5
2400640 | FUSE,CARTRIDGE | 660V AC, HRC Cartridge , TM Type, 355A, 4 Hole Bolt in Centre Tags, 133/184mm Fixing Centres | IPDGROUP | IPD GROUP LIMITED | TM355L | Active | 5
2404163 | FUSE,CARTRIDGE | 11/22kV, HRC Current Limiting, 20A, 20kA Fault Rating, Powder Filled (scm) | COOPER | COOPER ELECTRICAL AUSTRALIA PTY LTD | FAK45W20 | Active | 1
2478543 | TAP CHANGER,TRANSFORMER | On-load, Vacuum, +/-8 Steps, Rated 40kV 250A, for Delta Winding | WILSON | WILSON TRANSFORMER CO. PTY LTD | 851-1624P01 | Active | 1
23411 | KEY | AN389900010, Powerlock Release Key, Black, for Uncoupling Powerlock Connectors | ITT INC | ITT INC (MANUFACTURER) | LL0023N | Active | 5
1703863 | BOLT,MACHINE | M16 x 90mm, Hex, Galv c/w Galv Hex Nut, Aust Std (P50) | GREGSF | GREG SEWELL FORGINGS PTY LTD | 1703863 | Active | 1
2400653 | BOLT,MACHINE | M16 x 700mm, Hex, Galv c/w Galv Hex Nut, Aust Std (P20) | GREGSF | GREG SEWELL FORGINGS PTY LTD | 2400653 | Active | 1
2402939 | BOLT,MACHINE | M16 x 65mm, Hex, Galv c/w Galv Hex Nut, Aust Std (P75) (scm) | GREGSF | GREG SEWELL FORGINGS PTY LTD | 2402939 | Active | 1
2404150 | FUSE,CARTRIDGE | 24kV, Liquid Filled, 50A, Size 3 | PWRHDIST | POWERHOUSE DISTRIBUTION | 22L3F50 | Phasing | 1
2404150 | FUSE,CARTRIDGE | 24kV, Liquid Filled, 50A, Size 3 | COOPER | COOPER ELECTRICAL AUSTRALIA PTY LTD | 22L3F50 | Phasing | 2
2400127 | BOLT,MACHINE | M16 x 550mm, Hex, Galv c/w Galv Hex Nut, Aust Std (P15) | GREGSF | GREG SEWELL FORGINGS PTY LTD | 2400127 | Active | 1
2404137 | FUSE,CARTRIDGE | 24kV, Full Range, 25A, Barrel 442mm Lg, 50.8mm Dia, End Caps 33mm Lg, 45mm Dia, with Striker Pin to DIN Standard 43625 | FUSECO | FUSECO POWER SOLUTIONS PTY LTD | 3000613/25 | Active | 1
2404162 | FUSE,CARTRIDGE | 11/22kV, HRC Current Limiting, 6A, 20kA Fault Rating, Powder Filled (scm) | COOPER | COOPER ELECTRICAL AUSTRALIA PTY LTD | FAK45W6 | Active | 1
2402224 | SWITCH,AIR BREAK | Isolating, 66kV, 800A, Rotary | AEMAUST | AEM AUSTRALIA PTY LTD | A592001 | Active | 1
2400136 | BOLT,MACHINE | M20 x 900mm, Hex, Galv c/w Galv Hex Nut, Aust Std (P5) (scm) | GREGSF | GREG SEWELL FORGINGS PTY LTD | 2400136 | Active | 1
2400643 | FUSE,CARTRIDGE | 660V AC, HRC Cartridge TMF Type, 400A, 2 Hole Bolt in Centre Tags, 111mm Fixing Centres | IPDGROUP | IPD GROUP LIMITED | TMF400L | Active | 5
2472009 | MARKER | Bundle Box Indicator, Blue, Acrylic UV Stable, 160A Engraved, for Fuse Size Identification (scm) | PEQ | PLASTIC ENGINEERING QLD | BLUE-835-160A | Active | 1
1704456 | BOLT,MACHINE | M20 x 150mm, Hex, Galv c/w Galv Hex Nut, Aust Std (P25) (scm) | GREGSF | GREG SEWELL FORGINGS PTY LTD | 1704456 | Active | 1
1704472 | BOLT,MACHINE | M20 x 180mm, Hex, Galv c/w Galv Hex Nut, Aust Std (P25) (scm) | GREGSF | GREG SEWELL FORGINGS PTY LTD | 1704472 | Active | 1
4552 | INSULATOR,STRAIN | Long Rod, 132kV Nom V, 120kN Sml, Twin, Synthetic Composite, 1550mm Nom Lg Coupling, 3650mm Min Creepage, D24 Eye Ends, Pack of 12, AS4435.2 | PENTA | PENTA AUST (TMAC THEW & MCCANN/HYLEC) | PA30083 | Active | 1
4552 | INSULATOR,STRAIN | Long Rod, 132kV Nom V, 120kN Sml, Twin, Synthetic Composite, 1550mm Nom Lg Coupling, 3650mm Min Creepage, D24 Eye Ends, Pack of 12, AS4435.2 | GRAPHSOL | GRAPH SOLUTIONS PTY LTD | 132207C.C | Active | 2
2464048 | WASHER,FLAT | Round, M4, 9 x 0.8mm, S/Steel Gde 316 | GLBFAST | GLOBAL FASTENERS (QLD) PTY LTD | WFRS6M04090T08 | Active | 1
17319 | LABEL | Link Pillar Sticker, "LP", Self Adhesive Vinyl & 3M Scotchcal, 150 x 50mm, 30mm Black Text on Yellow Reflective B/Ground, Pack of 100 | ARTCRAFT | ARTCRAFT PTY LTD (QLD) | 17319 | Active | 1
17349 | LABEL | Service Pillar Sticker, Blank, Self Adhesive 3M Scotchlite, 50 x 190mm, Reflective Sheeting Series 3930, Pack of 100 | ARTCRAFT | ARTCRAFT PTY LTD (QLD) | 17349 | Active | 1
2472629 | ACCELEROMETER | Nexion NX6300, Tier 2 GPS, Impact/ Rollover Detector Bare Unit (No Mtg Cradle, No GPS Antenna, No Cable Assy) | MCQ | MOBILE COMMUNICATIONS QUEENSLAND | NX6300-ERG-001 | Active | 1
2472744 | ANTENNA SUBASSEMBLY | Explorer E325 Dome, Antenna Housing Only | MILES | MILES ELECTRONICS | E325-ANT-HOUSING | Active | 1
18980 | FUSE LINK,ENCLOSED ELEMENT | 12kV, 100A Full Range HRC Fuse, Barrell 292mm long x 88mm Dia, End Caps 34mm Long x 45mm Dia., For SF6/Air/Epoxy insulated Swithcgear, ETS12-01-02 (scm) | COOPER | COOPER ELECTRICAL AUSTRALIA PTY LTD | 12FXLSJ100 | Active | 2
18980 | FUSE LINK,ENCLOSED ELEMENT | 12kV, 100A Full Range HRC Fuse, Barrell 292mm long x 88mm Dia, End Caps 34mm Long x 45mm Dia., For SF6/Air/Epoxy insulated Swithcgear, ETS12-01-02 (scm) | FUSECO | FUSECO POWER SOLUTIONS PTY LTD | 3052103/100 | Active | 1
2435527 | CARD,COMPUTER | Voice Interface Card, 4 Port, FXS & DID | CISCO | CISCO SYSTEMS INC (MANUFACTURER) | VIC3-4FXS/DID= | Active | 5
2435535 | CARD,COMPUTER | Voice Interface Card, 2 Port, E & M | CISCO | CISCO SYSTEMS INC (MANUFACTURER) | VIC3-2E/M | Active | 5
2435543 | CARD,COMPUTER | Voice Interface Card, 4 Port, FXO, Universal | CISCO | CISCO SYSTEMS INC (MANUFACTURER) | VIC2-4FXO | Active | 5
104248 | DIFFUSER,LIGHT | Acrylic, High Temperature, to suit Sylvania "Roadster" Normal Streetlight, Major Road, 400 Watt | SYLVANIA | SYLVANIA SCHREDER | PR00001 | Active | 1
2404893 | FUSE,CARTRIDGE | 660V AC, HRC Cartridge OTC Type, 100A, 2 Hole Bolt in Centre Tags 111mm Fixing Centres (scm) | FUSECO | FUSECO POWER SOLUTIONS PTY LTD | OTC100 | Active | 1
21635 | WASHER,FLAT | Round, M20 Galv Steel, 60mm OD, 22mm ID, 4mm Thk, for Transformer Mounting | HOBSON | HOBSON ENGINEERING CO PTY LTD | WXMSGM20 | Active | 1
2471985 | MARKER | Bundle Box Indicator, White, Acrylic UV Stable, 100A Engraved, for Fuse Size Identification (scm) | PEQ | PLASTIC ENGINEERING QLD | WHITE-401-100A | Active | 1
2472868 | HOOK,CANT | Grip 254mm to 914mm poles, reinforced fiberglass handle, 38.1mm diameter; 1.524m overall length. | ACCULEC | ACCULEC PTY LTD (303899) | LFCH060 | Active | 1
2472876 | STAND,POLE | AL Powder Coated Yellow, 4T WLL, 500mmH, 700MM W | TEN | THE ENERGY NETWORK (AUST) PTY LTD | FSLPSP-01-2 | Active | 1
2407073 | WASTE DISPOSAL,HAZMAT | Asbestos Bag, Small, 900 x 600mm, 0.2mm Polyethylene, marked with Asbestos Hazard Warnings | ALLENS | ALLENS INDUSTRIAL PRODUCTS | PPASBSML-BOX | Active | 1
2454494 | WASTE DISPOSAL,HAZMAT | Asbestos Bag, Mini, 610 x 450mm, 0.2mm Polyethylene, marked with Asbestos Hazard Warnings (P100) | ALLENS | ALLENS INDUSTRIAL PRODUCTS | AIASBMINI | Active | 1
2434298 | TRANSFORMER,VOLTAGE | 19.1kV/240V, 50VA, SWER External Aux Power Supply c/w Pole Mounting Bracket (scm) | SCHNEIDR | SCHNEIDER PTY LTD (MANUFACTURER) | 990003205 TANKMOUNT | Active | 1
22924 | INDICATOR,VOLTAGE | VPIS Type, Replacement Test Point for Safelink VPIS, 10 Mega Ohms Voltage Measure, Impedance Multimeter approx 150V between Earth & Phase | ABBAUST | ABB AUSTRALIA PTY LTD | C3500-08 | Active | 1
2471886 | LABEL | QR ID Label, Acrylic, 100 x 110mm, Black Barcode (80 x 80mm) on White B/Ground, for Oil Sample Equipment | OCTFOLIO | OCTFOLIO PTY LTD | QR ID LABEL | Active | 1
2401615 | LETTER,SIGN | (Z), Pressed Al, Plain, Dwg 22-A4-200 Rev B | METALTI | METAL-TECH INDUSTRIES (TRADE POLISHERS) | LETTER Z | Active | 1
2401613 | LETTER,SIGN | (I), Pressed Al, Plain, Dwg 22-A4-200 Rev B | METALTI | METAL-TECH INDUSTRIES (TRADE POLISHERS) | LETTER I | Active | 1
446388 | LETTER,SIGN | (L), Pressed Al, Plain, Dwg 22-A4-200 Rev B (P100) | METALTI | METAL-TECH INDUSTRIES (TRADE POLISHERS) | LETTER L | Active | 1
2471977 | MARKER | Bundle Box Indicator, Black c/w Reflective Tape, Acrylic UV Stable, for LV Tie Point Identification (scm) | PEQ | PLASTIC ENGINEERING QLD | BLACK-RF TAPE-LV TIE POINT | Active | 1
2472025 | MARKER | Bundle Box Indicator, Yellow, Acrylic UV Stable, 250A Engraved, for Fuse Size Identification (scm) | PEQ | PLASTIC ENGINEERING QLD | YELLOW-235-250A | Active | 1
2463024 | LATCH,DOOR,VEHICULAR | Draw Latch Assy, Concealed Mount, Rubber & Nylon, for Canopy Filter Lids, Hino JO8 Mechanical Parts | STC | STRUT TECHNOLOGY CAIRNS | F7-640 | Active | 1
2463040 | INTERFACE | Load Share Interface Unit, Hino JO8 Electrical Parts | HEINZMNN | HEINZMANN AUSTRALIA PTY LTD | LMG-HZA | Active | 1
2401323 | SOCKET TONGUE | 70kN, Forged Steel c/w W-Clip, to AS 1154 Part 2 Ref 70/ST | GREGSF | GREG SEWELL FORGINGS PTY LTD | 2401323 | Active | 1
2473783 | LABEL | Sticker, "NO GO ZONE", Working Heights & Drop Zone Radius, 200 x 200mm, Laminated for UV, Black Text on Yellow Reflective B/Ground | UTENGSGN | UTILITY ENGRAVING & SIGNS | NO GO ZONE STICKER | Active | 1
2478097 | LABEL | PTL-19-423, 25.4 x 25.4mm, Glossy Polyester | BRADY | BRADY AUSTRALIA | 18372 | Active | 1
3363 | INDICATOR,DIGITAL DISPLAY | Integra 1630 Meter, 100-240V L-L 3Ph, 57.7-139V L-N 3Ph Input, 1A CT Operated 3Ph, 45-66Hz Aux, 12-48V DC Output, 1 Modbus, DIN 96mm Panel Mount, Low | CROMPTON | CROMPTON INSTRUMENTS (AUST) P/L | INT-1630-L-1-L-010 | Active | 1
5026 | TRANSFORMER,VOLTAGE | 24kV, IVT, 50Hz, Post Type 1Ph Outdoor c/w Metering Accuracy Tests | KONCAR | KONCAR - ELECTRICAL INDUSTRY INC | M172163 | Active | 1
5027 | TRANSFORMER,VOLTAGE | 36kV, IVT, 50Hz, Post Type 1Ph Outdoor c/w Metering Accuracy Tests | KONCAR | KONCAR - ELECTRICAL INDUSTRY INC | M172164 | Active | 1
2474146 | ALTERNATOR | 350kVA, 4 Pole, 3Ph/415V, 50Hz, Continue Rate, Class "H" Insulation, Brushless, Single Bearin, SAE/14, AVR Controlled c/w Paralleling Device DroopCT's | MECCALTE | MECCALTE GROUP | ECO38-3LN-4 | Active | 5
2405924 | SCREW,COACH | M10 x 65mm, Galv, Aust Std (P100) | GREGSF | GREG SEWELL FORGINGS PTY LTD | 2405924 | Active | 1
2279147 | TOOTH,AUGER | Rock Teeth Double Head, suit Post Hole Digger | NDE | NATIONAL DRILLING EQUIPMENT | AUGD965 | Active | 1
2475549 | CONTROL,TEMPERATURE | 48 x 48mm, 24VAC/DC, Universal Input, Control Output 1 Linear Current Output, 3 Aux Outputs, Screw Terminals w/Cover, 2 Event Inputs & Transfer Output | OMRON | OMRON ELECTRONICS PTY LTD | E5CC-CX3D5M-006 | Active | 5
2435113 | COMPUTER,DATA TRANSFER | Integrated Service Router, w/3 GE, 4 EHWIC, 2 DSP, 1 SM, 256MB CF, 512MB CF, 5 Bundle c/w Asset Tag & Power On Test, Elec Power Cord Test, Config Pro | CISCO | CISCO SYSTEMS INC (MANUFACTURER) | CISCO2911/K9 | Active | 5
2435451 | COMPUTER,DATA TRANSFER | Switch, IE 3000, 8 10/100 + 2 T/SFP | CISCO | CISCO SYSTEMS INC (MANUFACTURER) | IE-3000-8TC | Active | 5
2475762 | WASHER,FLAT | Square, M20, 125 x 125mm, Min 5mm Thk, S/Steel Gde 316, Box of 25 | HOBSON | HOBSON ENGINEERING CO PTY LTD | WS16PM20125050 | Active | 1
2477073 | CONTROL,INTERFACE | MD100 Small Form Factor RTU/HMI, w/o 4G Modem, no I/O | CGI | CGI TECHNOLOGIES & SOLUTIONS P/L | MD100-1E2S-XGW | Active | 1
3365 | INDICATOR,DIGITAL DISPLAY | Integra 1630 Meter, 100-240V L-L 3Ph, 57.7-139V L-N 3Ph Input, 1A CT Operated 3Ph, 45-66Hz Aux, 100-250V AC/DC Output, 1 Modbus, DIN 96mm Panel Mount, Low | CROMPTON | CROMPTON INSTRUMENTS (AUST) P/L | INT-1630-L-1-M-110 | Active | 1
2407336 | BLANKET,DAMPER | to be placed over Strap or Winch Rope | TJM | TJM 4X4 MEGASTORE | 867TJMRECBLANKET | Active | 1
2407336 | BLANKET,DAMPER | to be placed over Strap or Winch Rope | TJM | TJM 4X4 MEGASTORE | 867RECBLANKET | Active | 2
2407340 | STRAP,WEBBING | Tree Protector Strap, Rated to 12000kg, Polyester Webbing, Vehicle Recovery | TJM | TJM 4X4 MEGASTORE | 861TTP904H | Active | 1
2407343 | COUPLER,DRAWBAR,RING | Tow Attachment c/w 4.7T Bow Shackle, Approved to fit Hayman Reese Type Tow Bars | TJM | TJM 4X4 MEGASTORE | 867TJMRHITCH | Active | 1
2234030 | DRILL,CENTRE | 1-3/4" Hex Drive, Standard Type, suit Post Hole Digger | NDE | NATIONAL DRILLING EQUIPMENT | AUGDPH3 | Active | 1
104362 | COTTON,NONSTERILE | CottonSorb, Hydrophobic Organic Pads, 450 x 450mm (P100) | MINEHAN | MINEHAN AGENCIES PTY LTD | 22-01-ESP COTTON | Active | 1
2407338 | SHACKLE | Bow, 19mm WLL 4.7Tonne | TJM | TJM 4X4 MEGASTORE | 867OXBOW19S | Active | 1
611193 | FUSE,CARTRIDGE | 660V AC, HRC Cartridge OTTM Type, 500A, 4 Hole Bolt in Centre Tags, 133/184mm Fixing Centres (scm) | FUSECO | FUSECO POWER SOLUTIONS PTY LTD | OTTM500 | Active | 5
2473874 | HARNESS,SAFETY,INDUSTRIAL | Style F, Size Small, Full Body, Fall Arrest, Stretch Webbing, for Steel Towers, Ladders & Platforms | HGHTDYNM | HEIGHT DYNAMICS | M1020224 | Active | 1
2476687 | BACKPLANE-CARD HOLDER ASSY | Omron CS1 Series, PLC, CPU Base Unit, 5 Slot, 330 x 132mm, 0.11A, 5V DC, for CS/C200H Series Units | OMRON | OMRON ELECTRONICS PTY LTD | CS1W-BC053 | Active | 1
2477859 | SILICA GEL | Reusable Moisture Absorber, c/w Built In Indicator That Turns From Blue to Pink, 200g | DESICCO | DESICCO P/L MOISTURE CONTROL PRODUCTS | 487782 | Active | 1
2477859 | SILICA GEL | Reusable Moisture Absorber, c/w Built In Indicator That Turns From Blue to Pink, 200g | DESICCO | DESICCO P/L MOISTURE CONTROL PRODUCTS | SG200 | Active | 2
2477883 | SUPPORT,BARRICADE | Magnetic Wall Receiver, to be used with Retracting Belt Barrier | AMPLITUD | AMPLITUDE PTY LTD (396777) | NMWR-HD | Active | 1
19344 | MOUNTING BASE,TIEDOWN,ELECTRICAL | 4-Way, Low Profile, 19mm2, ABS Plastic, Self Adhesive, White, (P100) | LEGEND | LEGEND POWER SYSTEMS | SAM19NT | Active | 1
1766660 | ROD,ANCHOR | Screw, M24 x 2133mm, Galv, ETS 01-01-01 Dwg 01-03-03 (P10) (scm) | GREGSF | GREG SEWELL FORGINGS PTY LTD | 1766660 | Active | 1
2451607 | TEMPLATE,DRAFTING | EM1200 Drilling Template, for Mounting Holes & Wiring Entry, 3mm Min Material Size, Clear Polycarbonate | NTHPLAST | NORTHERN PLASTIC SUPPLIES & FABRICATION | EM1200-TEM | Active | 1
2451599 | TEMPLATE,DRAFTING | EM1000 Drilling Template, for Mounting Holes & Wiring Entry, 3mm Min Material Size, Clear Polycarbonate | NTHPLAST | NORTHERN PLASTIC SUPPLIES & FABRICATION | EM1000-TEM | Active | 1
2417707 | REMOVER,PIN | used to remove Lynch Pins retaining the head of the Auger Pins on Staffa & GP Truck Auger Motors | CORRINV | CORRADINI INVESTMENTS PTY LTD | 13670 | Active | 1
2417996 | PUNCH,DRIFT | Rock Tip, Earth Auger | NDE | NATIONAL DRILLING EQUIPMENT | D1310 | Active | 1
2425510 | CRADLE,STOWAGE | Plastic, suit Heritage Red, for used Transformer Oil Drum | GOUGHPLS | GOUGH PLASTICS | PARBKT0105 | Active | 1
2433555 | STAND KIT | Cable Drum, use with 1.5T Redmond Gary Drum Stands to Connect Together, ETS RSE11 | REDMOND | REDMOND GARY AUSTRALIA PTY LTD | 0701-994-0003 | Active | 5
2435493 | COMPUTER,DATA TRANSFER | WAAS Network Module for 2800, 3800 ISR - 1GB RAM, 120GB HDD | CISCO | CISCO SYSTEMS INC (MANUFACTURER) | NME-WAE-502-K9= | Active | 5
2435501 | COMPUTER,DATA TRANSFER | EtherSwitch, Service Module 16, 10/100T POE + 1 GE, IP Base | CISCO | CISCO SYSTEMS INC (MANUFACTURER) | NME-16ES-1G-P= | Active | 5
2435550 | CARD,COMPUTER | Serial WAN Interface Card, 1 Port | CISCO | CISCO SYSTEMS INC (MANUFACTURER) | HWIC-1T= | Active | 5
2474989 | HARDWARE KIT | for 2.4m (8ft) Planar Enhanced Radome, HP, HPX, HSX & UHX CommScope Microwave Antenna Dish | COMMSINC | COMMSCOPE INC | 117781-8TA | Active | 1
2474997 | HARDWARE KIT | for 3.0m (10ft) Planar Enhanced Radome, HP, HPX, HSX & UHX CommScope Microwave Antenna Dish | COMMSINC | COMMSCOPE INC | 117781-10TA | Active | 1
2475010 | POUCH,PHONE | Waterproof Pouch, Triple Seal, Protects Devices from Water, Sand & Dirt | KORJO | KORJO PTY LTD | WPP653 | Active | 1
2444362 | GREASE,GENERAL PURPOSE | Anti-Galling, 65g Tube, use on S/Steel Bolts to Reduce Binding (toothpaste style tube) (scm) | MOLYTEC | MOLYTEC AUSTRALIA | M819 | Active | 5
2475218 | MODULE PLC | Omron CS1 Series, Ethernet Unit, 10/100Base-T, RJ45 | OMRON | OMRON ELECTRONICS PTY LTD | CS1W-ETN21 | Active | 5
2477842 | LINK,CHAIN,CONNECTING | Quick Link Maillon, Oval, 8mm, Steel, 35 kN | HGHTDYNM | HEIGHT DYNAMICS | QUICK LINK 8MM | Active | 1
23405 | EARTH ROD DRIVER | Temporary Earth Rod Driver, Steel Const, Coated Rubber handles 16mm Dia SS Rod, 1600mm length | TEN | THE ENERGY NETWORK (AUST) PTY LTD | TENW001 | Active | 1
2403197 | BRACKET,INSULATOR | Extension, Galv Steel, for Angle Suspension Construction, EE Dwg 1014996-01 (scm) | HARRIS | HARRISTOWN WELDING WORKS | 2403197 | Active | 1
2404843 | BRACKET,INSULATOR | Pole Mount, suit Line Post Insulator, Morlynn 22kV Postie | TYCOELEC | TYCO ELECTRONICS | CCB05 | Active | 1
2478105 | LABEL | PTDS-15-390, 15 x 4mm, Durasleeve Marker | BRADY | BRADY AUSTRALIA | 18684 | Active | 1
296 | CAPACITOR ASSEMBLY | Type CHD810B, 14.7uF, 567kVAr, 11260V, 50Hz, 1 Ph, Capacitor Can, Insualtion Level 38/95, Fluid Type M/DBT, AS2897, YOM 2005 | ABBAUST | ABB AUSTRALIA PTY LTD | CHD810B | Phasing | 5
2455905 | GREASE,GENERAL PURPOSE | Super Lube, Synthetic Multi-Purpose Grease, Semi-solid, Translucent, Tube | SYNCO | SYNCO CHEMICAL CORPORATION | SUP21030 | Active | 5
19089 | STRAND,WIRE | Stay Wire, 19/2.00mm SC/GZ, Galv Steel, 20m Coil, UTS 1310MPa, JTS 03-03-01 (scm) | MIDLAND | MIDLAND METALS OVERSEAS PTE LTD | MMO-SC/GZ 19/2.00 (20M) | Active | 1
2474971 | HARDWARE KIT | for 1.8m (6ft) Planar Enhanced Radome, HP, HPX, HSX & UHX CommScope Microwave Antenna Dish | COMMSINC | COMMSCOPE INC | 117781-6TA | Active | 1
104425 | WRENCH,RATCHET | Single Ended, Reversible, Dual Size, 18mm & 24mm A/F Hex Sockets, Cushioned Grip Handle | WARBTOOL | WARBY TOOLS | SRRNG1824R | Active | 1
2405076 | INSULATION SLEEVING,ELECTRICAL | Heat Shrink Tubing, 12.7/6.4mm, STB-13, Black, Thin Wall | TECONN | TE CONNECTIVITY LTD | HS-BK-12/6 | Active | 1
2405076 | INSULATION SLEEVING,ELECTRICAL | Heat Shrink Tubing, 12.7/6.4mm, STB-13, Black, Thin Wall | LEGEND | LEGEND POWER SYSTEMS | XLP13BK | Active | 2
2405076 | INSULATION SLEEVING,ELECTRICAL | Heat Shrink Tubing, 12.7/6.4mm, STB-13, Black, Thin Wall | GILBERT | GILBERT LODGE AUSTRALIA PTY LTD | RAYHS13BK-R100 | Active | 2
2435725 | CUTTING COMPOUND,PASTE | Metal, 500ml | CRC | CRC INDUSTRIES AUSTRALIA PTY LTD | 3060 | Active | 1
2435725 | CUTTING COMPOUND,PASTE | Metal, 500ml | BLKWOODJ | J BLACKWOOD & SONS LIMITED | 3970409 | Active | 2
2473825 | FRAME | HAZIBAG 1 Cube Frame, Steel, 1.5m Lg, 1.5m W, 800mm H, Adjustable Fold Way, suit 1 Cube HAZIBAG, Weight Capacity 500kg | ALLENS | ALLENS INDUSTRIAL PRODUCTS | HAZIBAGFRAME | Active | 1
157657 | LINK,COMPRESSION | Al, 120mm2 (37/2.03) | LEGENDCS | LEGEND CORPORATE SERVICES (MANUFACTURE) | ALK120 | Active | 1
157657 | LINK,COMPRESSION | Al, 120mm2 (37/2.03) | IDEALELE | IDEAL ELECTRICAL SUPPLIERS | H15208 | Active | 2
157657 | LINK,COMPRESSION | Al, 120mm2 (37/2.03) | CABLEACC | CABLE ACCESSORIES (AUST) | ALK120 | Active | 2
620109 | FUSE LINK,EXPULSION | 30A, Class K, TS 06-03-01 (scm) | ABBAUST | ABB AUSTRALIA PTY LTD | 7501647 | Active | 2
620109 | FUSE LINK,EXPULSION | 30A, Class K, TS 06-03-01 (scm) | NGKSTANG | NGK STANGER PTY LTD | ZXC705-31BK37 | Active | 1
2480937 | BEND,ELECTRICAL CONDUIT | 125mm, 15 Deg, 600mm Rad, LD, Double Ended Socket | TRI UGRD | TRI UNDERGROUND AUSTRALIA PTY LTD | LDE12515600FFS | Active | 1
3761 | SENSOR,AMBIENT TEMPERATURE | AD592, Assembled on 20m Lead, suit RTP all Battery Charger Voltages, Tech Spec EESS-10735-01-0B | LEGEND | LEGEND POWER SYSTEMS | RPS-RT20M00TEMP-RTP | Active | 1
XSOMX1006 | TRANSFORMER | 22kV/433V, 1000kVA KPX MV/LV Kiosk Sub as per Tech datasheet, SR-1937741-Scope | SCHNEIDR | SCHNEIDER PTY LTD (MANUFACTURER) | OP-170216 5862054 | Active | 5
2465102 | INSULATION SLEEVING,ELECTRICAL | Heat Shrink Tubing, 3/1.5mm, 1.2m Lg, White, Thin Wall, Flame Retardant, UV Stabilised | T&BLTD | THOMAS & BETTS LTD (ABB GROUP) | T&BHSTW3W1.2 | Active | 2
2465102 | INSULATION SLEEVING,ELECTRICAL | Heat Shrink Tubing, 3/1.5mm, 1.2m Lg, White, Thin Wall, Flame Retardant, UV Stabilised | HAYMANS | HAYMANS ELECTRICAL | CAB XLP3WH/4FT | Active | 1
2465102 | INSULATION SLEEVING,ELECTRICAL | Heat Shrink Tubing, 3/1.5mm, 1.2m Lg, White, Thin Wall, Flame Retardant, UV Stabilised | CABAC | CABAC (MANUFACTURER) | XLP3WH/4FT | Active | 5
2465235 | INSULATION SLEEVING,ELECTRICAL | Heat Shrink Tubing, 7/3.5mm, 1.2m Lg, Yellow/Green, Thin Wall, Flame Retardant UV Stabilised | T&BLTD | THOMAS & BETTS LTD (ABB GROUP) | T&BHSTW7YG1.2 | Active | 2
2465235 | INSULATION SLEEVING,ELECTRICAL | Heat Shrink Tubing, 7/3.5mm, 1.2m Lg, Yellow/Green, Thin Wall, Flame Retardant UV Stabilised | HAYMANS | HAYMANS ELECTRICAL | CAB XLP7YG/4FT | Active | 1
2465235 | INSULATION SLEEVING,ELECTRICAL | Heat Shrink Tubing, 7/3.5mm, 1.2m Lg, Yellow/Green, Thin Wall, Flame Retardant UV Stabilised | CABAC | CABAC (MANUFACTURER) | XLP7YG/4FT | Active | 5
2465284 | INSULATION SLEEVING,ELECTRICAL | Heat Shrink Tubing, 25/12.5mm, 1.2m Lg, Red, Thin Wall, Flame Retardant, UV Stabilised | T&BLTD | THOMAS & BETTS LTD (ABB GROUP) | T&BHSTW25R1.2 | Active | 2
2465284 | INSULATION SLEEVING,ELECTRICAL | Heat Shrink Tubing, 25/12.5mm, 1.2m Lg, Red, Thin Wall, Flame Retardant, UV Stabilised | HAYMANS | HAYMANS ELECTRICAL | CAB XLP25RD/4FT | Active | 1
2465284 | INSULATION SLEEVING,ELECTRICAL | Heat Shrink Tubing, 25/12.5mm, 1.2m Lg, Red, Thin Wall, Flame Retardant, UV Stabilised | CABAC | CABAC (MANUFACTURER) | XLP25RD/4FT | Active | 5
2465292 | INSULATION SLEEVING,ELECTRICAL | Heat Shrink Tubing, 25/12.5mm, 1.2m Lg, White, Thin Wall, Flame Retardant, UV Stabilised | T&BLTD | THOMAS & BETTS LTD (ABB GROUP) | T&BHSTW25W1.2 | Active | 2
2465292 | INSULATION SLEEVING,ELECTRICAL | Heat Shrink Tubing, 25/12.5mm, 1.2m Lg, White, Thin Wall, Flame Retardant, UV Stabilised | HAYMANS | HAYMANS ELECTRICAL | CAB XLP25WH/4FT | Active | 1
2465292 | INSULATION SLEEVING,ELECTRICAL | Heat Shrink Tubing, 25/12.5mm, 1.2m Lg, White, Thin Wall, Flame Retardant, UV Stabilised | CABAC | CABAC (MANUFACTURER) | XLP25WH/4FT | Active | 5
2465318 | INSULATION SLEEVING,ELECTRICAL | Heat Shrink Tubing, 25/12.5mm, 1.2m Lg, Black, Thin Wall, Flame Retardant, UV Stabilised | T&BLTD | THOMAS & BETTS LTD (ABB GROUP) | T&BHSTW25BK1.2 | Active | 2
2465318 | INSULATION SLEEVING,ELECTRICAL | Heat Shrink Tubing, 25/12.5mm, 1.2m Lg, Black, Thin Wall, Flame Retardant, UV Stabilised | HAYMANS | HAYMANS ELECTRICAL | CAB XLP25BK/4FT | Active | 1
2465318 | INSULATION SLEEVING,ELECTRICAL | Heat Shrink Tubing, 25/12.5mm, 1.2m Lg, Black, Thin Wall, Flame Retardant, UV Stabilised | CABAC | CABAC (MANUFACTURER) | XLP25BK/4FT | Active | 5
2465342 | INSULATION SLEEVING,ELECTRICAL | Heat Shrink Tubing, 38/19mm, 1.2m Lg, White, Thin Wall, Flame Retardant, UV Stabilised | T&BLTD | THOMAS & BETTS LTD (ABB GROUP) | T&BHSTW40W1.2 | Active | 2
2465342 | INSULATION SLEEVING,ELECTRICAL | Heat Shrink Tubing, 38/19mm, 1.2m Lg, White, Thin Wall, Flame Retardant, UV Stabilised | HAYMANS | HAYMANS ELECTRICAL | CAB XLP38WH/4FT | Active | 1
2465342 | INSULATION SLEEVING,ELECTRICAL | Heat Shrink Tubing, 38/19mm, 1.2m Lg, White, Thin Wall, Flame Retardant, UV Stabilised | CABAC | CABAC (MANUFACTURER) | XLP38WH/4FT | Active | 5
2474260 | SPACER,STRAIGHT | Substation Parallel Spacer Double, Conductor 26.3mm, 125mm Centre Spacing | PLP | PREFORMED LINE PRODUCTS (AUST) | SPSD-241-300-125 | Active | 5
2475192 | MODULE PLC | Omron CS1 Series, Relay Output Unit, 16 Outputs, 250V AC or 120V DC, 2A | OMRON | OMRON ELECTRONICS PTY LTD | CS1W-OC211 | Active | 5
2476778 | SEPARATOR,OIL | Oil Mist Separator, Crankcase Ventilation | EMBGEN | EMBEDDED GENERATION SYSTEM | DEFENDER 500 | Active | 5
2477297 | GLOVES,PROTECTIVE | G-Flex Dynamax C5 AirTouch Fingerless Gloves, Size 8, Polyurethane Cut Resistant Gloves, Fingerless Thumb, Fore & Index. Restricted Issue refer | ELLIOTT | ELLIOTTS AUSTRALIA PTY LTD | ELG345B8 | Active | 1
22967 | RIBBON,FLAGGING,SURVEYORS | Tape, Fluro Pink, Biodegradable, 75m x 25mm | RMSRVR | RMS (RIVERSLEIGH MANAGEMENT SERVICES) | 22967 | Active | 1
2470144 | COCK,DRAIN | 1/4" BSP BR | HYDRLINK | HYDRAULINK HOSE & FITTINGS | DRAIN COCK 1/4"B | Active | 1
2402432 | COCK,DRAIN | Black Plastic Tap, for use on Bulk Water Containers & Bulk Disinfectant Spray & Wipe 15L Bottles | BLKWOODJ | J BLACKWOOD & SONS LIMITED | 3683505 | Active | 2
2402432 | COCK,DRAIN | Black Plastic Tap, for use on Bulk Water Containers & Bulk Disinfectant Spray & Wipe 15L Bottles | KEYLINE | KEY-LINE DISTRIBUTORS PTY LTD | TAP20MMBLK | Active | 1
3366 | INDICATOR,DIGITAL DISPLAY | Integra 1630 Meter, 100-240V L-L 3Ph, 57.7-139V L-N 3Ph Input, 5A CT Operated 3Ph, 45-66Hz Aux, 100-250V AC/DC Output, 1 Modbus, DIN 96mm Panel Mount, Low | CROMPTON | CROMPTON INSTRUMENTS (AUST) P/L | INT-1630-L-5-M-010 | Active | 1
293 | CAPACITOR ASSEMBLY | Type ELNA950M, 4.17uF, 231.28kVAr, 13400V, 12.7kV, 10% Duty 50Hz, 1Ph, Capacitor Can, Fluid Type F810, MP Connected to Tank, IEC 60871, YOM 2006 | ABBAUST | ABB AUSTRALIA PTY LTD | ELNA950M | Phasing | 5
294 | CAPACITOR ASSEMBLY | Type CHD950B, 31.9uF, 632kVAr, 8040V, 50Hz, 1 Ph, Capacitor Can, Insualtion Level 28/95, Fluid Type F810, Internal Fuse Fitted, AS2897, YOM 2005 | ABBAUST | ABB AUSTRALIA PTY LTD | CHD950B | Phasing | 5
2462463 | CAPACITOR,FIXED | Tap Changer Capacitor, QD3, 15µF, 440V, for CL7 Controller | EATONELE | EATON ELECTRIC SYSTEMS PTY LTD | A84363410 | Active | 1
2462471 | CAPACITOR,FIXED | Tap Changer Capacitor, QD5 & QD8, 50µF, 440V, for CL7 Controller | EATONELE | EATON ELECTRIC SYSTEMS PTY LTD | A8436347 | Active | 1
2478469 | SIGN,ELECTRIC | LP Emergency Exit, Weatherproof, 5.1W, 24m Viewing Distance, 380 x 130 x 190mm, Wall Mount Single Sided, One Box Solution, IP66/67 | CLVRTRON | CLEVERTRONICS P/L (MANUFACTURER) | CWELED-WM | Active | 5
2478469 | SIGN,ELECTRIC | LP Emergency Exit, Weatherproof, 5.1W, 24m Viewing Distance, 380 x 130 x 190mm, Wall Mount Single Sided, One Box Solution, IP66/67 | HAYMANS | HAYMANS ELECTRICAL | CLECWELED-WM | Active | 1
4496 | DUMMY FUSE LINK | Ferrule Type, 45A Fitting, 28mm Nom Lg, 13mm Nom Dia, Wood | FARNELLM | M R FARNELL CABINET MAKING | DUMMY FUSE | Active | 1
1758602 | SCREW,COACH | M24 x 150mm, Galv, Aust Std (P25) (scm) | GREGSF | GREG SEWELL FORGINGS PTY LTD | 1758602 | Active | 1
2454122 | TAPE,INSULATION,ELECTRICAL | Nitto, Self-Amalgamating, 20mm x 10m | MMELEC | MM ELECTRICAL MERCHANDISING | NIT15 | Active | 1
2454122 | TAPE,INSULATION,ELECTRICAL | Nitto, Self-Amalgamating, 20mm x 10m | NITTO | NITTO PTY LTD | NITTO # 15 | Active | 5
30025 | CONNECTOR ASSEMBLY,ELECTRICAL | Bus to 4-Hole Palm Expansion c/w Earth Stirrup, suit 50mm Busbar | ADAPTAUS | ADAPT AUSTRALIA PTY LTD | PLKM8992D050E2 | Active | 1
2474377 | CONNECTOR ASSEMBLY,ELECTRICAL | Bus Tee, Al, 15 Deg, 100mm Main Run Pipe to 80mm Pipe Tap | ADAPTAUS | ADAPT AUSTRALIA PTY LTD | PLKM1500D080100E2 | Active | 1
2474385 | CONNECTOR ASSEMBLY,ELECTRICAL | Expansion Bus Support, AI, 100mm Pipe to 3" & 5" Bolt Circles | ADAPTAUS | ADAPT AUSTRALIA PTY LTD | PLKM2700D100E12 | Active | 1
2474393 | CONNECTOR ASSEMBLY,ELECTRICAL | Long Splice, Al, 100mm Pipe | ADAPTAUS | ADAPT AUSTRALIA PTY LTD | PLKM1001D100 | Active | 1
2474401 | CONNECTOR ASSEMBLY,ELECTRICAL | Bus Compression Splice, Double Longitudinal Pad Tee, 100mm Busbar c/w Dual 4 Hole Palm Pads | ADAPTAUS | ADAPT AUSTRALIA PTY LTD | PLKM1120D100E1P5 | Active | 1
2479830 | FIXTURE,LIGHTING | 225W RoadFlair BRP394 (L220A) 3K c/w Upcast Adaptor, Major Road, EQTS 05-01-02 (scm) | PHILIPS | PHILIPS AUSTRALIA PTY LTD | 824110136241 | Active | 1
2480010 | TEST STRIPS | Hydrocarbon Screening, for Waste Water Testing | SIMTECH | SIMTECH PTY LTD | TS100 HYDROCARBON TEST STRIPS | Active | 1
2474369 | CONNECTOR ASSEMBLY,ELECTRICAL | Bus A-Frame, Al, 30 Deg, 100mm Main Run Pipe to 2 x 80mm Pipe Taps | ADAPTAUS | ADAPT AUSTRALIA PTY LTD | PLKM1600D0810 | Active | 1
2400072 | SCREW,COACH | M10 x 60mm, Galv, Aust Std (P100) | THEBLTPL | THE BOLT PLACE | 2400072 | Active | 1
2404933 | FUSE LINK,EXPULSION | 25A, Class K, 36kV, 915mm O/L Lg | ABBAUST | ABB AUSTRALIA PTY LTD | 7295828 | Active | 1
30400 | CONNECTOR ASSEMBLY,ELECTRICAL | Compression, Al, 100mm Tube Size c/w Earth Stirrup, suit 100mm Busbar | ADAPTAUS | ADAPT AUSTRALIA PTY LTD | PLKM1161D100 | Active | 1
15636 | BAG,PLASTIC | Selfseal Zip Lock, 400mm Lg, 300mm W, 40um Thk, LDPE, Transparent (P100) | SIGNET | SIGNET PTY LTD | 11111 | Active | 1
15636 | BAG,PLASTIC | Selfseal Zip Lock, 400mm Lg, 300mm W, 40um Thk, LDPE, Transparent (P100) | HAYMANS | HAYMANS ELECTRICAL | REESIG11111 | Active | 2
2400604 | FUSE,CARTRIDGE | 240/415V, Ceramic Cartridge, 2A, 32 x 6mm Dia, AC use in Test Lamps | FUSECO | FUSECO POWER SOLUTIONS PTY LTD | 189020-2A | Active | 5
2465250 | INSULATION SLEEVING,ELECTRICAL | Heat Shrink Tubing, 13/6.5mm, 1.2m Lg, White, Thin Wall, Flame Retardant, UV Stabilised | T&BLTD | THOMAS & BETTS LTD (ABB GROUP) | T&BHSTW13W1.2 | Active | 2
2465250 | INSULATION SLEEVING,ELECTRICAL | Heat Shrink Tubing, 13/6.5mm, 1.2m Lg, White, Thin Wall, Flame Retardant, UV Stabilised | HAYMANS | HAYMANS ELECTRICAL | CAB XLP13WH/4FT | Active | 1
2465250 | INSULATION SLEEVING,ELECTRICAL | Heat Shrink Tubing, 13/6.5mm, 1.2m Lg, White, Thin Wall, Flame Retardant, UV Stabilised | CABAC | CABAC (MANUFACTURER) | XLP13WH/4FT | Active | 5
19944 | DUMMY FUSE LINK | Non-Conductive, 55mm Lg, 20mm OD, LD PVC Conduit | TRI UGRD | TRI UNDERGROUND AUSTRALIA PTY LTD | C2DUMMYFUSE | Active | 5
2402970 | SCREW,COACH | M16 x 90mm, Galv, Aust Std (P100) | GREGSF | GREG SEWELL FORGINGS PTY LTD | 2402970 | Active | 1
2438836 | BEND,ELECTRICAL CONDUIT | 100mm, 45 Deg, 1830mm Rad, HD, Orange | MMELEC | MM ELECTRICAL MERCHANDISING | PIP100HDCON1830R45B | Active | 1
2438844 | BEND,ELECTRICAL CONDUIT | 100mm, 22.5 Deg, 600mm Rad, HD, Orange | MMELEC | MM ELECTRICAL MERCHANDISING | PIP100HDCON600R22.5B | Active | 1
2452480 | INSTALLATION,COMPUTER EQUIPMENT | HW Installation & Decommissioning Services as per SOA QGCPO861-12, Labour component to Install New desktop/laptop onto customer's desk | ACTLOG | ACT LOGISTICS | INSTALL DESKTOP/LAPTOP | Active | 5
2474690 | BALL JOINT | 6mm, Black Rubber, Flexible, for Hino Fuel Rack Solenoid | EMBGEN | EMBEDDED GENERATION SYSTEM | BALL JOINT 6MM | Active | 1
2478006 | CONTROL BOX | NOJA Control Cubicle, RC10, suits OSM310 | NOJA | NOJA POWER SWITCHGEAR PTY LTD | RC-10ES | Active | 1
2477206 | ROLLER ASSEMBLY,TRUNNION | Bronze-Alloy & Ball-Thrust Bearing Construction, For use on Adjustable Strain Poles | ACCULEC | ACCULEC PTY LTD (303899) | E401-2068P | Active | 1
30044 | CONNECTOR ASSEMBLY,ELECTRICAL | Splice Component Expansion Bus Support, suit 50mm Busbar | ADAPTAUS | ADAPT AUSTRALIA PTY LTD | PLKM2703D050E2 | Active | 1
30046 | CONNECTOR ASSEMBLY,ELECTRICAL | Splice c/w 4 Hole Palm Transverse, suit 50mm Busbar | ADAPTAUS | ADAPT AUSTRALIA PTY LTD | PLKM1150D050P5 | Active | 1
30043 | CONNECTOR ASSEMBLY,ELECTRICAL | Compression Terminal & Splice, suit 50mm Busbar | ADAPTAUS | ADAPT AUSTRALIA PTY LTD | PLKM1100D050E1P5 | Active | 1
2478493 | FIXTURE,LIGHTING | Standard, Argo Weatherproof 1200mm Batten, 240V, Quantum, Tri-colour Dual LED Strip Module, 1265 x 121 x 88mm, IP65 | CLVRTRON | CLEVERTRONICS P/L (MANUFACTURER) | ARGO-1200 | Active | 5
2478493 | FIXTURE,LIGHTING | Standard, Argo Weatherproof 1200mm Batten, 240V, Quantum, Tri-colour Dual LED Strip Module, 1265 x 121 x 88mm, IP65 | HAYMANS | HAYMANS ELECTRICAL | CLEARGO-1200 | Active | 1
2479715 | PLUG,PROTECTIVE,DUST & MOISTURE | Keyhole Plug, Plastic, for EJCo Pit Cover Lift Point (MOQ 20) | EJAUST | EJ AUSTRALIA PTY LTD | PLASPLUGRECT | Active | 1
24775 | RETAINER,FILTER,RESPIRATOR | Pre-Filter Holder, Replacement Part for Powered Air Purification Respirators | ALLENS | ALLENS INDUSTRIAL PRODUCTS | XP100544434 | Active | 1
24775 | RETAINER,FILTER,RESPIRATOR | Pre-Filter Holder, Replacement Part for Powered Air Purification Respirators | SAFESCTT | SCOTT SAFETY AUSTRALIA | 52692 | Active | 5
24775 | RETAINER,FILTER,RESPIRATOR | Pre-Filter Holder, Replacement Part for Powered Air Purification Respirators | ALLENS | ALLENS INDUSTRIAL PRODUCTS | UN052692 | Active | 2
30022 | CONNECTOR ASSEMBLY,ELECTRICAL | Bus Support Compression Expansion, suit 100mm Busbar | ADAPTAUS | ADAPT AUSTRALIA PTY LTD | PLKM2710D100 | Active | 1
30041 | CONNECTOR ASSEMBLY,ELECTRICAL | Compression Tee Configuration, suit 125mm Busbar | ADAPTAUS | ADAPT AUSTRALIA PTY LTD | PLKM1500D080125E2 | Active | 1
4144 | PANEL,ASSEMBLY | 1RU, 19" Cable Management Panel | WIDEBAND | WIDEBAND TECHNOLOGY | CM1RUMBK | Active | 1
2476190 | LETTER,SIGN | (F), Pressed Al, 40mm Wide, 22mm High, Black on Yellow, Ergon Dwg 995129-01 (scm) | SUMMIT | SUMMIT GROUP | SF17PE420F | Active | 5
2476232 | LETTER,SIGN | (P), Pressed Al, 40mm Wide, 22mm High, Black on Yellow, Ergon Dwg 995129-01 (scm) | SUMMIT | SUMMIT GROUP | SF17PE420P | Active | 5
2443075 | ARRESTER,LIGHTNING | Cable Grounding Kit c/w 16mm2, Cu, 600mm Lead with 2x Hole Lug, Black PE Jacket, Waterproof to IEC529, IP68 | COMMSINC | COMMSCOPE INC | SG12-06B2A | Active | 1
2459840 | SPLICING TRAY,FIBRE OPTIC | FOSC-D, Splice Patch 2 x Pack c/w 12 x 40 Splice Protectors per Tray, for Closure Joint Box | OPTICAL | OPTICAL FIBRE SYSTEMS PTY LTD | COM-760254963 | Active | 1
2433365 | LAMP,METAL HALIDE | 250W, Clear Tube, E40 Cap, Operates on 250W HP Sodium Control Gear, Ceramic Arc Tube, Carton of 12, EQTS 05-03-01 (scm) | EYELIGHT | EYE LIGHTING AUSTRALIA PTY LTD | 116435 | Active | 1
2475705 | GATE,FENCE | Gate Set Exclusion, Feral Gate, HDG, 2380 x 1750mm Set of 2, 400 x 8mm Chain, 4.8m Opening, Pack of 10 | WARWICKG | WARWICK GATES PTY LTD (MANUFACTURER) | 6X8 DOG FENCE GATE | Active | 5
2469393 | SENSOR,AMBIENT TEMPERATURE | 30M Capable Dual Temperature & Humidity Sensor for SPx Series THS100 | NETIC | NET IMPROVEMENT CONSULTING PTY LTD | AK-DUAL300M | Active | 2
2469393 | SENSOR,AMBIENT TEMPERATURE | 30M Capable Dual Temperature & Humidity Sensor for SPx Series THS100 | DUONS | DUONS PTY LTD (AKCP PRODUCTS) | THS100 | Active | 1
24692 | SOLVENT | Magnefix, MAC-05 Conditioner for Hazemeyer RMU Maintenance, 500ml Bottle | EATONELE | EATON ELECTRIC SYSTEMS PTY LTD | 685.133 | Active | 5
2476463 | TOOL BOX,PORTABLE | Tool Box, 48x25x24cm Empty Tool Box only, For use in Magnefix/Hazemeyer RMU, Part of SC24691 Tool Kit | EATONELE | EATON ELECTRIC SYSTEMS PTY LTD | 913.4001 | Active | 1
2476570 | CHAMBER,ARC | Arcing Chamber, Locator, (Plastic), For use in Magnefix / Hazemeyer MD4 RMU | EATONELE | EATON ELECTRIC SYSTEMS PTY LTD | 3681.702 | Active | 1
2478089 | PRINTING MACHINE,LABEL | BMP71, Portable, MAX Label Width 50.8mm, LI-ION Rechargeable, 240V AC, 200MB, USB, c/w Hard Case | BRADY | BRADY AUSTRALIA | 115158 | Active | 1
2478196 | PULLER,FUSE | Handle, 144 x 108 x 60mm, Suits NH HRC Fuses, Sizes 00 to 3 | RSPRO | RS PRO COMPONENTS PTY LTD | P215592 | Active | 1
2478196 | PULLER,FUSE | Handle, 144 x 108 x 60mm, Suits NH HRC Fuses, Sizes 00 to 3 | FERRAZ | FERRAZ SHAWMUT (MANUFACTURER) | P215592E | Active | 2
2454809 | FUSEHOLDER,BASE & CARRIER | LV Fuse Fitting, 690V AC, 100A, 2 Stud Rear Connection, 140 x 51 x 100mm, Max Cable Entry 94mm2, suit HRC Fuse Link TCP Type Fuses | IPDGROUP | IPD GROUP LIMITED | RS100P | Active | 5
2400593 | FUSE,CARTRIDGE | 65A, 69kV, Boric Acid Filled, Standard Speed, suit SMD-1A Fuse Mounts | FUSECO | FUSECO POWER SOLUTIONS PTY LTD | 446065R1 | Active | 5
2434280 | TRANSFORMER,VOLTAGE | 12.7kV/240V, 50VA, SWER External Aux Power Supply c/w Pole Mounting Bracket (scm) | SCHNEIDR | SCHNEIDER PTY LTD (MANUFACTURER) | 990000755 POLEMOUNT | Active | 1
2454262 | RECLOSER,AUTO | Sectionaliser, Load Break Switch, 11kV, 3 Ph, 400A, 12.5kA Cap, Vacuum Interrupting, O/door Pole Mount c/w Ctrl Cub, Insulated Cable Droppers, Aux VT | NOJA | NOJA POWER SWITCHGEAR PTY LTD | OSM15-RC10 | Active | 1
2479129 | CONNECTOR ELBOW | 200A, suit 22kV, 3 Core, 35mm2 Al, XLPE Cable, Transformer & RMU Terminations, 3 Elbow Set | RAYCHEM | RAYCHEM (AUSTRALIA) PTY LTD | RSES-VD-525B-E | Active | 5
2479285 | MARKER,LOCATION | Pillar Warning Pole, 1.32m Lg, 32mm Dia, PVC, Hi-Vis, Temporarily replaces Pillar D-Bolt, Rotates Freely with Pin Removed, for visual warning of overgrown Pillar | PWRTECH | POWERTECH RESOURCES | URDFP132 | Active | 1
2443422 | FUSEHOLDER,BASE & CARRIER | 35A, In-Line Standard Blade, Red c/w Weatherproof Fuse-holder Cap | MMELEC | MM ELECTRICAL MERCHANDISING | JAS LV5463R/10 | Active | 1
2479814 | FIXTURE,LIGHTING | 143W RoadFlair BRP393 (L138A) 3K c/w Upcast Adaptor, Major Road, EQTS 05-01-02 (scm) | PHILIPS | PHILIPS AUSTRALIA PTY LTD | 824110136231 | Active | 1
2479822 | FIXTURE,LIGHTING | 210W RoadFlair BRP393 (L204A) 3K c/w Upcast Adaptor, Major Road, EQTS 05-01-02 (scm) | PHILIPS | PHILIPS AUSTRALIA PTY LTD | 824110136251 | Active | 1
2479947 | TEST KIT,FUEL CONDITION | ALS Tribology Diesel Fuel Screening | ALS | AUSTRALIAN LABORATORY SERVICES PTY LTD | WCFKB-QLD | Active | 5
2403127 | FUSE LINK,EXPULSION | 2A, Class K, TS 06-03-01 (scm) | ABBAUST | ABB AUSTRALIA PTY LTD | 7501638 | Active | 2
2403127 | FUSE LINK,EXPULSION | 2A, Class K, TS 06-03-01 (scm) | NGKSTANG | NGK STANGER PTY LTD | ZXC705-02BK37 | Active | 1
2433340 | LAMP,METAL HALIDE | 400W, Hard Glass Exterior, Reflector E40 Cap, Operates on 400W Mercury Vapour Control Gear, for Watchman Floodlight, EQTS 05-03-01 (scm) | EYELIGHT | EYE LIGHTING AUSTRALIA PTY LTD | 116490 | Active | 1
2474666 | BIT,AUGER | Rock, New Centre Grinding Tip, Left Hand c/w 4 x Bullet Teeth | TEBCO | TEBCO PTY LTD | CTLH | Active | 1
2476547 | PLATE | Plate Spring, for Switch Cap, For use in Magnefix / Hazemeyer MD4 RMU | EATONELE | EATON ELECTRIC SYSTEMS PTY LTD | 3048.031 | Active | 1
2476554 | PLATE | Plate Spring, Heavy Duty, for Switch Cap, For use in Magnefix / Hazemeyer MD4 RMU | EATONELE | EATON ELECTRIC SYSTEMS PTY LTD | 3048.548 | Active | 1
2476562 | HOLDER,SPRING | Spring Holder, For Leaf Springs, For use in Magnefix / Hazemeyer MD4 RMU | EATONELE | EATON ELECTRIC SYSTEMS PTY LTD | 3681.52 | Active | 1
2477131 | METER,WATTHOUR | MC11, 2 Element, 1Ph, 230V, 10-100A with Disconnection Relay, Em-lite MC11 Smart Module and LTE Cat-M1 Modem | AMSTG | AMS TECHNOLOGY GROUP PTY LTD | AMS-MC11 | Active | 5
2477891 | LIGHT,WARNING | Emergency Rescue, 16 LED, Yellow, Magnetic, c/w 9 Flash Patterns | AMPLITUD | AMPLITUDE PTY LTD (396777) | Y-LEDML-16/9 | Active | 1
2479509 | CONNECTOR ASSEMBLY,ELECTRICAL | Bus Support, Slip/Rigid Fit, Al, 50mm Pipe to 3" Bolt Circle, Horizontal | ADAPTAUS | ADAPT AUSTRALIA PTY LTD | PLKM2230D050E1 | Active | 1
2479509 | CONNECTOR ASSEMBLY,ELECTRICAL | Bus Support, Slip/Rigid Fit, Al, 50mm Pipe to 3" Bolt Circle, Horizontal | DMCPWR | DMC POWER (MANUFACTURER) | PLKM2230D050E1 | Active | 5
24905 | TUBE,METALLIC | Spiral, Seam Casing Liners, Galv, 0.8mm x 508mm Dia, 1500mm Lg, used to contain Pole Foundations | ROLADUCT | ROLADUCT SPIRAL TUBING PTY LTD | 508 - DIA | Active | 1
2404371 | STAPLE | Wire Staples Galv 30x4mm | MMELEC | MM ELECTRICAL MERCHANDISING | CDANSTPGW03040001000 | Active | 1
2404371 | STAPLE | Wire Staples Galv 30x4mm | BLKWOODJ | J BLACKWOOD & SONS LIMITED | 0685216 500GM PACKS | Active | 2
1728520 | THIMBLE EYENUT | M24, Galv, QESI 25/97 Item 49, Dwg 01-14-05 (P15) (scm) | BRITECH | BRI-TECH PTY LTD | 6512MA | Active | 2
1728520 | THIMBLE EYENUT | M24, Galv, QESI 25/97 Item 49, Dwg 01-14-05 (P15) (scm) | PLP | PREFORMED LINE PRODUCTS (AUST) | THEN-24 | Active | 1
2404209 | FUSE LINK SOLID | Cu, 500V AC, 250A, DIN Type, Size 1 (P3) (scm) | FUSECO | FUSECO POWER SOLUTIONS PTY LTD | NH1-NL | Active | 1
2404054 | SHACKLE | D 20mm, Tested & Stamped with SWL | BLKWOODJ | J BLACKWOOD & SONS LIMITED | 4952206 | Active | 1
2300022 | BAR,METAL | Crossbar, Cast Iron P6/8/9, Telstra Code 099/00067 (scm) | IPLEX | IPLEX PIPELINES AUSTRALIA PTY LTD | CT9967 | Active | 1
105122 | PENETRATING FLUID | Lanolin Liquid, 20L Drum (P2) | RMSRVR | RMS (RIVERSLEIGH MANAGEMENT SERVICES) | EHP20 | Active | 1
621109 | FUSE,CARTRIDGE | 11/22kV, HRC Current Limiting, 12A, 20kA Fault Rating, Powder Filled (scm) | COOPER | COOPER ELECTRICAL AUSTRALIA PTY LTD | FAK45W12 | Active | 1
104197 | INSULATOR,LINE POST | 22kV (11kV Trident) 150kV BIL, Porcelain Vertical Tie Top c/w M20 Stud, ETS 10-01-01, Item 9 (scm) | PENTA | PENTA AUST (TMAC THEW & MCCANN/HYLEC) | PA30076 | Active | 1
104197 | INSULATOR,LINE POST | 22kV (11kV Trident) 150kV BIL, Porcelain Vertical Tie Top c/w M20 Stud, ETS 10-01-01, Item 9 (scm) | MACLEAN | MACLEAN POWER SYSTEMS | R11ET145L-365 | Active | 2
2459857 | PARTS KIT,FIBRE OPTIC | FIST-GCO2, Single Port Cable Sealing Kit, 5 - 30mm Cable Dia Range c/w Central Strength Member Termination, for Closure Joint Box | OPTICAL | OPTICAL FIBRE SYSTEMS PTY LTD | FIST-GC02-RSK-LTS | Active | 1
2453959 | CRIMPING TOOL,TERMINAL,HAND | Brass Terminal Crimper, 0.75 - 6mm2, Roll Crimp | CABAC | CABAC (MANUFACTURER) | HF2 | Active | 1
2408870 | BRACE,CROSSARM | Compression, LH, 75 x 75 x 6 x 1863 Lg, Galv Steel, Stamp with "IIN2408870", EE Dwg ES000742-01 | ISM | ISM MANUFACTURING PTY LTD | ERGON-908948-02-02 | Active | 1
2473742 | LUBRICATING OIL | INOX-MX3 Lubricant, Anti-Corrosion, Anti-Moisture Penetrating Oil, 100g Aerosol, Protects locks against sticking | ATOMSUPP | ATOM SUPPLY GROUP P/L | 60010643 | Active | 1
2474211 | PANEL,PATCH,COMMS | RJ45 Patch Panel, 24 Port, CAT6 c/w Removable Cable Manager | REXEL | REXEL AUSTRALIA | SVDPPC624PC | Active | 1
2476208 | LETTER,SIGN | (G), Pressed Al, 40mm Wide, 22mm High, Black on Yellow, Ergon Dwg 995129-01 (scm) | SUMMIT | SUMMIT GROUP | SF17PE420G | Active | 5
3822 | SOCKET | For HExx Model Surge Arrestors, suit Landis & Gyr AFLC, ETS 2011/0363/T 9i | LANDIS | LANDIS GYR (AUST) PTY LTD | 171.340.04818 | Active | 1
2478402 | SWITCH,PUSH | CH-A-EQ Switchgear Control Pendant, Trip Close Push Button c/w 10m Lead, use with ST-A-EQ Panel Mount Socket | PHOENIX | PHOENIX CONTACT PTY LTD | 1252018 | Active | 1
2478410 | SOCKET | ST-A-EQ Panel Mount Socket, use with CH-A-EQ Switchgear Control Pendant | PHOENIX | PHOENIX CONTACT PTY LTD | 1252016 | Active | 1
2479111 | ANTENNA | P25, BA40-41 Model, Hi Band VHF Binary Array, 136-174Mhz, Al, 3.5m c/w 4.3-10 Connector | RFIND | RF INDUSTRIES PTY LTD | BA40-41-P | Active | 1
2459139 | ALTERNATOR | ECO38-1LN/4, 415V, 3Ph, 50Hz, 1500rpm, 4 Pole, Class H Insulation, Class F Rated Power 250kVA (200kWe), Class H Rated Power 230kVA (184kW), | MECCALTE | MECCALTE GROUP | ECO38-1LN/4 | Active | 5
1778093 | SPRING,VOLUTE | Washer, M16/20, S/Steel Gde 316, Open Ends, 60mm OD Large End, 16.5mm ID Small End, 26 x 6mm, 1.8kN Compression Force, Dwg 01-04-03 (P100) | THOMMRSH | THOMAS MARSH SPRINGS | 1778093 | Active | 1
435009 | PIN | Fuse & Screw Hook Combination, Pattern B Head, ETS 01-01-01, Dwg 01-09-03 (P50) | GREGSF | GREG SEWELL FORGINGS PTY LTD | 435009 | Active | 1
2400566 | FUSE LINK,EXPULSION | 3/10A, Class K, TS 06-03-01 (scm) | NGKSTANG | NGK STANGER PTY LTD | ZXC705-310BK37 | Active | 1
620052 | FUSE LINK,EXPULSION | 8A, Class K, TS 06-03-01 (scm) | ABBAUST | ABB AUSTRALIA PTY LTD | 7501642 | Active | 2
620052 | FUSE LINK,EXPULSION | 8A, Class K, TS 06-03-01 (scm) | NGKSTANG | NGK STANGER PTY LTD | ZXC705-08BK37 | Active | 1
620079 | FUSE LINK,EXPULSION | 10A, Class K, TS 06-03-01 (scm) | ABBAUST | ABB AUSTRALIA PTY LTD | 7501643 | Active | 2
620079 | FUSE LINK,EXPULSION | 10A, Class K, TS 06-03-01 (scm) | NGKSTANG | NGK STANGER PTY LTD | ZXC705-10BK37 | Active | 1
620087 | FUSE LINK,EXPULSION | 16A, Class K, TS 06-03-01 (scm) | ABBAUST | ABB AUSTRALIA PTY LTD | 7501644 | Active | 2
620087 | FUSE LINK,EXPULSION | 16A, Class K, TS 06-03-01 (scm) | NGKSTANG | NGK STANGER PTY LTD | ZXC705-16BK37 | Active | 1
5031 | TRANSFORMER,VOLTAGE | 245kV, IVT, 50Hz, Post Type 1Ph Outdoor c/w Metering Accuracy Tests | KONCAR | KONCAR - ELECTRICAL INDUSTRY INC | M172173 | Active | 1
2453454 | INSULATOR,LINE POST | 11/22kV, 150kV BIL Porcelain, Top Plate 76mm PCD 4 x Holes, 12mm Threads c/w M20 x 195mm Stud (scm) | MACLEAN | MACLEAN POWER SYSTEMS | DPSP-02 | Active | 1
2476216 | LETTER,SIGN | (L), Pressed Al, 40mm Wide, 22mm High, Black on Yellow, Ergon Dwg 995129-01 (scm) | SUMMIT | SUMMIT GROUP | SF17PE420L | Active | 5
2476273 | LETTER,SIGN | (Y), Pressed Al, 40mm Wide, 22mm High, Black on Yellow, Ergon Dwg 995129-01 (scm) | SUMMIT | SUMMIT GROUP | SF17PE420Y | Active | 5
2476265 | LETTER,SIGN | (X), Pressed Al, 40mm Wide, 22mm High, Black on Yellow, Ergon Dwg 995129-01 (scm) | SUMMIT | SUMMIT GROUP | SF17PE420X | Active | 5
1758106 | SCREW,COACH | M16 x 150mm, Galv, Aust Std (P50) (scm) | GREGSF | GREG SEWELL FORGINGS PTY LTD | 1758106 | Active | 1
105065 | FUSE LINK SOLID | Carrier, suitable for 33kV EDO (scm) | NGKSTANG | NGK STANGER PTY LTD | 71330/36 | Active | 2
105065 | FUSE LINK SOLID | Carrier, suitable for 33kV EDO (scm) | AEMAUST | AEM AUSTRALIA PTY LTD | A7623 | Active | 1
610069 | FUSE LINK SOLID | Carrier, suitable for 11/22kV EDO (scm) | AEMAUST | AEM AUSTRALIA PTY LTD | A40800680 | Active | 1
610069 | FUSE LINK SOLID | Carrier, suitable for 11/22kV EDO (scm) | NGKSTANG | NGK STANGER PTY LTD | 71330/12 | Active | 2
2455939 | GREASE,SPECIAL PURPOSE | Castrol Magna GC 32, Oil Base, Liquid, Amber, 20L Drum | CASTROL | CASTROL AUSTRALIA PTY LTD | 451031-AU07 | Active | 5
2443414 | CLAMP,ANTENNA | FP Series, Flat Plate, Lightweight, Galv, 90Deg Mount c/w S/Steel U Bolt, 25mm Min & 50mm Max Boom Size | RFIND | RF INDUSTRIES PTY LTD | FP-1 | Active | 1
2407268 | SOCKET TONGUE | Twisted, 160kN, ETS 11-09-01 | PLP | PREFORMED LINE PRODUCTS (AUST) | TST-160-1C | Active | 1
104769 | PLUG,RUBBER | Type Large Beam, suit Power Beam | AMALPENG | AMALGAMATED PLASTIC ENGINEERING | LARGERUBBERPLUG | Active | 1
104770 | PLUG,RUBBER | Type Small Beam, suit Power Beam | AMALPENG | AMALGAMATED PLASTIC ENGINEERING | SMALLRUBBERPLUG | Active | 1
2459691 | SWITCH,ROTARY | Flicker, Arching Horn, suit 66kV Double Break Rotary ABS, Dwg 70443/3 | NGKSTANG | NGK STANGER PTY LTD | 70443/3 | Active | 1
2459253 | GREASE,EXTREME PRESSURE | Maxi-lube Red, Multi-Purpose Lubricant, Rust & Corrosion Peventative, Heavy Load Conditions, Heat-Reversion Properties, High Temp Resistance continuous up to | CHEMSRCH | CHEMSEARCH | 4566 | Active | 5
2452225 | LABEL | A4 Laser Printer Sheet, Adhesive Back, 297 x 210mm, Blank, Printable Polyester, White, Printing Material for Substation use (P25 Sheets) | BRADY | BRADY AUSTRALIA | ELAT-28-747-W | Active | 5
2402148 | SOAP,GRIT | 71128, Hand, Abrasive, Pumice, Solvol or Equivalent (Ctn 24) | AUSTCHEM | AUSTRALIAN CHEMICALS PTY LTD | PS0457 | Active | 5
2402126 | SOLVENT,ADHESIVE JOINT | Cement, PVC, Low Vapour, 250ml Brush on Applications, Green | MMELEC | MM ELECTRICAL MERCHANDISING | OMETRA-A5429 | Active | 1
2404868 | STUD,PLAIN | Line Post Insulator, M20 x 239mm, Morlynn P/N 10887, to suit Morlynn P/N H11202 66kV Line Post Insulator (scm) | TYCOELEC | TYCO ELECTRONICS | 10887 | Active | 1
2404019 | CLAMP,TREFOIL | Cast Al, Cable, Bolts & Nuts, Size 56.5 to 59mm (scm) | INTERENG | INTERTECH ENGINEERING PTY LTD | CABUS 5459 | Active | 5
104364 | SEAL | Tamper Evident Seal | MINEHAN | MINEHAN AGENCIES PTY LTD | 22-01-ESTAG | Active | 1
2400638 | FUSE,CARTRIDGE | 415V AC, HRC Cartridge JP Type, 315A, 2 Hole Bolt-in Slotted Centre Tags, 82mm Fixing Centres, Wedge Type Carrier | FUSECO | FUSECO POWER SOLUTIONS PTY LTD | JPU315 | Active | 5
446477 | LETTER,SIGN | (U), Pressed Al, Plain, Dwg 22-A4-200 Rev B | METALTI | METAL-TECH INDUSTRIES (TRADE POLISHERS) | LETTER U | Active | 1
1855719 | NAIL | Drive Screw, 40 x 3.75mm, Galv, Helical Threaded, 25kg Carton (scm) | MMELEC | MM ELECTRICAL MERCHANDISING | NDSHTG4037525 | Active | 1
2406300 | INSULATOR,LINE POST | 66kV, 350kV BIL, Porcelain, Horizontal Clamp Top, Gain Base ETS 10-01-01 | TECONN | TE CONNECTIVITY LTD | LP-R12.5EH350-1920PG02 | Active | 1
2400845 | INSULATOR,LINE POST | 33kV, 200kV BIL, Porcelain, Vertical Tie Top (AS Designation R12.5ET200N) Suitable for use, and c/w Galv M24 x 54mm Bolt | TYCOELEC | TYCO ELECTRONICS | 5341AX | Active | 1
446442 | LETTER,SIGN | (S), Pressed Al, Plain, Dwg 22-A4-200 Rev B (P100) | METALTI | METAL-TECH INDUSTRIES (TRADE POLISHERS) | LETTER S | Active | 1
2400678 | NUT,EYE | 1.5" sq, Section x 18", Galv, Thimble, Guy Adapter, for Swamp SS Guy Anchor | TEN | THE ENERGY NETWORK (AUST) PTY LTD | D6606US | Active | 1
104423 | CLAMP,TREFOIL | Cast Al, suit Cable 38mm to 40mm Dia c/w Clamping Bolts etc, for use with M12 Fixing Bolt (MOQ10 Per Region) (scm) | INTERENG | INTERTECH ENGINEERING PTY LTD | CABUS 5440 | Active | 5
2400697 | SOCKET TONGUE | 70kN, Forged Steel c/w 'W' Clip Security Pin | PLP | PREFORMED LINE PRODUCTS (AUST) | ST-070-1 | Active | 5
2437101 | FILTER,BAND SUPPRESSION | Bulkhead Suppressor 125 - 1000MHz, N-Type Female Connectors | RFIND | RF INDUSTRIES PTY LTD | IS-B50LN-C2 | Active | 1
104298 | HAND CLEANER | Waterless Scrub, Dissolves Grease & Oils Contains Lanolin & Special Skin Conditioners, 3.8kg (P4) | MINEHAN | MINEHAN AGENCIES PTY LTD | 16-02-10291 | Active | 1
104298 | HAND CLEANER | Waterless Scrub, Dissolves Grease & Oils Contains Lanolin & Special Skin Conditioners, 3.8kg (P4) | MMELEC | MM ELECTRICAL MERCHANDISING | MIN16-02-10291 | Active | 2
2471993 | MARKER | Bundle Box Indicator, Grey, Acrylic UV Stable, 125A Engraved, for Fuse Size Identification (scm) | PEQ | PLASTIC ENGINEERING QLD | GREY-504-125A | Active | 1
2472017 | MARKER | Bundle Box Indicator, Green, Acrylic UV Stable, 200A Engraved, for Fuse Size Identification (scm) | PEQ | PLASTIC ENGINEERING QLD | GREEN-6TL1-200A | Active | 1
2403482 | SOLDER,LEAD-TIN ALLOY | 35/65, 300mm, 25mm, 0.5kg Sticks, Wiping Metal, Paper/Lead Cable Repair AS1834-1979 | IDEALELE | IDEAL ELECTRICAL SUPPLIERS | SOLDER 35/65 | Active | 1
1850245 | LADDER,EXTENSION | Fibreglass, 8.8m Fully Extended, ETS RSE02 | LADAMAX | LADAMAX ALUMINIUM PRODUCTS PTY LTD | FXT-EQ29 | Active | 5
17272 | INSULATION SLEEVING,ELEC,SPEC | Split Sleeve, Grey EPDM, 10mm ID, 2 x 15m Coils per Box | TYCOELEC | TYCO ELECTRONICS | MVCC-G-10/.40(S30)-001 | Active | 1
17273 | INSULATION SLEEVING,ELEC,SPEC | Split Sleeve, Grey EPDM, 20mm ID, 1 x 15m Coil per Box | TYCOELEC | TYCO ELECTRONICS | MVCC-G-19/.75(S15)-001 | Active | 1
2481513 | CONNECTOR,ELECTRICAL | Inner Cone Plug, suit Cable 76/132kV, 1C 1200mm2 Stranded Segmental Milliken WB Al, XLPE/OF/WBT/CAS(25kA/1Sec)/LLDPE/ Nyl/MDPE, Graphite Coating u/w Brugg | BRUGG | BRUGG CABLES (MANUFACTURER) | S1960-4 (1200AL1C) | Active | 5
2481513 | CONNECTOR,ELECTRICAL | Inner Cone Plug, suit Cable 76/132kV, 1C 1200mm2 Stranded Segmental Milliken WB Al, XLPE/OF/WBT/CAS(25kA/1Sec)/LLDPE/ Nyl/MDPE, Graphite Coating u/w Brugg | CBLGRID | CABLE GRID AUSTRALIA PTY LTD | CG-2481513-S1960-4 | Active | 1
2400070 | BRACKET,MOUNTING | 66kV Suspension Extension, 16mm Galv Steel Rod c/w 2 Hex Head Nuts, Dwg 10/26 | EZYSTRUT | EZYSTRUT CABLE & PIPE SUPPORTS | E2400070 | Active | 1
104370 | BALL EYE | 70kN, AS1154 Part 2 70/BE | GREGSF | GREG SEWELL FORGINGS PTY LTD | BEL70 | Active | 1
2407254 | BALL EYE | 120kN, ETS 11-09-01 | PLP | PREFORMED LINE PRODUCTS (AUST) | BEL120 | Active | 1
2407266 | BALL EYE | 160kN, ETS 11-09-01 | TEN | THE ENERGY NETWORK (AUST) PTY LTD | BE-160 | Active | 1
2407266 | BALL EYE | 160kN, ETS 11-09-01 | PLP | PREFORMED LINE PRODUCTS (AUST) | BEL160 | Active | 2
2407267 | BALL EYE | Extension Link, 160kN, 500mm Lg, ETS 11-09-01 | TEN | THE ENERGY NETWORK (AUST) PTY LTD | BEEL-160-500 | Active | 1
2407267 | BALL EYE | Extension Link, 160kN, 500mm Lg, ETS 11-09-01 | PLP | PREFORMED LINE PRODUCTS (AUST) | ELBE-160-500-1 | Active | 2
2433787 | INSTRUMENT,CABLE IDENTIFIER | c/w Transmitter, Receiver & Headphone, System in Hard Plastic Case | PENTA | PENTA AUST (TMAC THEW & MCCANN/HYLEC) | PA10863 | Active | 1
2433787 | INSTRUMENT,CABLE IDENTIFIER | c/w Transmitter, Receiver & Headphone, System in Hard Plastic Case | THEWMCCA | TMAC THEW & MCCANN GROUP | TM10863 | Active | 2
2451243 | CABLE,SPECIAL PURPOSE,ELECTRICAL | Control, 25 Pairs Twisted, 24AWG, 7 x 32 Strand, Tinned Cu, Semi-rigid PVC Insulated/Al Foil & Polyester Tape/24AWG TC Drain Wire/PVC Jacket, for RS-232 | MMELEC | MM ELECTRICAL MERCHANDISING | BEL9525R305CE | Active | 2
2451243 | CABLE,SPECIAL PURPOSE,ELECTRICAL | Control, 25 Pairs Twisted, 24AWG, 7 x 32 Strand, Tinned Cu, Semi-rigid PVC Insulated/Al Foil & Polyester Tape/24AWG TC Drain Wire/PVC Jacket, for RS-232 | BELDEN | BELDEN INC (MANUFACTURER) | 9525 | Active | 1
2481034 | MASK,SURGICAL | Disposable, Surgical Blue/White Mask, 3 Ply, Horizontal Flat Fold, Box 50 | ATOMSUPP | ATOM SUPPLY GROUP P/L | 455481 | Active | 1
2481034 | MASK,SURGICAL | Disposable, Surgical Blue/White Mask, 3 Ply, Horizontal Flat Fold, Box 50 | AHC | ABSOLUTE HEALTH CO | ABSOLUTE 3PLY | Active | 2
22361 | ANTENNA | Paddle Pop, 3G/4G on Glass, 700-2700MHz Freq Range c/w 150mm Lead, FME Connector & Red Heatshrink | INTERCEL | INTERCEL PTY LTD | ANTMPATCHEGX150 | Active | 5
17201 | BRACKET,MOUNTING | Antenna Mount, Steel, for use with Stumpy Antenna SC17200 | INTERCEL | INTERCEL PTY LTD | MSCANTBRA | Active | 2
17201 | BRACKET,MOUNTING | Antenna Mount, Steel, for use with Stumpy Antenna SC17200 | ZCG | ZCG SCALAR | GM6 | Active | 2
17201 | BRACKET,MOUNTING | Antenna Mount, Steel, for use with Stumpy Antenna SC17200 | RFIND | RF INDUSTRIES PTY LTD | TLM-3 | Active | 1
17401 | HELMET,SAFETY | Chainsaw Protection, Steel Mesh Multi Fit Visor, Attached Earmuffs: 29.5 dB Min Rating | STIHL | STIHL GROUP | 70048880800 | Active | 1
25031 | ANTENNA | Stumpy, 3G/4G, 700-2700MHz Freq Range, c/w 2m Lead, SMA Connector | EDMI | EDMI PTY LTD | MDMANT23022B_1MTR | Active | 5
2433803 | LABEL | SL 32A, Paper, Self Adhesive, 33 x 13mm, Black Text on High-Vis Yellow B/Ground, Pack of 400 (scm) | CUTLER | CUTLER BRANDS PTY LTD | ERGENE-2433803 | Active | 1
2481166 | PROTECTOR,HEARING | Earmuffs, 32dB Rating, Class 5 SCL80, Headband Style, 3M Peltor Optime H520A, Green | ATOMSUPP | ATOM SUPPLY GROUP P/L | 40024990 | Active | 1
2481166 | PROTECTOR,HEARING | Earmuffs, 32dB Rating, Class 5 SCL80, Headband Style, 3M Peltor Optime H520A, Green | 3MAUST | 3M AUSTRALIA PTY LTD | 70071730553 | Active | 5
2481174 | PROTECTOR,HEARING | Earmuffs, 28dB Rating, Class 5 SLC80, Foldable Style, 3M Peltor Optime H510F, Yellow | ATOMSUPP | ATOM SUPPLY GROUP P/L | 40024986 | Active | 1
2481174 | PROTECTOR,HEARING | Earmuffs, 28dB Rating, Class 5 SLC80, Foldable Style, 3M Peltor Optime H510F, Yellow | 3MAUST | 3M AUSTRALIA PTY LTD | 70071730504 | Active | 5
22759 | BRACKET,MOUNTING | Pole Bracket, 450mm Lg, Galv Steel, c/w 280mm Outreach, M24 Bolt Holes, for 11kV ABC Suspension Assy (scm) | PLP | PREFORMED LINE PRODUCTS (AUST) | D-SB10312/1 | Active | 5
22877 | BRACKET,MOUNTING | MK10D Meter Hanging Clip, Plastic, suit Atlas Polyphase Meters | EDMI | EDMI PTY LTD | PLAS21111A | Active | 5
19032 | ANTENNA | Whip, 3G/4G, 6dB, 700-2700MHz Freq Range c/w 2m Lead, FME Connector, L-Bracket, Mounting Hardware & Red Heatshrink | INTERCEL | INTERCEL PTY LTD | ANT7DB12 | Active | 2
19032 | ANTENNA | Whip, 3G/4G, 6dB, 700-2700MHz Freq Range c/w 2m Lead, FME Connector, L-Bracket, Mounting Hardware & Red Heatshrink | RFIND | RF INDUSTRIES PTY LTD | CD7195 | Active | 1
2481414 | JOINT,ELECTRICAL POWER CABLE | Screen Break, 76/132kV, 1C, 1200mm2 Stranded Segmental Milliken WB Al, XLPE/ OF/WBT/CAS(25kA/1Sec)/LLDPE/Nyl/MDPE, Graphite Coating | BRUGG | BRUGG CABLES (MANUFACTURER) | S1964-4 | Active | 5
2481414 | JOINT,ELECTRICAL POWER CABLE | Screen Break, 76/132kV, 1C, 1200mm2 Stranded Segmental Milliken WB Al, XLPE/ OF/WBT/CAS(25kA/1Sec)/LLDPE/Nyl/MDPE, Graphite Coating | CBLGRID | CABLE GRID AUSTRALIA PTY LTD | CG-2481414-S1964-4 | Active | 1
2481455 | TERMINATION KIT,ELECTRICAL CABLE | Outdoor, 76/132kV, 1C, 630mm2 Stranded Compacted Circ WB Al, XLPE/OF/WBT/ CAS(25kA/1Sec)/LLDPE/Nyl/MDPE, Graphite Coating | BRUGG | BRUGG CABLES (MANUFACTURER) | S1924-4-630-OF | Active | 5
2481455 | TERMINATION KIT,ELECTRICAL CABLE | Outdoor, 76/132kV, 1C, 630mm2 Stranded Compacted Circ WB Al, XLPE/OF/WBT/ CAS(25kA/1Sec)/LLDPE/Nyl/MDPE, Graphite Coating | CBLGRID | CABLE GRID AUSTRALIA PTY LTD | CG-2481455-S1924-4 | Active | 1
2481463 | TERMINATION KIT,ELECTRICAL CABLE | Outdoor, 76/132kV, 1C, 1200mm2 Stranded Segmental Milliken WB Al, XLPE/OF/WBT/ CAS(25kA/1Sec)/LLDPE/Nyl/MDPE, Graphite Coating | BRUGG | BRUGG CABLES (MANUFACTURER) | S1925-4-1200-OF-AL | Active | 5
2481463 | TERMINATION KIT,ELECTRICAL CABLE | Outdoor, 76/132kV, 1C, 1200mm2 Stranded Segmental Milliken WB Al, XLPE/OF/WBT/ CAS(25kA/1Sec)/LLDPE/Nyl/MDPE, Graphite Coating | CBLGRID | CABLE GRID AUSTRALIA PTY LTD | CG-2481463-S1925-4 | Active | 1
2481521 | CONNECTOR,ELECTRICAL | Inner Cone Plug, suit Cable 76/132kV, 1C 1200mm2 Stranded Segmental Milliken WB Cu, XLPE/OF/WBT/CorrCu Sheath (40kA/0.5Sec)/MDPE, Graphite Coating u/w | BRUGG | BRUGG CABLES (MANUFACTURER) | S1867-4 | Active | 5
2481521 | CONNECTOR,ELECTRICAL | Inner Cone Plug, suit Cable 76/132kV, 1C 1200mm2 Stranded Segmental Milliken WB Cu, XLPE/OF/WBT/CorrCu Sheath (40kA/0.5Sec)/MDPE, Graphite Coating u/w | CBLGRID | CABLE GRID AUSTRALIA PTY LTD | CG-2481521-S1867-4 | Active | 1
2481539 | CONNECTOR,ELECTRICAL | Inner Cone Plug, suit Cable 76/132kV, 1C 1600mm2 Stranded Segmental Milliken WB Cu, XLPE/OF/WBT/CAS(40kA/0.5Sec)/MDPE, Graphite Coating u/w Brugg Socket | BRUGG | BRUGG CABLES (MANUFACTURER) | S1961-4 (1600CU1C) | Active | 5
2481539 | CONNECTOR,ELECTRICAL | Inner Cone Plug, suit Cable 76/132kV, 1C 1600mm2 Stranded Segmental Milliken WB Cu, XLPE/OF/WBT/CAS(40kA/0.5Sec)/MDPE, Graphite Coating u/w Brugg Socket | CBLGRID | CABLE GRID AUSTRALIA PTY LTD | CG-2481539-S1961-4 | Active | 1
2467793 | SWITCHGEAR | RMU, 24kV, 4 x Feeder Switches, GAC 4K, JTS 06-08-01 (scm) | ORMAUST | ORMAZABAL AUSTRALIA P/L | 500019986 | Active | 5
2467801 | SWITCHGEAR | RMU, 24kV, 3 x Feeder Switches, GAC 3K, JTS 06-08-01 (scm) | ORMAUST | ORMAZABAL AUSTRALIA P/L | 500019987 | Active | 5
104186 | BRACKET,MOUNTING | Street Light, Major Road, 1.5m Outreach, Galv Steel, MA1, EQTS 05-02-01, Dwg 875179-01 (scm) | EZYSTRUT | EZYSTRUT CABLE & PIPE SUPPORTS | E0104186 | Active | 2
104186 | BRACKET,MOUNTING | Street Light, Major Road, 1.5m Outreach, Galv Steel, MA1, EQTS 05-02-01, Dwg 875179-01 (scm) | HAYIND | HAYMAN INDUSTRIES PTY LTD | 22390 | Active | 2
104186 | BRACKET,MOUNTING | Street Light, Major Road, 1.5m Outreach, Galv Steel, MA1, EQTS 05-02-01, Dwg 875179-01 (scm) | INGAL | INGAL EPS | GEX22390 | Active | 2
104186 | BRACKET,MOUNTING | Street Light, Major Road, 1.5m Outreach, Galv Steel, MA1, EQTS 05-02-01, Dwg 875179-01 (scm) | IUPOLE | INTERNATIONAL UTILITY POLES PTY LTD | EX-22390 | Active | 2
104186 | BRACKET,MOUNTING | Street Light, Major Road, 1.5m Outreach, Galv Steel, MA1, EQTS 05-02-01, Dwg 875179-01 (scm) | GMPOLES | GM POLES PTY LTD | SL-WPB-MA1 | Active | 1
104186 | BRACKET,MOUNTING | Street Light, Major Road, 1.5m Outreach, Galv Steel, MA1, EQTS 05-02-01, Dwg 875179-01 (scm) | GPA | GALVANISED POLES AUSTRALIA | GPA104186 / 22390 | Active | 2
104187 | BRACKET,MOUNTING | Street Light, Major Road, 3.0m Outreach, 1.0m Uplift, Galv Steel, MA2, EQTS 05-02-01, Dwg 875180-01 (scm) | GPA | GALVANISED POLES AUSTRALIA | GPA104187 / 22402 | Active | 2
104187 | BRACKET,MOUNTING | Street Light, Major Road, 3.0m Outreach, 1.0m Uplift, Galv Steel, MA2, EQTS 05-02-01, Dwg 875180-01 (scm) | EZYSTRUT | EZYSTRUT CABLE & PIPE SUPPORTS | E0104187 | Active | 2
104187 | BRACKET,MOUNTING | Street Light, Major Road, 3.0m Outreach, 1.0m Uplift, Galv Steel, MA2, EQTS 05-02-01, Dwg 875180-01 (scm) | HAYIND | HAYMAN INDUSTRIES PTY LTD | 22402 | Active | 2
104187 | BRACKET,MOUNTING | Street Light, Major Road, 3.0m Outreach, 1.0m Uplift, Galv Steel, MA2, EQTS 05-02-01, Dwg 875180-01 (scm) | INGAL | INGAL EPS | GEX22402 | Active | 2
104187 | BRACKET,MOUNTING | Street Light, Major Road, 3.0m Outreach, 1.0m Uplift, Galv Steel, MA2, EQTS 05-02-01, Dwg 875180-01 (scm) | IUPOLE | INTERNATIONAL UTILITY POLES PTY LTD | EX-22402 | Active | 2
104187 | BRACKET,MOUNTING | Street Light, Major Road, 3.0m Outreach, 1.0m Uplift, Galv Steel, MA2, EQTS 05-02-01, Dwg 875180-01 (scm) | GMPOLES | GM POLES PTY LTD | SL-WPB-MA2 | Active | 1
2480978 | TERMINATION KIT,ELECTRICAL CABLE | Outdoor, 132kV, 300mm2 Cu, XLPE Cable, Self-Sup Termination c/w Composite Insulator | NKT | NKT PTY LTD (AUSTRALIA) | TD145 | Active | 5
2467421 | FIXTURE,LIGHTING | 100W Tango G3 LED Flood, Watchman, 4K Symmetrical Wide Beam, EQTS 05-01-02 (scm) | PHILIPS | PHILIPS AUSTRALIA PTY LTD | 824110170421 | Phasing | 1
2479848 | FIXTURE,LIGHTING | 70W Tango G4 LED Flood, Watchman, 4K Symmetrical Wide Beam, c/w 1.5m Lead, EQTS 05-01-02 (scm) | PHILIPS | PHILIPS AUSTRALIA PTY LTD | 824110137931 | Active | 1
2443174 | MODEM,COMMUNICATIONS | SABRE Ranger Satellite, Inmarsat BGAN Terminal, IP65 Rated Enclosure, Built-in Ethernet & Analog Phone Interfaces | ASTAUST | AST AUSTRALIA GLOBAL SATELLITE COMMS | AC2698400 | Phasing | 1
104188 | BRACKET,MOUNTING | Street Light, Major Road, 4.5m Outreach, 2.5m Uplift, Galv Steel, MA3 c/w Stays & Clamp, EQTS 05-02-01, Dwg 10-3-9-1(scm) | HAYIND | HAYMAN INDUSTRIES PTY LTD | 22403 | Active | 2
104188 | BRACKET,MOUNTING | Street Light, Major Road, 4.5m Outreach, 2.5m Uplift, Galv Steel, MA3 c/w Stays & Clamp, EQTS 05-02-01, Dwg 10-3-9-1(scm) | GMPOLES | GM POLES PTY LTD | SL-WPB-MA3 | Active | 1
104188 | BRACKET,MOUNTING | Street Light, Major Road, 4.5m Outreach, 2.5m Uplift, Galv Steel, MA3 c/w Stays & Clamp, EQTS 05-02-01, Dwg 10-3-9-1(scm) | GPA | GALVANISED POLES AUSTRALIA | GPA104188 / 22403 | Active | 2
104188 | BRACKET,MOUNTING | Street Light, Major Road, 4.5m Outreach, 2.5m Uplift, Galv Steel, MA3 c/w Stays & Clamp, EQTS 05-02-01, Dwg 10-3-9-1(scm) | EZYSTRUT | EZYSTRUT CABLE & PIPE SUPPORTS | E0104188 | Active | 2
104188 | BRACKET,MOUNTING | Street Light, Major Road, 4.5m Outreach, 2.5m Uplift, Galv Steel, MA3 c/w Stays & Clamp, EQTS 05-02-01, Dwg 10-3-9-1(scm) | INGAL | INGAL EPS | GEX22403 | Active | 2
104188 | BRACKET,MOUNTING | Street Light, Major Road, 4.5m Outreach, 2.5m Uplift, Galv Steel, MA3 c/w Stays & Clamp, EQTS 05-02-01, Dwg 10-3-9-1(scm) | IUPOLE | INTERNATIONAL UTILITY POLES PTY LTD | EX-22403 | Active | 2
104190 | BRACKET,MOUNTING | Street Light, Major Road, 3.0m Outreach, 4.0m Uplift, Galv Steel, MA4 c/w Stays & Clamp, EQTS 05-02-01, Dwg 10-3-10-1(scm) | GPA | GALVANISED POLES AUSTRALIA | GPA104190 / 22404 | Active | 2
104190 | BRACKET,MOUNTING | Street Light, Major Road, 3.0m Outreach, 4.0m Uplift, Galv Steel, MA4 c/w Stays & Clamp, EQTS 05-02-01, Dwg 10-3-10-1(scm) | EZYSTRUT | EZYSTRUT CABLE & PIPE SUPPORTS | E0104190 | Active | 2
104190 | BRACKET,MOUNTING | Street Light, Major Road, 3.0m Outreach, 4.0m Uplift, Galv Steel, MA4 c/w Stays & Clamp, EQTS 05-02-01, Dwg 10-3-10-1(scm) | HAYIND | HAYMAN INDUSTRIES PTY LTD | 22404 | Active | 2
104190 | BRACKET,MOUNTING | Street Light, Major Road, 3.0m Outreach, 4.0m Uplift, Galv Steel, MA4 c/w Stays & Clamp, EQTS 05-02-01, Dwg 10-3-10-1(scm) | INGAL | INGAL EPS | GEX22404 | Active | 2
104190 | BRACKET,MOUNTING | Street Light, Major Road, 3.0m Outreach, 4.0m Uplift, Galv Steel, MA4 c/w Stays & Clamp, EQTS 05-02-01, Dwg 10-3-10-1(scm) | IUPOLE | INTERNATIONAL UTILITY POLES PTY LTD | EX-22404 | Active | 2
104190 | BRACKET,MOUNTING | Street Light, Major Road, 3.0m Outreach, 4.0m Uplift, Galv Steel, MA4 c/w Stays & Clamp, EQTS 05-02-01, Dwg 10-3-10-1(scm) | GMPOLES | GM POLES PTY LTD | SL-WPB-MA4 | Active | 1
104203 | BRACKET,MOUNTING | Mains Connection Box, 120 x 120 x 120mm, Pole Mounted (scm) | REXEL | REXEL AUSTRALIA | DWEERPB1 | Active | 1
104210 | BRACKET,MOUNTING | Angle, Service Cable, Galv, EE Dwg 875237-01 (P300) (scm) | GREGSF | GREG SEWELL FORGINGS PTY LTD | 6145 | Active | 1
104251 | BRACKET,MOUNTING | 11/22kV Cable Termination, Galv, Dwg 22-1054 Rev D | POLLARDS | POLLARDS GALVANIZING PTY LTD | 104251 | Active | 1
104314 | BRACKET,MOUNTING | Wall Mount Support, LV Distribution Cabinet, 6 Module c/w 2 Mounting Bars & Fixings, Dwg 875268-01 (scm) | WEBER | WEBER SOUTH PACIFIC PTY LTD | VEB100X5 | Active | 5
104453 | BRACKET,MOUNTING | Pole Mount, Twin Voltage Regulators, EE Dwg 872319-01 (scm) | EZYSTRUT | EZYSTRUT CABLE & PIPE SUPPORTS | E104453 | Active | 1
104500 | BRACKET,MOUNTING | Hook, 16mm, suit Mounting on Concrete or Wood Poles (P25) (scm) | PLP | PREFORMED LINE PRODUCTS (AUST) | GSHP-16 | Active | 1
24927 | MASK,AIR FILTERING | Sunstroms SR200 Repository Protection Heavy Duty Use, Fulltime Exposure, Long Term Work in Areas Requiring High Protection LVLS, SSGIS Application Only | BLKWOODJ | J BLACKWOOD & SONS LIMITED | 0444 4929 | Active | 1
24927 | MASK,AIR FILTERING | Sunstroms SR200 Repository Protection Heavy Duty Use, Fulltime Exposure, Long Term Work in Areas Requiring High Protection LVLS, SSGIS Application Only | SUNDSTRM | SUNDSTROM P/L | 4179 | Active | 5
2478428 | BATTERY,STORAGE | 48V, 150Ah, Dual String, 16 x UXH75-6 VRLA, c/w Enclosed Rack, 00000015 Item 3H+E | CENTURY | CENTURY YUASA BATTERIES PTY LTD | 341239 | Active | 1
2481026 | CABLE,POWER,ELECTRICAL | Parallel Twin Flexible, 0.6/1kV, 2C, 4.0mm2 Cu, NBR Elasomer Insulated/PVC Sheath, Red/Blue, UV Stabilised, Flame Retardant | CMI ELEC | CMI ELECTRICAL PRODUCTS | TW04RD/BE | Active | 1
2481422 | JOINT,ELECTRICAL POWER CABLE | Screen Break, 76/132kV, 1C, 1200mm2 Stranded Segmental Milliken WB Cu, XLPE/ OF/WBT/CorrCu Sheath(40kA/0.5Sec)/MDPE, Graphite Coating | BRUGG | BRUGG CABLES (MANUFACTURER) | S1964-4 | Active | 5
2481422 | JOINT,ELECTRICAL POWER CABLE | Screen Break, 76/132kV, 1C, 1200mm2 Stranded Segmental Milliken WB Cu, XLPE/ OF/WBT/CorrCu Sheath(40kA/0.5Sec)/MDPE, Graphite Coating | CBLGRID | CABLE GRID AUSTRALIA PTY LTD | CG-2481422-S1964-4 | Active | 1
2481448 | TERMINATION KIT,ELECTRICAL CABLE | Outdoor, 76/132kV, 1C, 630mm2 Stranded Compacted Circ WB Al, XLPE/WBT/ CAS(25kA/1Sec)/LLDPE/Nyl/MDPE, Graphite Coating | CBLGRID | CABLE GRID AUSTRALIA PTY LTD | CG-2481448-S1924-4 | Active | 1
2481448 | TERMINATION KIT,ELECTRICAL CABLE | Outdoor, 76/132kV, 1C, 630mm2 Stranded Compacted Circ WB Al, XLPE/WBT/ CAS(25kA/1Sec)/LLDPE/Nyl/MDPE, Graphite Coating | BRUGG | BRUGG CABLES (MANUFACTURER) | S1924-4-630 | Active | 5
2478204 | SWITCHGEAR | RMU, 24kV, RM6 IQI, c/w IAC Box, TX Cables & Cable Grommets, suit Schneider Padmount Substation | SCHNEIDR | SCHNEIDER PTY LTD (MANUFACTURER) | HRB10114LC | Active | 5
2478212 | SWITCHGEAR | RMU, 24kV, RM6 IIQI, c/w IAC Box, TX Cables & Cable Grommets, suit Schneider Padmount Substation | SCHNEIDR | SCHNEIDER PTY LTD (MANUFACTURER) | HRB10115LC | Active | 5
2478220 | SWITCHGEAR | RMU, 24kV, RM6 QIQI, c/w IAC Box, TX Cables & Cable Grommets, suit Schneider Padmount Substation | SCHNEIDR | SCHNEIDER PTY LTD (MANUFACTURER) | HRB10116LC | Active | 5
2481604 | MARKER,IDENTIFICATION | Pressure Sensitive Vinyl, 40 x 38mm, Legend "LP21 3K"" 20 x 6.5mm, Black Text on White B/Ground, Sht of 40 | ARTCRAFT | ARTCRAFT PTY LTD (QLD) | C0010230 | Active | 1
104534 | BRACKET,MOUNTING | Support Clamp, Galv, Fibre Optic Cable, Dwg 884359-01 (scm) | EZYSTRUT | EZYSTRUT CABLE & PIPE SUPPORTS | E104534 | Active | 1
104588 | BRACKET,MOUNTING | Regulator Mount, Galv, suit 100A Regulator, EE Dwg A4 889392-01 (scm) | EZYSTRUT | EZYSTRUT CABLE & PIPE SUPPORTS | E104588 | Active | 1
104692 | BRACKET,MOUNTING | Street Light, Minor Road, 3.0m Outreach, 1.0m Uplift, Galv Steel, MI2, EQTS 05-02-01, Dwg 897227-01 (scm) | EZYSTRUT | EZYSTRUT CABLE & PIPE SUPPORTS | E0104692 | Active | 2
104692 | BRACKET,MOUNTING | Street Light, Minor Road, 3.0m Outreach, 1.0m Uplift, Galv Steel, MI2, EQTS 05-02-01, Dwg 897227-01 (scm) | HAYIND | HAYMAN INDUSTRIES PTY LTD | 22406 | Active | 2
104692 | BRACKET,MOUNTING | Street Light, Minor Road, 3.0m Outreach, 1.0m Uplift, Galv Steel, MI2, EQTS 05-02-01, Dwg 897227-01 (scm) | INGAL | INGAL EPS | GEX22406 | Active | 2
104692 | BRACKET,MOUNTING | Street Light, Minor Road, 3.0m Outreach, 1.0m Uplift, Galv Steel, MI2, EQTS 05-02-01, Dwg 897227-01 (scm) | IUPOLE | INTERNATIONAL UTILITY POLES PTY LTD | EX-22406 | Active | 2
104692 | BRACKET,MOUNTING | Street Light, Minor Road, 3.0m Outreach, 1.0m Uplift, Galv Steel, MI2, EQTS 05-02-01, Dwg 897227-01 (scm) | GMPOLES | GM POLES PTY LTD | SL-WPB-MI2 | Active | 1
104692 | BRACKET,MOUNTING | Street Light, Minor Road, 3.0m Outreach, 1.0m Uplift, Galv Steel, MI2, EQTS 05-02-01, Dwg 897227-01 (scm) | GPA | GALVANISED POLES AUSTRALIA | GPA104692 / 22406 | Active | 2
2480994 | BRACKET,FACESHIELD,HELMET | Helmet Visor Holder | STIHL | STIHL GROUP | 0000-889-9042 | Active | 1
2467413 | FIXTURE,LIGHTING | 70W Tango G3 LED Flood, Watchman, 4K Symmetrical Wide Beam, EQTS 05-01-02 (scm) | PHILIPS | PHILIPS AUSTRALIA PTY LTD | 824110159871 | Phasing | 1
105120 | BRACKET,MOUNTING | ACR Control Box, Hinged Mounting Bracket 1 x Left & 1 x Right Bracket per Set, Assembled, Dwg 911590-01 (scm) | EZYSTRUT | EZYSTRUT CABLE & PIPE SUPPORTS | E105120 | Active | 1
112041 | BRACKET,MOUNTING | Universal Cable Support, 13mm Holes CA Dwg 22-A4-1104 Rev B (scm) | BIGGENGI | BIGGENDEN ENGINEERING WORKS | EM0112041 | Active | 2
112041 | BRACKET,MOUNTING | Universal Cable Support, 13mm Holes CA Dwg 22-A4-1104 Rev B (scm) | DULHUNTY | DULHUNTY POWER (AUST) PTY LTD | ERG-22-A4-1104 | Active | 1
403298 | BRACKET,MOUNTING | Security Light, Galv, Pole Mount, Single Light, Dwg 19-A2-1234/1 Rev B | DULHUNTY | DULHUNTY POWER (AUST) PTY LTD | ERG-19-A2-1234-1 | Active | 1
405827 | BRACKET,MOUNTING | Stabilising, Dwg 22-A4-190 Rev B | DULHUNTY | DULHUNTY POWER (AUST) PTY LTD | ERG-22-A4-190 | Active | 1
405827 | BRACKET,MOUNTING | Stabilising, Dwg 22-A4-190 Rev B | BIGGENGI | BIGGENDEN ENGINEERING WORKS | EM0405827 | Active | 2
25029 | ANTENNA | Paddle Pop, 3G/4G on Glass, 700-2700MHz Freq Range c/w 1m Lead, SMA Connector | EDMI | EDMI PTY LTD | MDMANT23005A-1MTR | Active | 5
5033 | TRANSFORMER,POWER | 66/22kV, 6.3MVA, DYN1/DYN11, HV to LV 10%, 23T +10% to -17.5%, CTs: CT-66-3-9A, CT's: CT-22-3-5, CT-N-1-5N, Mineral Oil, ETS 2006/0132/T | WILSON | WILSON TRANSFORMER CO. PTY LTD | P2049 | Active | 1
2404568 | LADDER,EXTENSION | Fibreglass, 7.9m Fully Extended, ETS RSE02, (25 FT) | LADAMAX | LADAMAX ALUMINIUM PRODUCTS PTY LTD | FXT-EQ25 | Active | 5
2429355 | LADDER,EXTENSION | Fibreglass, 6.4m Fully Extended, ETS RSE02 | LADAMAX | LADAMAX ALUMINIUM PRODUCTS PTY LTD | FXT-EQ21 | Active | 5
2433258 | LADDER,STRAIGHT | Fibreglass Single Section 3.6m Lg, ETS RSE02 | LADAMAX | LADAMAX ALUMINIUM PRODUCTS PTY LTD | FSI122 | Active | 5
22043 | TERMINATION KIT,ELECTRICAL CABLE | GIS, 76/132kV, 1600mm2, 1C Milliken Stranding, WB Cu/XLPE/WBT/CorrCu Sheath/MDPE c/w Graphite Coating | PRYSMIAN | PRYSMIAN POWER CABLES & SYSTEMS AUST | EVG 1170/048 | Active | 1
19690 | JOINT BOX,ELECTRIC CABLE | Earth Link Box, 110kV Cable System, Sheath Earth Direct Bonding c/w 240mm2 CU XLPE Insulated Concentric Bonding Lead Connections, No SVLs, 316 S/S Tank | INSULECT | INSULECT AUSTRALIA PTY LTD | 21214 | Active | 1
405835 | BRACKET,MOUNTING | Stand Off, Galv, Dwg 01-13-04-B | POLLARDS | POLLARDS GALVANIZING PTY LTD | 405835 | Active | 1
405840 | BRACKET,MOUNTING | Transformer Mount, Galv, suit 100/300kVA Transformers, Dwg 881375-01 (scm) | GREGSF | GREG SEWELL FORGINGS PTY LTD | 6163 | Active | 1
405842 | BRACKET,MOUNTING | Galv, Concrete Pole to Wooden Crossarm, Dwg 22-A4-384 | GREGSF | GREG SEWELL FORGINGS PTY LTD | 6389 | Active | 1
2480648 | FUSE,CARTRIDGE | 60A, Ceramic Cartridge, for Plug In Base Electricity Meter, Eaton Bussmann Series, 30 x 57mm | COOPER | COOPER ELECTRICAL AUSTRALIA PTY LTD | 60LR85 | Active | 1
405846 | BRACKET,MOUNTING | Surge Arrestor, Dwg 872892-01 (scm) | GREGSF | GREG SEWELL FORGINGS PTY LTD | 6151 | Active | 1
405847 | BRACKET,MOUNTING | Regulator Control Box Mount, Dwg 872551-01 (scm) | EZYSTRUT | EZYSTRUT CABLE & PIPE SUPPORTS | E405847 | Active | 1
405878 | BRACKET,MOUNTING | Service, Galv, Dwg 22-A4-204 Rev C | BIGGENGI | BIGGENDEN ENGINEERING WORKS | EM405878 | Active | 1
405883 | BRACKET,MOUNTING | Trident Intermediate, Galv, Dwg 875169-01 (scm) | EZYSTRUT | EZYSTRUT CABLE & PIPE SUPPORTS | E405883 | Active | 1
405920 | BRACKET,MOUNTING | Switch Fuse, Galv, LV, ABC Twin, Dwg 875234-01 (scm) | EZYSTRUT | EZYSTRUT CABLE & PIPE SUPPORTS | E405920 | Active | 1
406203 | BRACKET,MOUNTING | Service Fuse, Dwg 22-A4-206 Rev B | EZYSTRUT | EZYSTRUT CABLE & PIPE SUPPORTS | E406203 | Active | 1
2481596 | MODULE | MD100m Mixed Digital I/O Module, 16 Channels, 8 x DI & 8 x DO, 5V DC Range, Individually Isolated | CGI | CGI TECHNOLOGIES & SOLUTIONS P/L | MD100M-DIO-2 | Active | 1
406226 | BRACKET,MOUNTING | Fuse Mount, Galv, LV, ABC, 3 Service Fuses, Pole Mount Max 8mm Thk c/w 2 x Hooks, for Services Dwg 865737-01 (scm) | GREGSF | GREG SEWELL FORGINGS PTY LTD | 6148 | Active | 1
406254 | BRACKET,MOUNTING | Footpath Stay, Galv, Dwg 01-13-03 Issue A (scm) | GREGSF | GREG SEWELL FORGINGS PTY LTD | 6176 | Active | 1
406271 | BRACKET,MOUNTING | Clamp, for attaching Crossarms, Transformers & other equipment to a Concrete Pole, CA Dwg 905379-01 (scm) | EZYSTRUT | EZYSTRUT CABLE & PIPE SUPPORTS | E406271 | Active | 1
604006 | BRACKET,MOUNTING | HV EDOs & Isolating Links, Direct to Pole, Dwg 903731-01 (scm) | EZYSTRUT | EZYSTRUT CABLE & PIPE SUPPORTS | E604006 | Active | 1
XSOMX0231 | CLEVIS | Twisted Clevis Tongue, 70/120kN, Dwg 004-289-RD | PLP | PREFORMED LINE PRODUCTS (AUST) | TCT-120-XX | Active | 5
2481000 | VISOR,FACESHIELD | Steel Mesh, Multi Fit | STIHL | STIHL GROUP | 7004-884-0201 | Active | 1
23729 | ANTENNA | Paddle Pop, 3G/4G on Glass, 700-2700MHz Freq Range c/w 1.2m Lead, FME Connector & Red Heatshrink | INTERCEL | INTERCEL PTY LTD | ANTMPATCHEGX1200 | Active | 5
2433241 | LADDER,STRAIGHT | Fibreglass Single Section 2.4m Lg, ETS RSE02 | LADAMAX | LADAMAX ALUMINIUM PRODUCTS PTY LTD | FSI082 | Active | 5
705449 | BRACKET,MOUNTING | Type 'T', for Surge Arresters, Galv, CA Dwg 22-A4-528 Rev A (scm) | GREGSF | GREG SEWELL FORGINGS PTY LTD | 6160 | Active | 1
1104741 | BRACKET,MOUNTING | Pedestrian Crossing, Floodlight to Outreach Adaptor, Glav Steel, EQTS 05-02-01, Dwg 912580-01 (scm) | EZYSTRUT | EZYSTRUT CABLE & PIPE SUPPORTS | E2427300 | Active | 2
1104741 | BRACKET,MOUNTING | Pedestrian Crossing, Floodlight to Outreach Adaptor, Glav Steel, EQTS 05-02-01, Dwg 912580-01 (scm) | GPA | GALVANISED POLES AUSTRALIA | GPA1104741 / 11610 | Active | 2
1104741 | BRACKET,MOUNTING | Pedestrian Crossing, Floodlight to Outreach Adaptor, Glav Steel, EQTS 05-02-01, Dwg 912580-01 (scm) | GMPOLES | GM POLES PTY LTD | SL-FL-ADAP | Active | 2
1104741 | BRACKET,MOUNTING | Pedestrian Crossing, Floodlight to Outreach Adaptor, Glav Steel, EQTS 05-02-01, Dwg 912580-01 (scm) | HAYIND | HAYMAN INDUSTRIES PTY LTD | 1104741 | Active | 2
1104741 | BRACKET,MOUNTING | Pedestrian Crossing, Floodlight to Outreach Adaptor, Glav Steel, EQTS 05-02-01, Dwg 912580-01 (scm) | INGAL | INGAL EPS | GEX11610 | Active | 1
1140638 | BRACKET,MOUNTING | Street Light, Minor Road, 1.2m Outreach, Galv Steel, MI1, EQTS 05-02-01, Dwg 875174-01 (scm) | GPA | GALVANISED POLES AUSTRALIA | GPA1140638 / 22405 | Active | 2
1140638 | BRACKET,MOUNTING | Street Light, Minor Road, 1.2m Outreach, Galv Steel, MI1, EQTS 05-02-01, Dwg 875174-01 (scm) | IUPOLE | INTERNATIONAL UTILITY POLES PTY LTD | EX-22405 | Active | 2
1140638 | BRACKET,MOUNTING | Street Light, Minor Road, 1.2m Outreach, Galv Steel, MI1, EQTS 05-02-01, Dwg 875174-01 (scm) | GMPOLES | GM POLES PTY LTD | SL-WPB-MI1 | Active | 1
1140638 | BRACKET,MOUNTING | Street Light, Minor Road, 1.2m Outreach, Galv Steel, MI1, EQTS 05-02-01, Dwg 875174-01 (scm) | EZYSTRUT | EZYSTRUT CABLE & PIPE SUPPORTS | E1140638 | Active | 2
1140638 | BRACKET,MOUNTING | Street Light, Minor Road, 1.2m Outreach, Galv Steel, MI1, EQTS 05-02-01, Dwg 875174-01 (scm) | HAYIND | HAYMAN INDUSTRIES PTY LTD | 22405 | Active | 2
1140638 | BRACKET,MOUNTING | Street Light, Minor Road, 1.2m Outreach, Galv Steel, MI1, EQTS 05-02-01, Dwg 875174-01 (scm) | INGAL | INGAL EPS | GEX22405 | Active | 2
1184053 | BRACKET,MOUNTING | Fuse Mount, Road Lighting Fuse, Galv, EE Dwg 875236-01 (P100) (scm) | EZYSTRUT | EZYSTRUT CABLE & PIPE SUPPORTS | E1184053 | Active | 1
2481109 | HANDLE,MANUAL CONTROL | Link Extraction or Installation, suits 3-Way Link Pillar | FULTON | FULTON INDUSTRIES AUSTRALIA P/L | 01-FD33HAN | Active | 1
2483568 | RECLOSER,AUTO | 24kV, 3 Ph, 630A, 12.5kA, Tank Unit Only with SA Fitted, No VT or Control Box, EQTS 06-07-03 | NOJA | NOJA POWER SWITCHGEAR PTY LTD | OSM27-12-800-310 TANK ONLY | Active | 1
24741 | DRILL-HAMMER,ELECTRIC,PORTABLE | Hammer/Drill Driver, 18V Li-Ion, 13mm Keyless Chuck, Skin Only | MILWAUKE | MILWAUKEE POWER TOOLS | M18FPD30 | Active | 5
24743 | WRENCH,IMPACT | Milwaukee, M18 Fuel, Large 205mm, 1/2" Pin Detent Anvil, 18V, Powerstate Brushless Motor, 4-Mode Drive Control, Skin Only | C&LTOOL | C&L TOOL CENTRE | MILWTM18FHIW2P120 | Active | 1
24743 | WRENCH,IMPACT | Milwaukee, M18 Fuel, Large 205mm, 1/2" Pin Detent Anvil, 18V, Powerstate Brushless Motor, 4-Mode Drive Control, Skin Only | MILWAUKE | MILWAUKEE POWER TOOLS | M18FHIW2P120 | Active | 5
24802 | GLOVES,PROTECTIVE | MaxiFlex Elite, Size 11, Micro-Foam Nitrile Coating, High Dexterity, 25% Thinner GP Glove for Sensitive Handling | ATG | ATG INTELLIGENT GLOVE SOLUTIONS | 34-274-11 | Active | 2
24802 | GLOVES,PROTECTIVE | MaxiFlex Elite, Size 11, Micro-Foam Nitrile Coating, High Dexterity, 25% Thinner GP Glove for Sensitive Handling | ATOMSUPP | ATOM SUPPLY GROUP P/L | 30001023 | Active | 1
24834 | GREASE,SPECIAL PURPOSE | TRANZ Q47-3, Electrical Conducting Lubricant, NLGI Gde 1, Intense Black, Grease-gel, 500g Jar | PENTA | PENTA AUST (TMAC THEW & MCCANN/HYLEC) | PA21637 | Active | 1
24834 | GREASE,SPECIAL PURPOSE | TRANZ Q47-3, Electrical Conducting Lubricant, NLGI Gde 1, Intense Black, Grease-gel, 500g Jar | HYLEC | HYLEC ENERGY SOLUTIONS | TRANZQ47-3JAR | Active | 2
24946 | SAW,RECIP,PORTABLE,ELEC | Milwaukee, M18 Top-Handle Jigsaw, 18V, Skin Only | MILWAUKE | MILWAUKEE POWER TOOLS | M18FJS-0 | Active | 5
24946 | SAW,RECIP,PORTABLE,ELEC | Milwaukee, M18 Top-Handle Jigsaw, 18V, Skin Only | C&LTOOL | C&L TOOL CENTRE | MILWTM18FJS-0 | Active | 1
24948 | LIGHT UNIT,PORTABLE | Milwaukee, M18 LED Tripod Stand Light, 18V, 3-Mode Light Options, Low/Med/High 850/1300/2000 Lumens, 2.2m Max Extension Rotating Head, Skin Only | MILWAUKE | MILWAUKEE POWER TOOLS | M18SAL-0 | Active | 5
24948 | LIGHT UNIT,PORTABLE | Milwaukee, M18 LED Tripod Stand Light, 18V, 3-Mode Light Options, Low/Med/High 850/1300/2000 Lumens, 2.2m Max Extension Rotating Head, Skin Only | C&LTOOL | C&L TOOL CENTRE | MILWTM18DSAL-0 | Active | 1
24999 | HOLDER,BIT EXTENSION | 1/2 Inch Square drive 1/4 Inch Bit Steel Impact Socket Adaptor | MILWAUKE | MILWAUKEE POWER TOOLS | 48034410 | Active | 5
24999 | HOLDER,BIT EXTENSION | 1/2 Inch Square drive 1/4 Inch Bit Steel Impact Socket Adaptor | C&LTOOL | C&L TOOL CENTRE | MILWA48034410 | Active | 1
25051 | CRIMPING TOOL,HYDRAULIC | Battery Operated 12 Tonne; C Frame Opening;30mm Jaw Opening; Skin Only Max 300mm 2 AL/CU; 14.4 V DC Motor; 350 Deg Swivel Head | SPECFORC | SPECIALISED FORCE PTY LTD | REC-3430A | Active | 2
25051 | CRIMPING TOOL,HYDRAULIC | Battery Operated 12 Tonne; C Frame Opening;30mm Jaw Opening; Skin Only Max 300mm 2 AL/CU; 14.4 V DC Motor; 350 Deg Swivel Head | SPECFORC | SPECIALISED FORCE PTY LTD | S7L-431M-EQ | Active | 1
25367 | CHARGER,BATTERY | CHARGER LI-ION SINGLE 18V RAPID MAKITA; | C&LTOOL | C&L TOOL CENTRE | MAKADC18RC | Active | 1
25423 | SPECTACLES,INDUSTRIAL | Helios, Medium Impact Safety Eyewear, Reduced Glare Brown Lens, Black/Grey Frames, Anti-Scratch & Anti-Fog | PROTECTA | PROTECTA-VISION AUSTRALIA | S9155 | Active | 2
25423 | SPECTACLES,INDUSTRIAL | Helios, Medium Impact Safety Eyewear, Reduced Glare Brown Lens, Black/Grey Frames, Anti-Scratch & Anti-Fog | ATOMSUPP | ATOM SUPPLY GROUP P/L | 248937 | Active | 1
25468 | SLING,RESCUE EQUIPMENT | Orange, 25mm x 2m Lg Round Sling, for Transformer Access Kit | HGHTDYNM | HEIGHT DYNAMICS | R32KN 2000 ORA | Active | 1
25468 | SLING,RESCUE EQUIPMENT | Orange, 25mm x 2m Lg Round Sling, for Transformer Access Kit | HGHTDYNM | HEIGHT DYNAMICS | HD R32KN 2000 ORA | Active | 2
25531 | CHAIN,CHAINSAW | Replacement Chain, for Milwaukee 18V Battery Chainsaw | MILWAUKE | MILWAUKEE POWER TOOLS | 49162715 | Active | 5
25531 | CHAIN,CHAINSAW | Replacement Chain, for Milwaukee 18V Battery Chainsaw | C&LTOOL | C&L TOOL CENTRE | MILWA49162715 | Active | 1
104365 | BATTERY,NONRECHARGEABLE | AAA, Heavy Duty (Each) | MMELEC | MM ELECTRICAL MERCHANDISING | EVREN92 | Active | 2
104365 | BATTERY,NONRECHARGEABLE | AAA, Heavy Duty (Each) | ATOMSUPP | ATOM SUPPLY GROUP P/L | 3425001 | Active | 1
104437 | DIE,COMPRESSION | Crimp for 3 & 4 Core 120mm Sector Cable | TEN | THE ENERGY NETWORK (AUST) PTY LTD | K12-A-INDENT-16 | Active | 1
104437 | DIE,COMPRESSION | Crimp for 3 & 4 Core 120mm Sector Cable | LEGEND | LEGEND POWER SYSTEMS | HT130-A16INDENT | Active | 2
104437 | DIE,COMPRESSION | Crimp for 3 & 4 Core 120mm Sector Cable | CABLEACC | CABLE ACCESSORIES (AUST) | HT130A16INDENT | Active | 2
104508 | WRENCH,RATCHET | Single Ended, Reversible, Quad Size, 17mm, 19mm, 24mm & 30mm A/F Hex Sockets, with Insulated Handle AS 1112 | TEN | THE ENERGY NETWORK (AUST) PTY LTD | BY-3 | Active | 1
104511 | TAMPER | Hydraulic, Pole, 1.8m Lg, Kidney Shaped Foot 60 x 200mm, Flush Face Couplers, Kevlar Protection Sleeve, Stress Relief on Hoses | TEN | THE ENERGY NETWORK (AUST) PTY LTD | REL-TMP-72VH-BPS | Active | 1
2407273 | TURNBUCKLE | Clevis Eye, 160kN, ETS 11-09-01 | TEN | THE ENERGY NETWORK (AUST) PTY LTD | TB-160-EC | Active | 1
2407273 | TURNBUCKLE | Clevis Eye, 160kN, ETS 11-09-01 | PLP | PREFORMED LINE PRODUCTS (AUST) | TBEC-160-1 | Active | 2
2449346 | TURNBUCKLE | Clevis Tongue, 160kN, EE Dwg 5-2-1271 | PLP | PREFORMED LINE PRODUCTS (AUST) | TBCT-160-1 | Active | 5
2403589 | TIE,PREFORMED | Top, Neck Dia 112mm, 19/3.25 AAC & AAAC Armoured | PLP | PREFORMED LINE PRODUCTS (AUST) | AWDT255A112 | Active | 1
2403953 | TERMINAL,LUG | Compression, Bi-Metal, Cu Palm, 300mm2, M12 Bolt Hole, Hex Die A/F 28.4mm, ETS 01-09-23 (P1) (scm) | TYCOELEC | TYCO ELECTRONICS | BG300M12/1 | Active | 1
2403954 | LINK,COMPRESSION | Cu, 240mm2, (61/2.25) | CABLEACC | CABLE ACCESSORIES (AUST) | CAS240 | Active | 2
2403954 | LINK,COMPRESSION | Cu, 240mm2, (61/2.25) | TYCOELEC | TYCO ELECTRONICS | H1495/1 | Active | 1
2403955 | LINK,COMPRESSION | 300mm2 Cu Stranded Round Cable, Hex Die A/F 26.0mm Cu | CABLEACC | CABLE ACCESSORIES (AUST) | CAS300 | Active | 2
2403955 | LINK,COMPRESSION | 300mm2 Cu Stranded Round Cable, Hex Die A/F 26.0mm Cu | TYCOELEC | TYCO ELECTRONICS | H1496/1 | Active | 1
2403964 | TERMINAL,LUG | Compression, Bi-Metal, Cu Palm, 70mm2, M12 Bolt Hole, Hex Die A/F 13.2mm (scm) | TYCOELEC | TYCO ELECTRONICS | BG70M12/1 | Active | 2
2403964 | TERMINAL,LUG | Compression, Bi-Metal, Cu Palm, 70mm2, M12 Bolt Hole, Hex Die A/F 13.2mm (scm) | TECONN | TE CONNECTIVITY LTD | BG70M12/1 | Active | 1
2407149 | SLEEVE,COMPRESSION | FT, Selenium, 61/3.25 AAAC 1120, Die Size Al 44.5mm, ETS 11-09-01 | PLP | PREFORMED LINE PRODUCTS (AUST) | D-HM712 | Active | 1
2407157 | SLEEVE,COMPRESSION | NT, Nitrogen, 37/3.00 AAAC 1120, Die Size Al 34.5mm, ETS 11-09-01 | PLP | PREFORMED LINE PRODUCTS (AUST) | D-HN618 | Active | 1
2407161 | SLEEVE,COMPRESSION | Termination Conductor Compression, FT, Grape, 30/7/2.5 ACSR/GZ, Die Size Al 28.5mm, Steel 16.0mm, ETS 11-09-01 | PLP | PREFORMED LINE PRODUCTS (AUST) | CDE-175-1-A | Active | 1
2407172 | TERMINATION,PREFORMED | FT, 7/3.25 SC/GZ c/w Open Thimble, ETS 11-09-01 | PLP | PREFORMED LINE PRODUCTS (AUST) | D-SGG0975 | Active | 1
2407174 | SPLICE,CONDUCTOR | Preformed, FT, 7/2.75 SC/GZ, ETS 11-09-01 | PLP | PREFORMED LINE PRODUCTS (AUST) | D-SLS0825 | Active | 1
2407177 | SPLICE,CONDUCTOR | Preformed, FT, 7/3.25 SC/AC, Left Hand Lay, ETS 11-09-01 | PLP | PREFORMED LINE PRODUCTS (AUST) | D-LLS0975L | Active | 1
2407178 | SPLICE,CONDUCTOR | Preformed, FT, Iodine, 7/4.75 AAAC 1120 c/w Open Thimble, ETS 11-09-01 | PLP | PREFORMED LINE PRODUCTS (AUST) | AFG-143-CL-ER | Active | 1
2407178 | SPLICE,CONDUCTOR | Preformed, FT, Iodine, 7/4.75 AAAC 1120 c/w Open Thimble, ETS 11-09-01 | PLP | PREFORMED LINE PRODUCTS (AUST) | D-ADE1430 | Active | 2
2433712 | BRACKET,MOUNTING | Street Light, Minor Road, 300mm Lg, Galv Steel, EQTS 05-02-01, Dwg 1012884-01 (scm) | EZYSTRUT | EZYSTRUT CABLE & PIPE SUPPORTS | E2433712 | Active | 2
2433712 | BRACKET,MOUNTING | Street Light, Minor Road, 300mm Lg, Galv Steel, EQTS 05-02-01, Dwg 1012884-01 (scm) | HAYIND | HAYMAN INDUSTRIES PTY LTD | 22424 | Active | 2
2433712 | BRACKET,MOUNTING | Street Light, Minor Road, 300mm Lg, Galv Steel, EQTS 05-02-01, Dwg 1012884-01 (scm) | IUPOLE | INTERNATIONAL UTILITY POLES PTY LTD | EX-22424 | Active | 2
2433712 | BRACKET,MOUNTING | Street Light, Minor Road, 300mm Lg, Galv Steel, EQTS 05-02-01, Dwg 1012884-01 (scm) | GPA | GALVANISED POLES AUSTRALIA | GPA2433712 / 22424 | Active | 2
2433712 | BRACKET,MOUNTING | Street Light, Minor Road, 300mm Lg, Galv Steel, EQTS 05-02-01, Dwg 1012884-01 (scm) | INGAL | INGAL EPS | GEX22424 | Active | 2
2433712 | BRACKET,MOUNTING | Street Light, Minor Road, 300mm Lg, Galv Steel, EQTS 05-02-01, Dwg 1012884-01 (scm) | GMPOLES | GM POLES PTY LTD | SL-WPB-PT-N | Active | 1
2434983 | BRACKET,MOUNTING | Ratchet Strap Assy, suit Crossarm & Pole Mounting | TEN | THE ENERGY NETWORK (AUST) PTY LTD | SPP-1A-BKT | Active | 1
2434983 | BRACKET,MOUNTING | Ratchet Strap Assy, suit Crossarm & Pole Mounting | SPECFORC | SPECIALISED FORCE PTY LTD | RS-1 | Active | 2
2448108 | BRACKET,MOUNTING | Transformer Platform, 250 x 150 x 9 RHS, Galv Steel, EE Dwg 1020748-03 item 11 mark D | ISM | ISM MANUFACTURING PTY LTD | 1020748-03-11 | Active | 5
2452159 | BRACKET,MOUNTING | Mid Pole Mount, for Enclosed Gas Switch, AK Power (scm) | AKPOWER | AK POWER SOLUTIONS PTY LTD | 80790 | Active | 1
2452167 | BRACKET,MOUNTING | Top Pole Mount, for Enclosed Gas Switch, AK Power (scm) | AKPOWER | AK POWER SOLUTIONS PTY LTD | 12232 | Active | 1
24164 | DISK,ABRASIVE | 125mm Zirconia Flap Disc, 80 Grit | C&LTOOL | C&L TOOL CENTRE | JAY1-AF12580 | Active | 1
22397 | POLE,PUBLIC LIGHTING,METAL | Minor Road Mid Hinged (Right), 5.0m, Base Plate Mounted, 350 PCD Bolt Spacing, Green, Integral 0.5m Outreach, EQTS 05-02-01, Dwg 5HG-A3 (scm) | GMPOLES | GM POLES PTY LTD | MH 5E-GR-350 | Active | 1
2404544 | ROD,EARTH | 1500 x 13mm Dia, Cu Clad, Steel Tapered Joint QESI TS 01-08-01 (P5, PLT500)(scm) | PLP | PREFORMED LINE PRODUCTS (AUST) | D-CTE1314 | Phasing | 1
2481836 | DRIVE POINT,EARTH ROD | Star Drive Point, 12.7mm Dia, ETS 01-08-01 Item 4 | ERICO | NVENT ERICO PRODUCTS AUSTRALIA P/L | DT12 | Active | 1
2481836 | DRIVE POINT,EARTH ROD | Star Drive Point, 12.7mm Dia, ETS 01-08-01 Item 4 | PLP | PREFORMED LINE PRODUCTS (AUST) | CBE-127-SDP | Active | 2
104562 | STAND,SIGN | Swing, suit 900 x 600mm Road Sign (stand dimension to be less than 1060mm Lg x 960mm H) | ASPGROUP | ASP GROUP PTY LTD | ST-6-A | Active | 2
104562 | STAND,SIGN | Swing, suit 900 x 600mm Road Sign (stand dimension to be less than 1060mm Lg x 960mm H) | ATOMSUPP | ATOM SUPPLY GROUP P/L | 305368 | Active | 1
104768 | BLOCK & TACKLE | Service Conductor Tensioner, Lightweight Tackle to Aid Installation of O/head Service Conductors by Hand, WLL 200kg c/w Kernmantle Rope, Rope Locking Device | SPECFORC | SPECIALISED FORCE PTY LTD | SERVICE TGL | Active | 1
105004 | METER | Loop Impedance Test, Min of Cat III 300V ETS RSE04 | RTE | RAPID-TECH EQUIPMENT PTY LTD | 4140 | Active | 2
105004 | METER | Loop Impedance Test, Min of Cat III 300V ETS RSE04 | KYORITSU | KYORITSU (MANUFACTURER) | 4140 | Active | 1
105025 | INSULATION,ELEC COND | Tiger Tail 1.25m Lg, Short, Red & Black Stripe, Class 1, 650V, HDPE Insulating Barrier, 35mm ID Nom, Protective Cover for LV Conductor, Compliant to AS4202 | BALMORAL | BALMORAL ENGINEERING PTY LTD | DB35ARB125 | Active | 5
105075 | ADAPTOR,UNIVERSAL | Sunrise to Non-Screw Type Earth Clamp, Application to Lines, suit PED Non-Screw Type Clamp | SICAME | SICAME AUSTRALIA PTY LTD | CATU MT-630-K | Active | 1
105076 | ADAPTOR,UNIVERSAL | Sunrise to Non-Screw Type Earth Clamp, Removal from Lines, suit PED Non-Screw Type Clamp | SICAME | SICAME AUSTRALIA PTY LTD | CLA CRA-K | Active | 1
105077 | ADAPTOR,UNIVERSAL | Sunrise to Screw Type Earth Clamp, Application to Lines, suit PED Screw Type Clamp | AMPLITUD | AMPLITUDE PTY LTD (396777) | ADAP.UK-B | Active | 1
105077 | ADAPTOR,UNIVERSAL | Sunrise to Screw Type Earth Clamp, Application to Lines, suit PED Screw Type Clamp | TEN | THE ENERGY NETWORK (AUST) PTY LTD | CI7E | Active | 2
105441 | DIE,COMPRESSION | Hex Crimp, 12T, Engraved 9.0mm A/F Al | TECONN | TE CONNECTIVITY LTD | 38-90AL/1 | Active | 1
105441 | DIE,COMPRESSION | Hex Crimp, 12T, Engraved 9.0mm A/F Al | TEN | THE ENERGY NETWORK (AUST) PTY LTD | K12-A10-35 | Active | 2
1877429 | WRENCH,SPANNER | Double Ended, Fixed Head, Quad Size, 16mm, 18.5mm, 23.5mm & 28.3mm A/F Hex Sockets | PENTA | PENTA AUST (TMAC THEW & MCCANN/HYLEC) | PA11936 | Active | 1
1877429 | WRENCH,SPANNER | Double Ended, Fixed Head, Quad Size, 16mm, 18.5mm, 23.5mm & 28.3mm A/F Hex Sockets | THEWMCCA | TMAC THEW & MCCANN GROUP | 1877429 | Active | 2
1877429 | WRENCH,SPANNER | Double Ended, Fixed Head, Quad Size, 16mm, 18.5mm, 23.5mm & 28.3mm A/F Hex Sockets | THEWMCCA | TMAC THEW & MCCANN GROUP | TM11936 | Active | 5
1898605 | WRENCH,RATCHET | Single Ended, Reversible, Dual Size, 13mm & 17mm A/F Hex Sockets, Short Handle with Grip, Approx O/A 200mm Lg | SICAME | SICAME AUSTRALIA PTY LTD | RPS13/17-6SH | Active | 1
1978107 | TAPE,INSULATION,ELECTRICAL | Red, No 35 (scm) | 3MAUST | 3M AUSTRALIA PTY LTD | REE3M35-RD | Active | 2
1978107 | TAPE,INSULATION,ELECTRICAL | Red, No 35 (scm) | ATOMSUPP | ATOM SUPPLY GROUP P/L | 236539 | Active | 1
2407181 | TERMINATION,PREFORMED | FT, 37/3.00 AAAC 1120 Nitrogen. 37/3.00 AAC Saturn, c/w Open Thimble, EQTS 01-09-02 | PLP | PREFORMED LINE PRODUCTS (AUST) | D-ADE2100 | Active | 1
2407184 | CLAMP,SUSPENSION,ELEC CONDUCTOR | Armour Grip, 7/2.75 SC/AC, Left Hand Lay, M16 Bolt, ETS 11-09-01 | PLP | PREFORMED LINE PRODUCTS (AUST) | D-LHS0825L | Active | 1
2407193 | CLAMP,SUSPENSION,ELEC CONDUCTOR | Armour Grip, Sulphur, 61/3.75 ACCC 1120, M16 Bolt, ETS 11-09-01 | TECONN | TE CONNECTIVITY LTD | HSC-3070 | Active | 1
2407193 | CLAMP,SUSPENSION,ELEC CONDUCTOR | Armour Grip, Sulphur, 61/3.75 ACCC 1120, M16 Bolt, ETS 11-09-01 | PLP | PREFORMED LINE PRODUCTS (AUST) | D-HSU3375 | Active | 2
2407199 | CLAMP,SUSPENSION,ELEC CONDUCTOR | Double Armour Grip Assembly, 7/3.25 SC/GZ c/w Yoke Plate, No Clevis Tongues, M16 Bolt, ETS 11-09-01 | PLP | PREFORMED LINE PRODUCTS (AUST) | D-YPT70+D-SHS0975 | Active | 1
2407200 | CLAMP,SUSPENSION,ELEC CONDUCTOR | Double Armour Grip Assembly, 7/3.25 SC/AC Left Hand Lay c/w Yoke Plate, No Clevis Tongues, M16 Bolt, ETS 11-09-01 | PLP | PREFORMED LINE PRODUCTS (AUST) | D-YPT70+D-SHS0975L | Active | 1
2407201 | CLAMP,SUSPENSION,ELEC CONDUCTOR | Double Armour Grip Assembly, Iodine, 7/4.75 AAAC 1120 c/w Yoke Plate, No Clevis Tongues, M16 Bolt, ETS 11-09-01 | PLP | PREFORMED LINE PRODUCTS (AUST) | D-HSD1425+YOKE | Active | 1
2407202 | CLAMP,SUSPENSION,ELEC CONDUCTOR | Double Armour Grip Assembly, Krypton, 19/3.25 AAAC 1120 c/w Yoke Plate, No Clevis Tongues, M16 Bolt, ETS 11-09-01 | PLP | PREFORMED LINE PRODUCTS (AUST) | D-HSD1625+TRI YOKE | Active | 1
2407203 | CLAMP,SUSPENSION,ELEC CONDUCTOR | Double Armour Grip Assembly, Neon, 19/3.75 AAAC 1120 c/w Yoke Plate, No Clevis Tongues, M16 Bolt, ETS 11-09-01 | PLP | PREFORMED LINE PRODUCTS (AUST) | D-HSD1875+YOKE | Active | 1
2407204 | CLAMP,SUSPENSION,ELEC CONDUCTOR | Double Armour Grip Assembly, Nitrogen, 37/3.00 AAAC 1120 c/w Yoke Plate, No Clevis Tongues, M16 Bolt, ETS 11-09-01 | PLP | PREFORMED LINE PRODUCTS (AUST) | D-HSD2100+DI2125 | Active | 1
2407205 | CLAMP,SUSPENSION,ELEC CONDUCTOR | Double Armour Grip Assembly, Oxygen, 19/4.75 AAAC 1120 c/w Yoke Plate, No Clevis Tongues, M16 Bolt, ETS 11-09-01 | PLP | PREFORMED LINE PRODUCTS (AUST) | D-HSD2375+YOKE | Active | 1
2407206 | CLAMP,SUSPENSION,ELEC CONDUCTOR | Double Armour Grip Assembly, Selenium, 61/3.25 AAAC 1120 c/w Yoke Plate, No Clevis Tongues, M16 Bolt, ETS 11-09-01 | PLP | PREFORMED LINE PRODUCTS (AUST) | D-HSD2930 | Active | 1
2466449 | BRACKET,MOUNTING | Statcom Multi Unit to Pole, Dwg 1066417-01 (scm) | EZYSTRUT | EZYSTRUT CABLE & PIPE SUPPORTS | 165563 | Active | 1
2473593 | METER,WATTHOUR | Mk7C Series 3, 1 Element, 1Ph, 240V, 10-100A, Class 1, Bottom Connected, Plug-In Base with Integrated Fuse Carrier, Load Profiling + ELM410 Modem | EDMI | EDMI PTY LTD | 7C13-A262-29-J211-7J02-1110-1 | Active | 5
2483758 | MODULE,TRANSCEIVER | PDH SFP, SFW, SMF, TX1310/RX1550, LC, 20km S1.1/100Base-FX/STM-1, 0 to 70, Digital Diagnostic | AVARA | AVARA TECHNOLOGIES P/L (MANUFACTURER) | SFP-SFW-FE-T3R5-20 | Active | 1
2483766 | MODULE,TRANSCEIVER | PDH SFP, SFW, SMF, TX1550/RX1310, LC, 20km S1.2/100Base-FX/STM-1, 0 to 70, Digital Diagnostic | AVARA | AVARA TECHNOLOGIES P/L (MANUFACTURER) | SFP-SFW-FE-T5R3-20 | Active | 1
2483774 | MODULE,TRANSCEIVER | PDH SFP, SFW, SMF, TX1310/RX1550, LC, 60km L1.1/100Base-FX/STM-1, 0 to 70, Digital Diagnostic | AVARA | AVARA TECHNOLOGIES P/L (MANUFACTURER) | SFP-SFW-FE-T3R5-60 | Active | 1
2430395 | MAT,LANDING | Access Ground Protection, Versadeck, 2000 x 1000 x 12mm, Checker Plate Pattern, Pattern on Top & Bottom, Yellow, Hand Grips on Each Side | ENVIREX | ENVIREX | VDII2010 | Active | 1
2483857 | TEST KIT | Rapid Oral Fluid Self-Test (V-Chek) to detect COVID-19 Saliva (Lollipop Test Self-Test Kit), TGA Approved | BUNZL | BUNZL LIMITED | VCHEK19ST00001P | Active | 1
2482222 | TRANSFORMER,ISOLATION | AFLC, 66kV, 3 Ph, 269kVA, 224mH, 217hZ ONAN Isolation Transformer/Reactor, EESS-10730-01-0E | MVTECH | MV TECHNOLOGY SOLUTIONS P/L | RC-ITR.269.66.217 | Active | 1
R2406501 | TRANSFORMER,ISOLATION | REFURBISHED, SWER Pole Mount, 11/11kV, 500-250V, 200/200/10kVA (scm) 1/11kV, 500-250V, 200/200/10kVA (scm) | WILSON | WILSON TRANSFORMER CO. PTY LTD | 873-0635-1 | Active | 1
1978115 | TAPE,INSULATION,ELECTRICAL | White, No 35 (scm) | 3MAUST | 3M AUSTRALIA PTY LTD | MMM35WHITE | Active | 2
1978115 | TAPE,INSULATION,ELECTRICAL | White, No 35 (scm) | ATOMSUPP | ATOM SUPPLY GROUP P/L | 236540 | Active | 1
2173020 | SADDLE | Galv, Single Sided, 25mm (P100) | HAYMANS | HAYMANS ELECTRICAL | CLI180HD25 | Active | 1
2173020 | SADDLE | Galv, Single Sided, 25mm (P100) | CLIPSAL | CLIPSAL (BY SCHNEIDER ELECTRIC) | CLI 180HD25 | Active | 5
2173024 | SADDLE | Zinc Plated, 25mm, Conduit Electrical (P100) (scm) | HAYMANS | HAYMANS ELECTRICAL | MTLFS-M25/ZP | Active | 1
2173024 | SADDLE | Zinc Plated, 25mm, Conduit Electrical (P100) (scm) | MMELEC | MM ELECTRICAL MERCHANDISING | FGS-24300 | Active | 2
2400506 | FUSEHOLDER,BASE & CARRIER | 550V AC, SC32H, 32A, Front Wired, Black, suit NS Fuse Links | FUSECO | FUSECO POWER SOLUTIONS PTY LTD | FB32H | Active | 1
2400506 | FUSEHOLDER,BASE & CARRIER | 550V AC, SC32H, 32A, Front Wired, Black, suit NS Fuse Links | IPDGROUP | IPD GROUP LIMITED | SC32H | Active | 2
2400859 | COVER,INSULATING | LV, Line Cover, Rubber, 600 x 450mm, Green c/w Velcro Fasteners & 0.5m Velcro Strap for rolled storage, AS4202, EE Dwg 941013-01/0F Item A | BALMORAL | BALMORAL ENGINEERING PTY LTD | 2006 E | Active | 2
2400859 | COVER,INSULATING | LV, Line Cover, Rubber, 600 x 450mm, Green c/w Velcro Fasteners & 0.5m Velcro Strap for rolled storage, AS4202, EE Dwg 941013-01/0F Item A | TEN | THE ENERGY NETWORK (AUST) PTY LTD | TENM103 | Active | 1
2401727 | BOX,STORAGE | Plastic, 350 x 350 x 350mm, Blue with Yellow 'POLE' Marking on Outside, for Portable Pole Top Rescue Kit | HGHTDYNM | HEIGHT DYNAMICS | BG30030030BL | Active | 2
2401727 | BOX,STORAGE | Plastic, 350 x 350 x 350mm, Blue with Yellow 'POLE' Marking on Outside, for Portable Pole Top Rescue Kit | HGHTDYNM | HEIGHT DYNAMICS | BG35034034BL-POLE | Active | 1
2401730 | BAG,TOOL | Linesman Pouch, Leather or Synthetic Manufactured Material, fit onto the Line Workers Harness, Harness attachment Loop Manufactured with 2 Rows of Velcro or | HGHTDYNM | HEIGHT DYNAMICS | PTRK POUCH LEATHER VELCRO BAG | Active | 1
2402357 | STRIPPER,CABLE,HAND | Hand Held for 95mm2 & 25mm2 for ABC Cable Ripley Tool 2 x 2 Style | AMPLITUD | AMPLITUDE PTY LTD (396777) | 36101H-2595 | Active | 1
2402357 | STRIPPER,CABLE,HAND | Hand Held for 95mm2 & 25mm2 for ABC Cable Ripley Tool 2 x 2 Style | THEWMCCA | TMAC THEW & MCCANN GROUP | TM10297 | Active | 2
2402656 | BLOCK,TACKLE | Handline, 1000lb WLL, Sheave Dia 75mm c/w Swivelling Safety Hook 450kg Min Safe Work Load, Side Opening Gate with Captive Safety Pull Pin | TEN | THE ENERGY NETWORK (AUST) PTY LTD | 3550 | Active | 1
2402656 | BLOCK,TACKLE | Handline, 1000lb WLL, Sheave Dia 75mm c/w Swivelling Safety Hook 450kg Min Safe Work Load, Side Opening Gate with Captive Safety Pull Pin | THEWMCCA | TMAC THEW & MCCANN GROUP | HLB-1000 | Active | 2
2402730 | BIT,AUGER | Adaptor, 7/16" Hex, 1/2" Square, Male Adaptor | MAKITA | MAKITA INDUSTRIAL POWER TOOLS | B-59841 | Active | 2
2402730 | BIT,AUGER | Adaptor, 7/16" Hex, 1/2" Square, Male Adaptor | TEN | THE ENERGY NETWORK (AUST) PTY LTD | TEN-716-12 | Active | 2
2402730 | BIT,AUGER | Adaptor, 7/16" Hex, 1/2" Square, Male Adaptor | C&LTOOL | C&L TOOL CENTRE | MILWA48325100 | Active | 1
2402780 | DIE,COMPRESSION | Hex, 12T, 13.0mm A/F Cu | TEN | THE ENERGY NETWORK (AUST) PTY LTD | K12-13.0-CU | Active | 1
2402780 | DIE,COMPRESSION | Hex, 12T, 13.0mm A/F Cu | TEN | THE ENERGY NETWORK (AUST) PTY LTD | K12-C19-2.11 | Active | 2
2402793 | DIE,COMPRESSION | Hex, 12T, 30.3mm A/F Al | TEN | THE ENERGY NETWORK (AUST) PTY LTD | K12-30.3-AL | Active | 1
2402793 | DIE,COMPRESSION | Hex, 12T, 30.3mm A/F Al | TEN | THE ENERGY NETWORK (AUST) PTY LTD | K12-A30.3 | Active | 2
2403377 | GLOVES,ELECTRICAL WORKER'S | Electrical Rubber 1000V, Working Class 0, Size 9, Yellow | BALMORAL | BALMORAL ENGINEERING PTY LTD | RIG014YS9 | Active | 1
2403377 | GLOVES,ELECTRICAL WORKER'S | Electrical Rubber 1000V, Working Class 0, Size 9, Yellow | ANSELL | ANSELL LTD | RIG014YS9 | Active | 2
2403378 | GLOVES,ELECTRICAL WORKER'S | Electrical Rubber 1000V, Working Class 0, Size 10, Yellow | BALMORAL | BALMORAL ENGINEERING PTY LTD | RIG014YS10 | Active | 1
2403378 | GLOVES,ELECTRICAL WORKER'S | Electrical Rubber 1000V, Working Class 0, Size 10, Yellow | ANSELL | ANSELL LTD | RIG014YS10 | Active | 2
2407207 | CLAMP,SUSPENSION,ELEC CONDUCTOR | Double Armour Grip Assembly, Sulphur, 61/3.75 AAAC 1120 c/w Yoke Plate, No Clevis Tongues, M20 Bolt, ETS 11-09-01 | PLP | PREFORMED LINE PRODUCTS (AUST) | D-HSD337520+YOKE | Active | 1
2407226 | PROTECTOR,ELECTRICAL CABLE | Armour Rod, Preformed, 1000mm Lg, Selenium 61/3.25 AAAC 1120, for Bridging Insulators, ETS 11-09-01 | PLP | PREFORMED LINE PRODUCTS (AUST) | D-AAR2930R1000 | Active | 1
2407227 | PROTECTOR,ELECTRICAL CABLE | Armour Rod, Preformed, 1000mm Lg, Sulphur 61/3.75 AAAC 1120, for Bridging Insulators, ETS 11-09-01 | PLP | PREFORMED LINE PRODUCTS (AUST) | D-AAR3375R1000 | Active | 1
2407231 | CLAMP,SUPPORT,ELEC CONDUCTOR | Armour Grip, Iodine, 7/4.75 AAAC 1120, For use with Clamp End Post Insulator, ETS 11-09-01 | PLP | PREFORMED LINE PRODUCTS (AUST) | AGS-5204 | Active | 1
2407232 | CLAMP,SUPPORT,ELEC CONDUCTOR | Armour Grip, Krypton, 19/3.25 AAAC 1120, For use with Clamp End Post Insulator, ETS 11-09-01 | PLP | PREFORMED LINE PRODUCTS (AUST) | D-HSP1625 | Active | 1
2407233 | CLAMP,SUPPORT,ELEC CONDUCTOR | Armour Grip, use with Clamp End Post Insulator, Pluto/Neon, 19/3.75, AAC, AAAC/1120, ETS 11-09-01 | PLP | PREFORMED LINE PRODUCTS (AUST) | AGS-5213 | Active | 2
2407233 | CLAMP,SUPPORT,ELEC CONDUCTOR | Armour Grip, use with Clamp End Post Insulator, Pluto/Neon, 19/3.75, AAC, AAAC/1120, ETS 11-09-01 | PLP | PREFORMED LINE PRODUCTS (AUST) | D-HSP1875 | Active | 1
2407237 | CLAMP,SUPPORT,ELEC CONDUCTOR | Armour Grip, Lime, 30/7/3.5 ACSR/GZ, For use with Clamp End Post Insulator, ETS 11-09-01 | PLP | PREFORMED LINE PRODUCTS (AUST) | D-HSP2450 | Active | 1
2407238 | CLAMP,SUSPENSION | Armour Grip c/w with Structural Rods & Earth, suit 11.4mm CC-30/30/449 OPGW, No Shackle or Twist/Eye Tongue, ETS 11-09-01 | PLP | PREFORMED LINE PRODUCTS (AUST) | OPGWSS-1116L-ER | Active | 5
2407238 | CLAMP,SUSPENSION | Armour Grip c/w with Structural Rods & Earth, suit 11.4mm CC-30/30/449 OPGW, No Shackle or Twist/Eye Tongue, ETS 11-09-01 | TECONN | TE CONNECTIVITY LTD | HSC-0990 | Active | 1
2407238 | CLAMP,SUSPENSION | Armour Grip c/w with Structural Rods & Earth, suit 11.4mm CC-30/30/449 OPGW, No Shackle or Twist/Eye Tongue, ETS 11-09-01 | DULHUNTY | DULHUNTY POWER (AUST) PTY LTD | ERG-2407238 | Active | 2
2407245 | PROTECTOR,ELECTRICAL CABLE | Armour Rod, Preformed, Full Length Repair Rod, suit 14.0mm CC-38/48/551 OPGW, ETS 11-09-01 | PLP | PREFORMED LINE PRODUCTS (AUST) | OPGWRR3600105L | Active | 1
2407245 | PROTECTOR,ELECTRICAL CABLE | Armour Rod, Preformed, Full Length Repair Rod, suit 14.0mm CC-38/48/551 OPGW, ETS 11-09-01 | DULHUNTY | DULHUNTY POWER (AUST) PTY LTD | RR-OPGW1400 | Active | 2
2407246 | PROTECTOR,ELECTRICAL CABLE | Armour Rod, Preformed, 1000mm Lg Structural Rod, suit 11.4mm CC-30/30/449 OPGW, for V/Dampers, ETS 11-09-01 (scm) | DULHUNTY | DULHUNTY POWER (AUST) PTY LTD | RR-OPGW1140-1000 | Active | 2
2407246 | PROTECTOR,ELECTRICAL CABLE | Armour Rod, Preformed, 1000mm Lg Structural Rod, suit 11.4mm CC-30/30/449 OPGW, for V/Dampers, ETS 11-09-01 (scm) | PLP | PREFORMED LINE PRODUCTS (AUST) | AAR-113 | Active | 1
2407248 | CLAMP,SUSPENSION | Downlead Cushion, suit 11.4mm OPGW & with 11.4mm OPGW & Attachment to Concrete Pole, ETS 11-09-01 | TEN | THE ENERGY NETWORK (AUST) PTY LTD | OPGW-DL-18-CW | Active | 1
2407248 | CLAMP,SUSPENSION | Downlead Cushion, suit 11.4mm OPGW & with 11.4mm OPGW & Attachment to Concrete Pole, ETS 11-09-01 | TEN | THE ENERGY NETWORK (AUST) PTY LTD | OPGW-DL-11.40-C | Active | 2
2407248 | CLAMP,SUSPENSION | Downlead Cushion, suit 11.4mm OPGW & with 11.4mm OPGW & Attachment to Concrete Pole, ETS 11-09-01 | PLP | PREFORMED LINE PRODUCTS (AUST) | OFDLC-8003041B | Active | 2
2407248 | CLAMP,SUSPENSION | Downlead Cushion, suit 11.4mm OPGW & with 11.4mm OPGW & Attachment to Concrete Pole, ETS 11-09-01 | DULHUNTY | DULHUNTY POWER (AUST) PTY LTD | OPGW-DL-11.40C | Active | 2
2407261 | SOCKET BALL ASSEMBLY | 120kN, with W Clip, ETS 11-09-01 | PLP | PREFORMED LINE PRODUCTS (AUST) | SB120 | Active | 1
2407269 | SOCKET BALL ASSEMBLY | 160kN, with W Clip, ETS 11-09-01 (scm) | PLP | PREFORMED LINE PRODUCTS (AUST) | SB-160-4 | Active | 1
2417673 | CLAMP,SUSPENSION,ELEC CONDUCTOR | Double Armour Grip Assembly, Banana 6/1/3.75 ACSR, Mars 7/3.75 AAC c/w Yoke Plate, No Clevis Tongue, M16 Bolt, ETS 2005/037/T (SLT) (scm) | PLP | PREFORMED LINE PRODUCTS (AUST) | D-HSD1125+YOKE | Active | 5
2481679 | ARRESTER,ELECTRICAL SURGE | SM, Ur=198kV, Uc=158kV, 10kA, Gapless Metal Oxide c/w Insulated Base for 220kV Effectively Earthed Systems | SIEMENS | SIEMENS LTD | 3EL2 198-2PQ32-4XA5 | Phasing | 1
2418234 | LEAD,TEST | Meter Lead, 2.5m, 1mm2, Double Insulated Black PVC Cable c/w Male Safety Banana Plug & 5066 Elephant Clip | PENTA | PENTA AUST (TMAC THEW & MCCANN/HYLEC) | PA22781 | Active | 1
2418234 | LEAD,TEST | Meter Lead, 2.5m, 1mm2, Double Insulated Black PVC Cable c/w Male Safety Banana Plug & 5066 Elephant Clip | PTE | PACIFIC TEST EQUIPMENT PTY LTD | 5066/2312-250-N | Active | 2
2418234 | LEAD,TEST | Meter Lead, 2.5m, 1mm2, Double Insulated Black PVC Cable c/w Male Safety Banana Plug & 5066 Elephant Clip | HYLEC | HYLEC ENERGY SOLUTIONS | 5066/2312-250-N | Active | 2
2433944 | LEAD,TEST | Earth, 50/25m Cable on A-Frame Reel, 50m Red & 25m Blue Lead, Leads to be Terminated c/w 4mm Safety Socket to Centre of Reel & 4mm Plug Fitted to | PTE | PACIFIC TEST EQUIPMENT PTY LTD | PTE-001 | Active | 1
2444354 | LEAD,TEST | Line-Neutral, 2 Wire, suit 4118A c/w Moulded Plug Instrument End, Red & Black Probe Tips, Cat III 600V, for A-N Loop Testing as per LVCM Procedures | REXEL | REXEL AUSTRALIA | 7259 | Active | 1
2444354 | LEAD,TEST | Line-Neutral, 2 Wire, suit 4118A c/w Moulded Plug Instrument End, Red & Black Probe Tips, Cat III 600V, for A-N Loop Testing as per LVCM Procedures | KYORITSU | KYORITSU (MANUFACTURER) | KYO7259 | Active | 5
2416584 | CUTTER,CABLE,HAND OPERATED | 222mm, for use in Insulated Tool Kit | PENTA | PENTA AUST (TMAC THEW & MCCANN/HYLEC) | PA23054 | Active | 1
2416584 | CUTTER,CABLE,HAND OPERATED | 222mm, for use in Insulated Tool Kit | HYLEC | HYLEC ENERGY SOLUTIONS | C28-250 | Active | 2
2416584 | CUTTER,CABLE,HAND OPERATED | 222mm, for use in Insulated Tool Kit | TEN | THE ENERGY NETWORK (AUST) PTY LTD | D18-220 | Active | 2
2429066 | BAG,LINEMANS GLOVE | Combination Glove & Sleeve Bag, 2 Pockets, Single Flap, Reinforced Inside & Out, for Live Line HV Insulated Gloves & Sleeves | TEN | THE ENERGY NETWORK (AUST) PTY LTD | TENM410 | Active | 1
2429066 | BAG,LINEMANS GLOVE | Combination Glove & Sleeve Bag, 2 Pockets, Single Flap, Reinforced Inside & Out, for Live Line HV Insulated Gloves & Sleeves | ACCULEC | ACCULEC PTY LTD (303899) | C417-0150 | Active | 2
104234 | TIE,PREFORMED | Side, Neck Dia 112mm, 7/3.75 AAC & AAAC 6/1/3.75 ACSR 6/1/.161 ACSR/GZ (Imp) Armoured, (scm) (P35) | PLP | PREFORMED LINE PRODUCTS (AUST) | AWST210A112 | Active | 1
104236 | TIE,PREFORMED | Side, Neck Dia 112mm, 7/3.75 AAC, Mars Unarmoured, (scm) (P50) | PLP | PREFORMED LINE PRODUCTS (AUST) | AWST113112 | Active | 1
104379 | TIE,PREFORMED | Side, Neck Dia 76mm, 7/2.50 AAC & AAAC 3/4/2.50 ACSR 6/1/2.50 ACSR, Unarmoured (scm) | PLP | PREFORMED LINE PRODUCTS (AUST) | AWST07576 | Active | 1
104380 | TIE,PREFORMED | Top, Neck Dia 112mm, 7/2.50 AAC & AAAC 3/4/2.50 ACSR 6/1/2.50 ACSR, Unarmoured (scm) | PLP | PREFORMED LINE PRODUCTS (AUST) | AWDT075112 | Active | 1
104531 | CLAMP,SUSPENSION | Downlead Cushion, suit Long Span, 36/48/96 Optical Fibre Cables, 16.7 to 19.1mm Dia, for Wood Poles c/w Coach Screw & Washer (scm) | TEN | THE ENERGY NETWORK (AUST) PTY LTD | OPGW-DL-17-WS | Active | 1
104531 | CLAMP,SUSPENSION | Downlead Cushion, suit Long Span, 36/48/96 Optical Fibre Cables, 16.7 to 19.1mm Dia, for Wood Poles c/w Coach Screw & Washer (scm) | PLP | PREFORMED LINE PRODUCTS (AUST) | OFDLC-8003044 | Active | 2
429394 | TERMINATION,PREFORMED | FT, 19/2.75 SC/GZ, for use on GY4 Insulator, Colour Code White (scm) | PLP | PREFORMED LINE PRODUCTS (AUST) | GFG-138 | Active | 1
431631 | GUARD | Stay, Plastic Split, Psg-030-2S-Fh | TECONN | TE CONNECTIVITY LTD | SG-PVCW-S-200030 | Active | 1
431631 | GUARD | Stay, Plastic Split, Psg-030-2S-Fh | ADAPTAUS | ADAPT AUSTRALIA PTY LTD | PSG0302SFH | Active | 2
431631 | GUARD | Stay, Plastic Split, Psg-030-2S-Fh | PLP | PREFORMED LINE PRODUCTS (AUST) | PSG0302SFH | Active | 2
431631 | GUARD | Stay, Plastic Split, Psg-030-2S-Fh | RMSPROD | RMS PRODUCTS (RELAY MONITORING SYSTEMS) | PSG25H | Active | 5
444008 | SLEEVE,COMPRESSION | FT, 95mm2, ABC, Hex Die A/F 21.5mm (scm) (P10) | TECONN | TE CONNECTIVITY LTD | MJPT 95 ALUS D.25 | Active | 1
444008 | SLEEVE,COMPRESSION | FT, 95mm2, ABC, Hex Die A/F 21.5mm (scm) (P10) | SICAME | SICAME AUSTRALIA PTY LTD | MJPT95-21 | Active | 2
447015 | TERMINAL,LUG | Eye Type, Pre-Insulated, Bi-Metal, Cu Palm, 95mm2, M12 Palm Hole, Hex Die A/F 21.5mm, 115mm Lg, Crimp Connection, suit LV ABC Cable | SICAME | SICAME AUSTRALIA PTY LTD | CPTAU95-21 | Active | 1
468667 | PROTECTOR,ELECTRICAL CABLE | Armour Rod, 3/2.75 SC/GZ, 3/12 Steel (P50) (scm) | PLP | PREFORMED LINE PRODUCTS (AUST) | GAR-055 | Active | 1
474612 | SLEEVE,COMPRESSION | NT, 7/3.75, AL, AAC & AAAC, 6/1/3.75 ACSR, Hex Die A/F 18.0mm (P1) (scm) | PLP | PREFORMED LINE PRODUCTS (AUST) | NT50/1 | Active | 1
477313 | SPLICE,CONDUCTOR | Preformed, FT, 7/3.00 AAC & AAAC, 4/3/3.00 ACSR, 6/1/3.00 ACSR, Colour Code Red (P20) (scm) | PLP | PREFORMED LINE PRODUCTS (AUST) | AFS-090 | Active | 1
2401235 | CLAMP,SUSPENSION | Angle, Clevis Type 3MA, Al Alloy, ACSR & AAC & AAAC, 20-34mm Dia Clamp Range c/w Round Clevis Pin & Humpback Split Pin | PLP | PREFORMED LINE PRODUCTS (AUST) | D-ACC2032A | Active | 2
2401235 | CLAMP,SUSPENSION | Angle, Clevis Type 3MA, Al Alloy, ACSR & AAC & AAAC, 20-34mm Dia Clamp Range c/w Round Clevis Pin & Humpback Split Pin | TEN | THE ENERGY NETWORK (AUST) PTY LTD | AASC-210340-N | Active | 1
2401242 | CLAMP,SUSPENSION | ABC, 4 x 50mm2 Al, Roller Type c/w Insulating Insert Clamp, to have Roller Attachment Holes (P20) (scm) | TYCOELEC | TYCO ELECTRONICS | IBSRC450 | Active | 1
2419497 | DAMPER,VIBRATION,TRANSMISSION LINE | Stockbridge Type, Banana, 6/1//3.75 ACSR/GZ, ETS 11-09-01 | TEN | THE ENERGY NETWORK (AUST) PTY LTD | 4D20-11.5 | Active | 1
2419497 | DAMPER,VIBRATION,TRANSMISSION LINE | Stockbridge Type, Banana, 6/1//3.75 ACSR/GZ, ETS 11-09-01 | DULHUNTY | DULHUNTY POWER (AUST) PTY LTD | 4D20-11.5: BANANA | Active | 2
2425502 | SLEEVE,COMPRESSION | FT, ACSR, 6/4.75 + 7/1.60 Cherry & Carrot, 6/0.186" + 7/0.062" Dog, 2 Piece Type, Hex Die Al 22.0mm A/F, St 9.5mm A/F (scm) | PLP | PREFORMED LINE PRODUCTS (AUST) | CMSJ-143-2 | Active | 5
2426690 | PROTECTOR,ELECTRICAL CABLE | Armour Rod, Preformed, Full Length, Cherry 6/4.75 + 7/1.60 ACSR/GZ, ETS 11-09-01 | PLP | PREFORMED LINE PRODUCTS (AUST) | D-AAR1430 | Active | 5
2426807 | SLEEVE,COMPRESSION | Termination Conductor Compression, FT, Diving, 30/7/3.50 ACSR/AC, Die Size Al 40.0mm, Steel 19.0mm, ETS 11-09-01 | PLP | PREFORMED LINE PRODUCTS (AUST) | D-HD532E | Active | 5
2426898 | CLAMP,SUPPORT,ELEC CONDUCTOR | Armour Grip Support Unit, Banana, 6/1/3.75 ACSR/GZ, For use with Clamp End Post Insulators, ETS 11-09-01 (scm) | PLP | PREFORMED LINE PRODUCTS (AUST) | D-HSP1125 | Active | 5
2426906 | CLAMP,SUPPORT,ELEC CONDUCTOR | Armour Grip Support Unit, Cherry, 6/4.75 + 7/1.60 ACSR/GZ, For use with Clamp End Post Insulators, ETS 11-09-01 (scm) | PLP | PREFORMED LINE PRODUCTS (AUST) | D-HSP1430 | Active | 5
2426963 | LEAD,ELECTRICAL | Earth Bonding Lead + PG Clamp (10kA/0.5 sec), 1m long, suit 11.4mm OPGW Armour Grip Suspension Units, to Ergon Transmission Line Spec (scm) | PLP | PREFORMED LINE PRODUCTS (AUST) | EBL-OPGW01-0719-ER | Active | 1
2426963 | LEAD,ELECTRICAL | Earth Bonding Lead + PG Clamp (10kA/0.5 sec), 1m long, suit 11.4mm OPGW Armour Grip Suspension Units, to Ergon Transmission Line Spec (scm) | DULHUNTY | DULHUNTY POWER (AUST) PTY LTD | ERG-2426963 | Active | 2
2427011 | CLAMP,SUPPORT,ELEC CONDUCTOR | Armour Grip Support Unit, Diving, 30/7/3.50 ACSR/AC, For use with Clamp End Post Insulators, ETS 11-09-01 (scm) | PLP | PREFORMED LINE PRODUCTS (AUST) | D-HSP2450 | Active | 5
2430379 | CLAMP,INSULATION PIERCING | Connector, IPC, 1.5-25mm2 Main, Water Block with an Insulated Tail (scm) | SICAME | SICAME AUSTRALIA PTY LTD | WBC125 | Active | 1
2434231 | LINK,COMPRESSION | Reducing, Cu, 35/16mm2, Hex Die AF 9.2mm/6.3mm Cu (scm) | TYCOELEC | TYCO ELECTRONICS | CKR35-16/1 | Active | 1
2434231 | LINK,COMPRESSION | Reducing, Cu, 35/16mm2, Hex Die AF 9.2mm/6.3mm Cu (scm) | HAYMANS | HAYMANS ELECTRICAL | CAACASR35/16 | Active | 2
2434231 | LINK,COMPRESSION | Reducing, Cu, 35/16mm2, Hex Die AF 9.2mm/6.3mm Cu (scm) | CABAC | CABAC (MANUFACTURER) | CASR35/16 | Active | 2
2439776 | TIE,PREFORMED | Side, Neck Dia 54mm, Tyguard, 3/2.75 SC/AC, Armoured (P50) (scm) | PLP | PREFORMED LINE PRODUCTS (AUST) | AWTY-098-54 | Active | 5
2443885 | TIE,PREFORMED | Top, 120mm2, 11kV, CCT, Non Metallic Heliformed, UV Stabilised PVC (scm) | TECONN | TE CONNECTIVITY LTD | PTT-1857/73 | Active | 1
2443885 | TIE,PREFORMED | Top, 120mm2, 11kV, CCT, Non Metallic Heliformed, UV Stabilised PVC (scm) | PLP | PREFORMED LINE PRODUCTS (AUST) | PTT18307G | Active | 2
2451979 | SPLICE,CONDUCTOR | Preformed, FT, 7/2.50 SC/GZ, 3/3.66mm (3/0.144") Alumoweld, Colour Code Blue | PLP | PREFORMED LINE PRODUCTS (AUST) | GFS-075 | Active | 5
2419034 | CROSSARM,COMPOSITE | Fibre, Predrilled, 2400 x 100 x 100mm, 11kV, Urban, Intermediate, use with Crossarm Mounting Bracket, EE Dwg 921992-04 | WAGNERS | WAGNERS CFT MANUFACTURING | EC006-00012 | Active | 5
2420818 | POWER SUPPLY | SCADA, SCD5200, SCD6000, Wide Range PS Module 100W | SCHNEIDR | SCHNEIDER PTY LTD (MANUFACTURER) | SY-0399131R | Active | 1
2419018 | CROSSARM,COMPOSITE | Fibre, Predrilled, 2700 x 100 x 100mm, 11/22/33kV, Urban, Intermediate, use with Crossarm Mounting Bracket, EE Dwg 921992-05 | WAGNERS | WAGNERS CFT MANUFACTURING | EC006-00035 | Active | 5
2416147 | FUSE,CARTRIDGE | 80A, 69kV, Boric Acid Filled, Standard Speed, suit SMD-1A Fuse Mounts | PWRHDIST | POWERHOUSE DISTRIBUTION | PH446080R1 | Active | 1
2416147 | FUSE,CARTRIDGE | 80A, 69kV, Boric Acid Filled, Standard Speed, suit SMD-1A Fuse Mounts | S&C ELEC | S&C ELECTRIC COMPANY | 446080R1 | Active | 5
2423457 | BRACKET,MOUNTING | 4 x LV ABC Bundle Switches, EE Dwg 875234-02 | GREGSF | GREG SEWELL FORGINGS PTY LTD | 6348 | Active | 1
16465 | INSECT REPELLENT,PERSONAL | RID Antiseptic Repellent 100g Medicated Spray - 16% DEET 4 hours effective protection | BLKWOODJ | J BLACKWOOD & SONS LIMITED | 4843171 | Active | 2
16465 | INSECT REPELLENT,PERSONAL | RID Antiseptic Repellent 100g Medicated Spray - 16% DEET 4 hours effective protection | ALLENS | ALLENS INDUSTRIAL PRODUCTS | RID203125 | Active | 2
16465 | INSECT REPELLENT,PERSONAL | RID Antiseptic Repellent 100g Medicated Spray - 16% DEET 4 hours effective protection | ATOMSUPP | ATOM SUPPLY GROUP P/L | 293665 | Active | 1
16465 | INSECT REPELLENT,PERSONAL | RID Antiseptic Repellent 100g Medicated Spray - 16% DEET 4 hours effective protection | ALPHAFAS | ALPHA FIRST AID SUPPLIES | 349 | Active | 2
20078 | HAT,SUN | Sun Protection, Wide Brim, 58cm, Size M, Soft Fabric, Cool Grey 5, Unbranded | ATOMSUPP | ATOM SUPPLY GROUP P/L | 31120008 | Active | 1
20078 | HAT,SUN | Sun Protection, Wide Brim, 58cm, Size M, Soft Fabric, Cool Grey 5, Unbranded | BUNZL | BUNZL LIMITED | CH66-M | Active | 2
22923 | SKIN PROTECTIVE COMPOUND | Neat 3b Action Cream; Prevents skin rash & chafing between the thighs & buttocks | BLKWOODJ | J BLACKWOOD & SONS LIMITED | 20311599/BABP1J | Active | 2
22923 | SKIN PROTECTIVE COMPOUND | Neat 3b Action Cream; Prevents skin rash & chafing between the thighs & buttocks | ATOMSUPP | ATOM SUPPLY GROUP P/L | 236506 | Active | 1
22923 | SKIN PROTECTIVE COMPOUND | Neat 3b Action Cream; Prevents skin rash & chafing between the thighs & buttocks | ALPHAFAS | ALPHA FIRST AID SUPPLIES | 99257 | Active | 2
24185 | CHARGER,BATTERY | Milwaukee 18V, 6-Bay Sequential Charger, for Li-Ion Batteries | MILWAUKE | MILWAUKEE POWER TOOLS | M14-18C6 | Active | 5
24185 | CHARGER,BATTERY | Milwaukee 18V, 6-Bay Sequential Charger, for Li-Ion Batteries | C&LTOOL | C&L TOOL CENTRE | MILWAM1418C6 | Active | 1
24740 | DRILL,PORTABLE | Milwaukee, M12 Fuel, 13mm Hammer Drill/ Driver, 12V, Brushless Motor, LED Light, Battery Level Gauge, Skin Only | C&LTOOL | C&L TOOL CENTRE | M12FPD20 | Active | 1
24740 | DRILL,PORTABLE | Milwaukee, M12 Fuel, 13mm Hammer Drill/ Driver, 12V, Brushless Motor, LED Light, Battery Level Gauge, Skin Only | MILWAUKE | MILWAUKEE POWER TOOLS | M12FPD20 | Active | 5
24781 | GLOVES,PROTECTIVE | MaxiCut 5 Ultra, Size 7, Micro-Foam Nitrile Coated, Cut & Punture Resistant | ATOMSUPP | ATOM SUPPLY GROUP P/L | 30000325 | Active | 1
24781 | GLOVES,PROTECTIVE | MaxiCut 5 Ultra, Size 7, Micro-Foam Nitrile Coated, Cut & Punture Resistant | ATG | ATG INTELLIGENT GLOVE SOLUTIONS | 44-3745 07 | Active | 2
24822 | SPOTLIGHT | Milwaukee, M12 LED High Output Spotlight 12V, 750 Lumens, 640m Beam, IP24, Skin Only | MILWAUKE | MILWAUKEE POWER TOOLS | M12SLED-0 | Active | 5
24822 | SPOTLIGHT | Milwaukee, M12 LED High Output Spotlight 12V, 750 Lumens, 640m Beam, IP24, Skin Only | C&LTOOL | C&L TOOL CENTRE | MILWTM12SLED-0 | Active | 1
24823 | BLOWER,ELECTRIC,PORTABLE | Milwaukee, M18 Cordless Compact Blower, 18V, 3-Speed Electronic Switch, Variable Speed Trigger, Air Velocity 259km/h, Universal Inflator/Deflator, Skin Only | MILWAUKE | MILWAUKEE POWER TOOLS | M18BBL-0 | Active | 5
24823 | BLOWER,ELECTRIC,PORTABLE | Milwaukee, M18 Cordless Compact Blower, 18V, 3-Speed Electronic Switch, Variable Speed Trigger, Air Velocity 259km/h, Universal Inflator/Deflator, Skin Only | C&LTOOL | C&L TOOL CENTRE | MILWTM18BBL-0 | Active | 1
24892 | SOCKET,SOCKET WRENCH | Impact, 1/2" Square Drive, 50mm Extension | C&LTOOL | C&L TOOL CENTRE | 8044050MPB | Active | 1
24892 | SOCKET,SOCKET WRENCH | Impact, 1/2" Square Drive, 50mm Extension | C&LTOOL | C&L TOOL CENTRE | GEN480075 | Active | 2
25366 | BATTERY,STORAGE | 18V, 5.0Ah, Lithium Makita Battery, c/w Fuel Gauge, 45 mins Charging Time | C&LTOOL | C&L TOOL CENTRE | MAKABL1850B-L | Active | 1
25413 | SPECTACLES,INDUSTRIAL | Bolle Rush Plus Small, Medium Impact Safety Eyewear, Clear Lens, Blue/Black Arms, Adjustable PVC Nose Bridge, Anti-Scratch & Anti-Fog | ATOMSUPP | ATOM SUPPLY GROUP P/L | 299360 | Active | 2
25413 | SPECTACLES,INDUSTRIAL | Bolle Rush Plus Small, Medium Impact Safety Eyewear, Clear Lens, Blue/Black Arms, Adjustable PVC Nose Bridge, Anti-Scratch & Anti-Fog | BOLLE | BOLLE SAFETY | 1672301 | Active | 5
25413 | SPECTACLES,INDUSTRIAL | Bolle Rush Plus Small, Medium Impact Safety Eyewear, Clear Lens, Blue/Black Arms, Adjustable PVC Nose Bridge, Anti-Scratch & Anti-Fog | ATOMSUPP | ATOM SUPPLY GROUP P/L | 30004659 | Active | 1
25413 | SPECTACLES,INDUSTRIAL | Bolle Rush Plus Small, Medium Impact Safety Eyewear, Clear Lens, Blue/Black Arms, Adjustable PVC Nose Bridge, Anti-Scratch & Anti-Fog | PROTECTA | PROTECTA-VISION AUSTRALIA | 1672301FB | Active | 2
25415 | SPECTACLES,INDUSTRIAL | Bolle Rush Plus Small, Medium Impact Safety Eyewear, Smoke Lens, Blue/Black Arms, Adjustable PVC Nose Bridge, Anti-Scratch & Anti-Fog | ATOMSUPP | ATOM SUPPLY GROUP P/L | 30004660 | Active | 1
25415 | SPECTACLES,INDUSTRIAL | Bolle Rush Plus Small, Medium Impact Safety Eyewear, Smoke Lens, Blue/Black Arms, Adjustable PVC Nose Bridge, Anti-Scratch & Anti-Fog | PROTECTA | PROTECTA-VISION AUSTRALIA | 1672302FB | Active | 2
25415 | SPECTACLES,INDUSTRIAL | Bolle Rush Plus Small, Medium Impact Safety Eyewear, Smoke Lens, Blue/Black Arms, Adjustable PVC Nose Bridge, Anti-Scratch & Anti-Fog | ATOMSUPP | ATOM SUPPLY GROUP P/L | 303211 | Active | 2
25416 | SPECTACLES,INDUSTRIAL | Bolle Rush Plus, Medium Impact Safety Eyewear, Clear Lens, Red/Black Arms, Adjustable PVC Nose Bridge, Anti-Scratch & Anti-Fog | BOLLE | BOLLE SAFETY | 1662301 | Active | 5
25416 | SPECTACLES,INDUSTRIAL | Bolle Rush Plus, Medium Impact Safety Eyewear, Clear Lens, Red/Black Arms, Adjustable PVC Nose Bridge, Anti-Scratch & Anti-Fog | ATOMSUPP | ATOM SUPPLY GROUP P/L | 79900553 | Active | 1
2403978 | SLEEVE,COMPRESSION | NT, 3/4/2.50, ACSR/GZ, Raisin, ACSR Hex Die A/F 14.0mm (scm) | TYCOELEC | TYCO ELECTRONICS | NT36/1 | Active | 1
2405261 | SLEEVE,COMPRESSION | NT, 37/3.00 AAC, 30/7/3.00 ACSR Hex Die A/F 30.3mm Al | TYCOELEC | TYCO ELECTRONICS | NT94/1 | Active | 1
2406377 | TERMINAL,LUG | Compression, Al, 2 x M12 Bolt Holes, Hex Die A/F 18.0mm, 7/3.00 AAC, ACSR, ETS 01-09-23 (P1) | TYCOELEC | TYCO ELECTRONICS | AL44/1 | Active | 1
2406400 | TERMINAL,LUG | Compression, Bi-Metal, 240mm2, M12 Hole, Hex Die 28.4A/F, Cu Palm, Al Barrel, suit Pluto/Neon 19/3.75, ETS 01-09-23 (scm) | LEGEND | LEGEND POWER SYSTEMS | BL240-12 | Active | 2
2406400 | TERMINAL,LUG | Compression, Bi-Metal, 240mm2, M12 Hole, Hex Die 28.4A/F, Cu Palm, Al Barrel, suit Pluto/Neon 19/3.75, ETS 01-09-23 (scm) | TECONN | TE CONNECTIVITY LTD | BG240M12/1 | Active | 2
2406400 | TERMINAL,LUG | Compression, Bi-Metal, 240mm2, M12 Hole, Hex Die 28.4A/F, Cu Palm, Al Barrel, suit Pluto/Neon 19/3.75, ETS 01-09-23 (scm) | CABAC | CABAC (MANUFACTURER) | BL240-12 | Active | 2
2406400 | TERMINAL,LUG | Compression, Bi-Metal, 240mm2, M12 Hole, Hex Die 28.4A/F, Cu Palm, Al Barrel, suit Pluto/Neon 19/3.75, ETS 01-09-23 (scm) | TYCOELEC | TYCO ELECTRONICS | BG240M12/1 | Active | 1
2407006 | SPLICE,CONDUCTOR | Preformed, FT, 6/1/.161 ACSR/GZ Raccoon (Imp), Colour Code White (P50) (scm) | PLP | PREFORMED LINE PRODUCTS (AUST) | FTS-122 | Active | 1
2407129 | DAMPER,VIBRATION,TRANSMISSION LINE | Stockbridge Type, Oxygen, 19/4.75 AAAC 1120, ETS 11-09-01 (scm) | PLP | PREFORMED LINE PRODUCTS (AUST) | D-DB1B21SS | Active | 1
2407129 | DAMPER,VIBRATION,TRANSMISSION LINE | Stockbridge Type, Oxygen, 19/4.75 AAAC 1120, ETS 11-09-01 (scm) | DULHUNTY | DULHUNTY POWER (AUST) PTY LTD | 4D30-27.0: OXYGEN | Active | 2
2407138 | DAMPER,VIBRATION,TRANSMISSION LINE | Stockbridge Type, OPGW, 11.4mm with Structural Rods, ETS 11-09-01 | TEN | THE ENERGY NETWORK (AUST) PTY LTD | 4D20-18.0OPGW | Active | 1
2407138 | DAMPER,VIBRATION,TRANSMISSION LINE | Stockbridge Type, OPGW, 11.4mm with Structural Rods, ETS 11-09-01 | PLP | PREFORMED LINE PRODUCTS (AUST) | D-DB05B12SS + D-FORVL112LL-4 | Active | 2
2407138 | DAMPER,VIBRATION,TRANSMISSION LINE | Stockbridge Type, OPGW, 11.4mm with Structural Rods, ETS 11-09-01 | DULHUNTY | DULHUNTY POWER (AUST) PTY LTD | 4D20-20.3: OPGW | Active | 2
2407146 | SLEEVE,COMPRESSION | FT, Neon, 19/3.75 AAAC 1120, Die Size Al 30.0mm or 34.5mm, ETS 11-09-01 | PLP | PREFORMED LINE PRODUCTS (AUST) | D-HM708 | Active | 1
2407150 | SLEEVE,COMPRESSION | FT, Sulphur, 61/3.75 AAAC 1120, Die Size Al 47.5mm, ETS 11-09-01 | PLP | PREFORMED LINE PRODUCTS (AUST) | CMSAAAC-338-1 | Active | 1
2407150 | SLEEVE,COMPRESSION | FT, Sulphur, 61/3.75 AAAC 1120, Die Size Al 47.5mm, ETS 11-09-01 | PLP | PREFORMED LINE PRODUCTS (AUST) | D-HM01713 | Active | 2
2407152 | SLEEVE,COMPRESSION | FT, Lime, 30/7/3.5 ACSR/GZ, Die Size Al 40.0mm, Steel 19.0mm, ETS 11-09-01 | PLP | PREFORMED LINE PRODUCTS (AUST) | D-HM532 | Active | 1
2473478 | MARKER,WARNING | Powerline Marker, Mini Size, 3D Vane, Red & White UV Stabilised Plastic c/w High-Vis Reflectors, Eye Ring Fitting, Bearing (scm) (SMALL) | SICAME | SICAME AUSTRALIA PTY LTD | WM-CS-E-1M-RW | Active | 1
2473478 | MARKER,WARNING | Powerline Marker, Mini Size, 3D Vane, Red & White UV Stabilised Plastic c/w High-Vis Reflectors, Eye Ring Fitting, Bearing (scm) (SMALL) | BALMORAL | BALMORAL ENGINEERING PTY LTD | WM CS-E-1H RW | Active | 2
2473478 | MARKER,WARNING | Powerline Marker, Mini Size, 3D Vane, Red & White UV Stabilised Plastic c/w High-Vis Reflectors, Eye Ring Fitting, Bearing (scm) (SMALL) | SICAME | SICAME AUSTRALIA PTY LTD | WM-CS-E-1H-RW | Active | 2
2425296 | VISOR,FACESHIELD | Clear, for Full Face Shield, use in Bat Removal Kit | PRALSAFE | PROTECTOR ALSAFE | 203065 | Active | 1
2443430 | CABLE,RADIO FREQUENCY | RG58 CellFoil, 50 Ohm, 0.94mm Cu, PE/TC Braid & Al Foil/PVC Jacket, Black | RFIND | RF INDUSTRIES PTY LTD | 9006LSZH-300 | Active | 1
2443562 | CABLE ASSY,FIBRE OPTIC | Patch Lead, 10m Lg, FC-FC Connectors, 4 Fibre D-Series, SMOF MIL Spec, 2 Core, 5mm Jacket, Black | OPTICAL | OPTICAL FIBRE SYSTEMS PTY LTD | OFS-CAB-09D2-MIL-II-10 | Active | 1
2443802 | CABLE ASSY,FIBRE OPTIC | Patch Lead, 10m Lg, LC-LC Connectors, 7 Fibre D-Series, SMOF MIL Spec, 2 Core, 5mm Jacket, Black | OPTICAL | OPTICAL FIBRE SYSTEMS PTY LTD | OFS-CAB-09D2-MIL-VV-10 | Active | 1
2458917 | DIE,COMPRESSION | Hex Crimp, 5T, Engraved 9.2mm A/F Cu, suit 35mm2 Lugs & Links | TECONN | TE CONNECTIVITY LTD | 5T-M92-50 | Active | 1
2458917 | DIE,COMPRESSION | Hex Crimp, 5T, Engraved 9.2mm A/F Cu, suit 35mm2 Lugs & Links | SPECFORC | SPECIALISED FORCE PTY LTD | 5T-M92-50 | Active | 2
2458933 | DIE,COMPRESSION | Hex Crimp, 5T, Engraved 11.5mm A/F Cu, suit 70mm2 Lugs & Links | TECONN | TE CONNECTIVITY LTD | 5T-M115-50 | Active | 1
2458933 | DIE,COMPRESSION | Hex Crimp, 5T, Engraved 11.5mm A/F Cu, suit 70mm2 Lugs & Links | SPECFORC | SPECIALISED FORCE PTY LTD | 5T-M115-50 | Active | 2
2458941 | DIE,COMPRESSION | Hex Crimp, 5T, Engraved 16.5mm A/F Cu, suit 120mm2 Lugs & Links | TECONN | TE CONNECTIVITY LTD | 5T-M165-50 | Active | 1
2458941 | DIE,COMPRESSION | Hex Crimp, 5T, Engraved 16.5mm A/F Cu, suit 120mm2 Lugs & Links | SPECFORC | SPECIALISED FORCE PTY LTD | 5T-M165-50 | Active | 2
2448090 | BRACKET,MOUNTING | SD Support Arm,100 x 50 x 4 RHS, Galv Steel, EE Dwg 1020748-05 item 10 mark C | ISM | ISM MANUFACTURING PTY LTD | 1020748-05-10 | Active | 5
2448116 | BRACKET,MOUNTING | Transformer Platform, 150 x 100 x 9 RHS, Galv Steel, EE Dwg 1020748-03 item 12 mark E | ISM | ISM MANUFACTURING PTY LTD | 1020748-03-12 | Active | 5
2448124 | BRACKET,MOUNTING | Dropout Support, 150 x 8PL, 1318 Lg, Galv Steel, EE Dwg 1020748-06 item 5 mark F | ISM | ISM MANUFACTURING PTY LTD | 1020748-06-05 | Active | 5
2466456 | BRACKET,MOUNTING | Statcom Single Unit to Pole, Dwg 1066417-02 (scm) | EZYSTRUT | EZYSTRUT CABLE & PIPE SUPPORTS | E2466456 | Active | 1
25421 | SPECTACLES,INDUSTRIAL | Helios, Medium Impact Safety Eyewear, Enhanced Colour & Contrast Distinction Lens, White/Red Frames, Anti-Scratch & Anti-Fog | ATOMSUPP | ATOM SUPPLY GROUP P/L | 248940 | Active | 1
25421 | SPECTACLES,INDUSTRIAL | Helios, Medium Impact Safety Eyewear, Enhanced Colour & Contrast Distinction Lens, White/Red Frames, Anti-Scratch & Anti-Fog | PROTECTA | PROTECTA-VISION AUSTRALIA | S9157 | Active | 2
25433 | BODY POWDER | J&J Corn Starch Baby Powder, 200g Bottle for use with Insulating Gloves, Do Not use on Broken Skin, Alternative to Talcum Powder | ALPHAFAS | ALPHA FIRST AID SUPPLIES | 557131 | Active | 1
25433 | BODY POWDER | J&J Corn Starch Baby Powder, 200g Bottle for use with Insulating Gloves, Do Not use on Broken Skin, Alternative to Talcum Powder | ATOMSUPP | ATOM SUPPLY GROUP P/L | 418463 | Active | 2
104580 | GRIP,CABLE,WOVEN | Sock, Cable Pulling, SWL 60kN, Swivel (scm) | SPECFORC | SPECIALISED FORCE PTY LTD | DCD00505035 | Active | 2
104580 | GRIP,CABLE,WOVEN | Sock, Cable Pulling, SWL 60kN, Swivel (scm) | SPECFORC | SPECIALISED FORCE PTY LTD | 00505-035 | Active | 1
105455 | DIE,COMPRESSION | Hex Crimp, 5T, Engraved 21.5mm A/F ABC | TECONN | TE CONNECTIVITY LTD | 5T-M215-50 | Active | 1
105455 | DIE,COMPRESSION | Hex Crimp, 5T, Engraved 21.5mm A/F ABC | SPECFORC | SPECIALISED FORCE PTY LTD | 5T-21.5AFABC | Active | 2
409733 | CLAMP,INSULATION PIERCING | Tool, Insulation Piercing for 95mm2 ABC | PENTA | PENTA AUST (TMAC THEW & MCCANN/HYLEC) | PA23451 | Active | 1
409733 | CLAMP,INSULATION PIERCING | Tool, Insulation Piercing for 95mm2 ABC | HYLEC | HYLEC ENERGY SOLUTIONS | TW2010-R | Active | 2
409733 | CLAMP,INSULATION PIERCING | Tool, Insulation Piercing for 95mm2 ABC | SICAME | SICAME AUSTRALIA PTY LTD | PPI514 | Active | 2
1804003 | HARNESS,SAFETY,INDUSTRIAL | Style A, Full Body, Fall Arrest, for Ladders & Platforms, ETS RSE01 | HGHTDYNM | HEIGHT DYNAMICS | CAPITAL AB119/5AUE | Active | 2
1804003 | HARNESS,SAFETY,INDUSTRIAL | Style A, Full Body, Fall Arrest, for Ladders & Platforms, ETS RSE01 | CAPITAL | CAPITAL SAFETY | AB119/5AUE | Active | 2
1804003 | HARNESS,SAFETY,INDUSTRIAL | Style A, Full Body, Fall Arrest, for Ladders & Platforms, ETS RSE01 | HGHTDYNM | HEIGHT DYNAMICS | AB119/5AUE | Active | 1
1804003 | HARNESS,SAFETY,INDUSTRIAL | Style A, Full Body, Fall Arrest, for Ladders & Platforms, ETS RSE01 | LRI | LIFE AND RESCUE INTERNATIONAL | 101075 | Active | 2
1808001 | BLOCK,TACKLE | Handline, Bethea Model HLB1250-S | TEN | THE ENERGY NETWORK (AUST) PTY LTD | SPP-HLB | Active | 1
1808001 | BLOCK,TACKLE | Handline, Bethea Model HLB1250-S | SPECFORC | SPECIALISED FORCE PTY LTD | HLB-560/P&C | Active | 2
1837487 | GLOVES,ELECTRICAL WORKER'S | Ansell ActivArmr, Class 00, 500VAC, Size 8, Insulating Rubber, Red, Straight Cuff, 280mm (11") Lg, ASTM D120 | BALMORAL | BALMORAL ENGINEERING PTY LTD | RIG0011RS8 | Active | 1
1837487 | GLOVES,ELECTRICAL WORKER'S | Ansell ActivArmr, Class 00, 500VAC, Size 8, Insulating Rubber, Red, Straight Cuff, 280mm (11") Lg, ASTM D120 | NTWRKPWR | NETWORK POWER SERVICES | EOO500280-8 | Active | 2
1837487 | GLOVES,ELECTRICAL WORKER'S | Ansell ActivArmr, Class 00, 500VAC, Size 8, Insulating Rubber, Red, Straight Cuff, 280mm (11") Lg, ASTM D120 | ANSELL | ANSELL LTD | RIG0011RS8 | Active | 5
1837498 | GLOVE SHELLS,ELECTRICAL WORKERS | Outer Protector, Class 0 & 00, Size 10, Insulating | BALMORAL | BALMORAL ENGINEERING PTY LTD | OUTLVGS10 | Active | 1
1837498 | GLOVE SHELLS,ELECTRICAL WORKERS | Outer Protector, Class 0 & 00, Size 10, Insulating | SILGLEN | SILGLEN SERVICES PTY LTD | 0019/10 | Active | 2
1837498 | GLOVE SHELLS,ELECTRICAL WORKERS | Outer Protector, Class 0 & 00, Size 10, Insulating | ANSELL | ANSELL LTD | OUTLVGS10 | Active | 2
2402406 | GRIP,CABLE,JAW | Come-Along, suit Al & ACSR, Cable Range 8 - 18mm Dia, Strong Spring Loaded Parallel Jaws to Hold on Wire | THEWMCCA | TMAC THEW & MCCANN GROUP | 2402406 | Active | 2
2402406 | GRIP,CABLE,JAW | Come-Along, suit Al & ACSR, Cable Range 8 - 18mm Dia, Strong Spring Loaded Parallel Jaws to Hold on Wire | PENTA | PENTA AUST (TMAC THEW & MCCANN/HYLEC) | PA10076 | Active | 1
2402406 | GRIP,CABLE,JAW | Come-Along, suit Al & ACSR, Cable Range 8 - 18mm Dia, Strong Spring Loaded Parallel Jaws to Hold on Wire | THEWMCCA | TMAC THEW & MCCANN GROUP | TM10076 | Active | 2
2403379 | GLOVES,ELECTRICAL WORKER'S | Electrical Rubber 1000V, Working Class 0, Size 11, Yellow | TEN | THE ENERGY NETWORK (AUST) PTY LTD | E014BY-11 | Active | 2
2403379 | GLOVES,ELECTRICAL WORKER'S | Electrical Rubber 1000V, Working Class 0, Size 11, Yellow | ANSELL | ANSELL LTD | RIG014YS11 | Active | 1
2403472 | STRAP,RETAINING | Pole Strap, 5.0m Lg c/w Double Action Al Snap Hook Each End, ETS RSE01 | LRI | LIFE AND RESCUE INTERNATIONAL | 101342 | Active | 2
2403472 | STRAP,RETAINING | Pole Strap, 5.0m Lg c/w Double Action Al Snap Hook Each End, ETS RSE01 | HGHTDYNM | HEIGHT DYNAMICS | E613B0501717 | Active | 1
2403472 | STRAP,RETAINING | Pole Strap, 5.0m Lg c/w Double Action Al Snap Hook Each End, ETS RSE01 | PRALSAFE | PROTECTOR ALSAFE | M1010023 | Active | 2
2403792 | BAG,LINEMANS GLOVE | Carry Bag c/w 3 x Compartments, 170mm Lg x 90mm W x 360mm D, 170mm Lg x 90mm W x 320mm D, 170mm Lg x 90mm W x 200mm D, | TEN | THE ENERGY NETWORK (AUST) PTY LTD | TENM409 | Active | 1
2407162 | SLEEVE,COMPRESSION | Termination Conductor Compression, FT, Lime, 30/7/3.5 ACSR/GZ, Die Size Al 40.0mm, Steel 19.0mm, ETS 11-09-01 | PLP | PREFORMED LINE PRODUCTS (AUST) | D-HD532E | Active | 1
2407186 | CLAMP,SUSPENSION,ELEC CONDUCTOR | Armour Grip, 7/3.25 SC/AC, Left Hand Lay, M16 Bolt, ETS 11-09-01 | PLP | PREFORMED LINE PRODUCTS (AUST) | D-SHS0975L | Active | 1
2407221 | PROTECTOR,ELECTRICAL CABLE | Armour Rod, Preformed, 1000mm Lg, Iodine 7/4.75 AAAC 1120, for Bridging Insulators, ETS 11-09-01 | PLP | PREFORMED LINE PRODUCTS (AUST) | D-AAR1430R1000 | Active | 1
2419554 | TERMINATION CONDUCTOR COMPRESSION | FT, Cherry, 6/4.75-7/1.60 ACSR/GZ Transverse Palm, Jumper Lug & Bolt, Die Size Al 22mm, Steel 9.5mm, ETS 11-09-01 | PLP | PREFORMED LINE PRODUCTS (AUST) | D-HD521X | Active | 5
2419596 | TERMINATION CONDUCTOR COMPRESSION | FT, Nitrogen, 37/3.00 AAAC 1120, Transverse Palm, Jumper Lug & Bolt, Die Size Al 34.5mm, ETS 11-09-01 | PLP | PREFORMED LINE PRODUCTS (AUST) | D-HD709X | Active | 5
2421220 | COVER,ELECTRICAL EQUIPMENT | HD Downlead Cover, 30mm ID, 2.7m Lg, 2.5mm Wall, Black, UV Stablilsed PVC, Fire Retardant, for use on Timber Poles | TECONN | TE CONNECTIVITY LTD | EG-PVCBUV-270030 | Active | 1
2421220 | COVER,ELECTRICAL EQUIPMENT | HD Downlead Cover, 30mm ID, 2.7m Lg, 2.5mm Wall, Black, UV Stablilsed PVC, Fire Retardant, for use on Timber Poles | RMSRVR | RMS (RIVERSLEIGH MANAGEMENT SERVICES) | EWG30-FRM | Active | 5
2426724 | CLAMP,SUSPENSION,ELEC CONDUCTOR | Armour Grip, Banana, 6/1/3.75 ACSR/GZ, M16 Bolt, ETS 11-09-01 | TECONN | TE CONNECTIVITY LTD | HSC-0990 | Active | 1
2426724 | CLAMP,SUSPENSION,ELEC CONDUCTOR | Armour Grip, Banana, 6/1/3.75 ACSR/GZ, M16 Bolt, ETS 11-09-01 | PLP | PREFORMED LINE PRODUCTS (AUST) | AGS-8109 | Active | 2
2426773 | CLAMP,SUSPENSION,ELEC CONDUCTOR | Double Armour Grip Assembly, Cricket, 30/7/2.50 ACSR/AC, M16 Bolt, Incl Yoke Plate, No Clevis Tongues, ETS 11-09-01 | PLP | PREFORMED LINE PRODUCTS (AUST) | D-HSD1750+DI (NEW) | Active | 5
2426799 | SLEEVE,COMPRESSION | Termination Conductor Compression, FT, Cricket, 30/7/2.50 ACSR/AC, Die Size Al 28.5mm, Steel 16.0mm, ETS 11-09-01 | PLP | PREFORMED LINE PRODUCTS (AUST) | D-HD525E | Active | 5
2426872 | DAMPER,VIBRATION,TRANSMISSION LINE | Stockbridge, Diving, 30/7/3.50 ACSR/AC, to ETS 11-09-01 | PLP | PREFORMED LINE PRODUCTS (AUST) | D-DB2B24SS | Active | 1
2426872 | DAMPER,VIBRATION,TRANSMISSION LINE | Stockbridge, Diving, 30/7/3.50 ACSR/AC, to ETS 11-09-01 | DULHUNTY | DULHUNTY POWER (AUST) PTY LTD | 4D30-27.0: DIVING | Active | 2
2426914 | CLAMP,SUPPORT,ELEC CONDUCTOR | Armour Grip Support Unit, Cricket, 30/7/2.50 ACSR/AC, For use with Clamp End Post Insulators, ETS 11-09-01 (scm) | PLP | PREFORMED LINE PRODUCTS (AUST) | D-HSP1750 | Active | 5
2426971 | LEAD,ELECTRICAL | Earth Bonding Lead + PG Clamp (10kA/0.5 sec), 1.5m long, suit 11.4mm OPGW Dead End Assembly, to Ergon Transmission Line Spec (scm) | PLP | PREFORMED LINE PRODUCTS (AUST) | EBL-OPGW03-0719-ER | Active | 1
2426971 | LEAD,ELECTRICAL | Earth Bonding Lead + PG Clamp (10kA/0.5 sec), 1.5m long, suit 11.4mm OPGW Dead End Assembly, to Ergon Transmission Line Spec (scm) | DULHUNTY | DULHUNTY POWER (AUST) PTY LTD | ERG-2426971 | Active | 2
2426997 | LEAD,ELECTRICAL | Earth Bonding Lead + PG Clamp (10kA/0.5 sec), 1.5m long, suit 14mm OPGW Dead End Assembly, to Ergon Transmission Line Spec (scm) | PLP | PREFORMED LINE PRODUCTS (AUST) | EBL-OPGW03-0719-ER | Active | 1
2426997 | LEAD,ELECTRICAL | Earth Bonding Lead + PG Clamp (10kA/0.5 sec), 1.5m long, suit 14mm OPGW Dead End Assembly, to Ergon Transmission Line Spec (scm) | DULHUNTY | DULHUNTY POWER (AUST) PTY LTD | ERG-2426997 | Active | 2
2455293 | PROTECTOR,HEARING | Earmuffs, 33dB Rating, Class 5, Headband Style, for High Noise Environments | BLKWOODJ | J BLACKWOOD & SONS LIMITED | 4109639 | Phasing | 1
2455293 | PROTECTOR,HEARING | Earmuffs, 33dB Rating, Class 5, Headband Style, for High Noise Environments | UVEX | UVEX SAFETY GROUP | UVEX-K3 | Phasing | 2
2459238 | ANTISEIZE COMPOUND | Thread-Eze Ultra, Lubricating Compound, High Pressure, High Temp Resistance up to 1260 Deg C, Resists Water Washout, Salt Spray, Steam & Weathering | ATOMSUPP | ATOM SUPPLY GROUP P/L | 90440082 | Active | 1
2459238 | ANTISEIZE COMPOUND | Thread-Eze Ultra, Lubricating Compound, High Pressure, High Temp Resistance up to 1260 Deg C, Resists Water Washout, Salt Spray, Steam & Weathering | CHEMSRCH | CHEMSEARCH | 5913 | Active | 2
2459303 | BAG,KIT | Pole Top Rescue Weatherproof Bag, 20L, Tough, Tear & Abrasion Resistant Outer Material, Stiff Self-supporting Material Weatherproof Seal, sized to fit contents | HGHTDYNM | HEIGHT DYNAMICS | PI 20 BLUE BAG | Active | 2
2459303 | BAG,KIT | Pole Top Rescue Weatherproof Bag, 20L, Tough, Tear & Abrasion Resistant Outer Material, Stiff Self-supporting Material Weatherproof Seal, sized to fit contents | HGHTDYNM | HEIGHT DYNAMICS | WB-20L BLUE | Active | 1
2459311 | STRAP | Adjustable Anchor, Webbing Sling 1.5m Effective Length, 45mm Min Width, 21kN Min Rating, Ring on Adjuster End & Double Action Snap Hook at Other End, | HGHTDYNM | HEIGHT DYNAMICS | PTRK ADJ ANCHOR STRAP | Active | 1
2459329 | ROPE,FIBROUS | Blue Kernmantle Type, 30m x 11mm c/w Fixed Eye Double Action Alloy Snap Hook on One End, for Pole Top Rescue Kit Only ETS RSE01 | HGHTDYNM | HEIGHT DYNAMICS | ROPLAN30DAHK | Active | 1
2459329 | ROPE,FIBROUS | Blue Kernmantle Type, 30m x 11mm c/w Fixed Eye Double Action Alloy Snap Hook on One End, for Pole Top Rescue Kit Only ETS RSE01 | HGHTDYNM | HEIGHT DYNAMICS | PTRK ROPE 30M | Active | 2
2459477 | BLADE,CUTTER,CABLE,HAND OPERATED | Replacement, Moving Lower Blade, 200 x 120mm, Hardened Steel, suit REC-105YC(BB) Izumi Battery Operated Cable Cutter | SPECFORC | SPECIALISED FORCE PTY LTD | R105-01 | Active | 1
2459485 | BLADE,CUTTER,CABLE,HAND OPERATED | Replacement, Moving Upper Blade, 200 x 120mm, Hardened Steel, suit REC-105YC(BB) Izumi Battery Operated Cable Cutter | SPECFORC | SPECIALISED FORCE PTY LTD | R105-02 | Active | 1
2461317 | ADAPTOR | Hex to Non-Screw Type Earth Clamp, Removal from Lines, suit Romind PED Non-Screw Type Clamp | PENTA | PENTA AUST (TMAC THEW & MCCANN/HYLEC) | PA00817 | Active | 1
2461317 | ADAPTOR | Hex to Non-Screw Type Earth Clamp, Removal from Lines, suit Romind PED Non-Screw Type Clamp | THEWMCCA | TMAC THEW & MCCANN GROUP | 2461317 | Active | 2
2461317 | ADAPTOR | Hex to Non-Screw Type Earth Clamp, Removal from Lines, suit Romind PED Non-Screw Type Clamp | THEWMCCA | TMAC THEW & MCCANN GROUP | TM00817 | Active | 5
2461333 | STRIPPER,CABLE,HAND | Cable Sheath & Insulation, suit Cable from 4.5 to 40mm Dia, Greenlee 1903 | SPECFORC | SPECIALISED FORCE PTY LTD | 12679 | Active | 1
2462026 | GLOVES,PROTECTIVE | MecDex, Rough Impact Pro C5, Size S, Cut Level 5, Flexible Tough Leather, Knuckle & Finger Impact Protection, Cut Protection & Foam Padded Palm | WW&S | WORKSENSE WORKWEAR & SAFETY | PR-616 S | Active | 2
2462026 | GLOVES,PROTECTIVE | MecDex, Rough Impact Pro C5, Size S, Cut Level 5, Flexible Tough Leather, Knuckle & Finger Impact Protection, Cut Protection & Foam Padded Palm | BLKWOODJ | J BLACKWOOD & SONS LIMITED | 4081776 | Active | 2
2462026 | GLOVES,PROTECTIVE | MecDex, Rough Impact Pro C5, Size S, Cut Level 5, Flexible Tough Leather, Knuckle & Finger Impact Protection, Cut Protection & Foam Padded Palm | ATOMSUPP | ATOM SUPPLY GROUP P/L | 40000736 | Active | 1
2462067 | GLOVES,PROTECTIVE | MecDex, Rough Impact Pro C5, Size XXL, Cut Level 5, Flexible Tough Leather, Knuckle & Finger Impact Protection, Cut Protection & Foam Padded Palm | WW&S | WORKSENSE WORKWEAR & SAFETY | PR-616 XXL | Active | 2
2462067 | GLOVES,PROTECTIVE | MecDex, Rough Impact Pro C5, Size XXL, Cut Level 5, Flexible Tough Leather, Knuckle & Finger Impact Protection, Cut Protection & Foam Padded Palm | BLKWOODJ | J BLACKWOOD & SONS LIMITED | 4081844 | Active | 2
2462067 | GLOVES,PROTECTIVE | MecDex, Rough Impact Pro C5, Size XXL, Cut Level 5, Flexible Tough Leather, Knuckle & Finger Impact Protection, Cut Protection & Foam Padded Palm | ATOMSUPP | ATOM SUPPLY GROUP P/L | 40000740 | Active | 1
2462109 | GLOVES | Inner for HV Insulating Gloves, Size XL, Nylon Shell with PU Coating | BUNZL | BUNZL LIMITED | NIMLTLITEBL00XL | Active | 2
2462109 | GLOVES | Inner for HV Insulating Gloves, Size XL, Nylon Shell with PU Coating | ATOMSUPP | ATOM SUPPLY GROUP P/L | 139149 | Active | 1
2481992 | TRIMMER,LAMINATED PLASTIC,HAND | Milwaukee, 18V, M18 Fuel, 1/4" Chuck, 31000RPM | MILWAUKE | MILWAUKEE POWER TOOLS | M18FTR-0 | Active | 5
2481992 | TRIMMER,LAMINATED PLASTIC,HAND | Milwaukee, 18V, M18 Fuel, 1/4" Chuck, 31000RPM | C&LTOOL | C&L TOOL CENTRE | MILWAM18FTR-0 | Active | 1
19038 | BRACKET,MOUNTING | Pole & Crossarm, Service Raiser, Galv Steel | HAYMANS | HAYMANS ELECTRICAL | 19038 | Active | 1
2481711 | STRAP | Velcro, 500 x 50mm, Nylon, Black, u/w Insulated Covers | BALMORAL | BALMORAL ENGINEERING PTY LTD | 25005 | Active | 5
2481729 | WEDGE,GENERAL PURPOSE | Wooden Pole Wedges, Painted White, c/w Braided Rope Handle, Set of 4 | MISTER | R.N. & M.T. HOLDINGS PTY LTD | POLE WEDGES | Active | 1
2481737 | RIBBON,INKING | Halogen Free Printer Ribbon, u/w BMP61 M611 R6000 | BRADY | BRADY AUSTRALIA | 148128 | Active | 1
2481745 | SOCKET,SOCKET WRENCH | 1/2" Insulated, 7/16" Whitworth, 12 Point | ITL | INSULATED TOOLS LTD (MANUFACTURER) | 1270 | Active | 1
2471951 | PILLAR | Electricity Supply Pillar, 440V, 3 Ph, 3-Way, 400A c/w 6 Service Fuses & 3 Generator Plugs (scm) | WEBER | WEBER SOUTH PACIFIC PTY LTD | PA0432F0FC-001 | Active | 2
2471951 | PILLAR | Electricity Supply Pillar, 440V, 3 Ph, 3-Way, 400A c/w 6 Service Fuses & 3 Generator Plugs (scm) | FULTON | FULTON INDUSTRIES AUSTRALIA P/L | PPB4T-3W+6F-QLD | Active | 1
2481778 | TOWELETTE,CLEANING | PPE & Lens Cleaning Wipes, Pre-Moistened Alcohol Free, Anti-Fog, Anti-Static, Use on Safety Eyeware, Goggles, Faceshield, Respirators, Mobile Phones, Tablets | ATOMSUPP | ATOM SUPPLY GROUP P/L | 40015872 | Active | 1
2481778 | TOWELETTE,CLEANING | PPE & Lens Cleaning Wipes, Pre-Moistened Alcohol Free, Anti-Fog, Anti-Static, Use on Safety Eyeware, Goggles, Faceshield, Respirators, Mobile Phones, Tablets | FORCE360 | FORCE360 PTY LTD (MANUFACTURER) | EFPR950 | Active | 5
2482008 | LANYARD,SAFETY,INDUSTRIAL | Tool Lanyard, Retractable, 25-122cm, 3.8kg Capacity | ATOMSUPP | ATOM SUPPLY GROUP P/L | 470611 | Phasing | 1
2482008 | LANYARD,SAFETY,INDUSTRIAL | Tool Lanyard, Retractable, 25-122cm, 3.8kg Capacity | KLEIN | KLEIN TOOLS | SQUIDS 3011 | Phasing | 5
2482016 | BIT,ROUTER | Up Cut Spiral, 3/16 (4,78mm) | C&LTOOL | C&L TOOL CENTRE | CARBTSPR06S | Active | 1
2407188 | CLAMP,SUSPENSION,ELEC CONDUCTOR | Armour Grip, Krypton, 19/3.25 AAAC 1120, M16 Bolt, ETS 11-09-01 | PLP | PREFORMED LINE PRODUCTS (AUST) | D-HSU1625 | Active | 1
2407189 | CLAMP,SUSPENSION,ELEC CONDUCTOR | Armour Grip, Neon, 19/3.75 AAAC 1120, M16 Bolt, ETS 11-09-01 | PLP | PREFORMED LINE PRODUCTS (AUST) | D-HSU1875 | Active | 1
2483550 | RECLOSER,AUTO | 12kV, 3 Ph, 800A, 12.5kA, Tank Unit Only with SA Fitted, No VT or Control Box, EQTS 06-07-03 | NOJA | NOJA POWER SWITCHGEAR PTY LTD | OSM15-16-800-310 TANK ONLY | Active | 1
104339 | SPACER,STRAIGHT | LV Spreader Rod, 2100mm Lg w/o SS Clips, use 4 x Spring Clips IIN104336 per Rod (scm) | PLP | PREFORMED LINE PRODUCTS (AUST) | FGSR-125-2 | Active | 1
417558 | DAMPER,VIBRATION,TRANSMISSION LINE | Spiral Vibration, 7/4.50 AAC, 7/4.75 AAC, 6/1/.161 ACSR/GZ (Imp), 6/4.75+7/1.60 ACSR/GZ, 7/4.75 AAAC, Colour Code Yellow (P25) (scm) | ACCULEC | ACCULEC PTY LTD (303899) | SVD1173H | Active | 1
417558 | DAMPER,VIBRATION,TRANSMISSION LINE | Spiral Vibration, 7/4.50 AAC, 7/4.75 AAC, 6/1/.161 ACSR/GZ (Imp), 6/4.75+7/1.60 ACSR/GZ, 7/4.75 AAAC, Colour Code Yellow (P25) (scm) | PLP | PREFORMED LINE PRODUCTS (AUST) | SVD-0105 | Active | 2
430104 | GRIP,DEADEND | FT, Helical, for AAC & AAAC, 7/4.75, Moon & Iodine, 14.3mm Conductor Dia, Colour Code Blue | TECONN | TE CONNECTIVITY LTD | FAD1385-1445-6 | Active | 1
430104 | GRIP,DEADEND | FT, Helical, for AAC & AAAC, 7/4.75, Moon & Iodine, 14.3mm Conductor Dia, Colour Code Blue | PLP | PREFORMED LINE PRODUCTS (AUST) | AFG-143-CL | Active | 2
2405257 | TERMINAL,LUG | Compression, Al, M12 Bolt Hole, Hex Die A/F 18.0mm, suit Mars, Helium, Garnett, Banana 7/3.75 Al Overhead Conductors, ETS 01-09-23 (P1) | LEGEND | LEGEND POWER SYSTEMS | AL77-12 | Active | 2
2405257 | TERMINAL,LUG | Compression, Al, M12 Bolt Hole, Hex Die A/F 18.0mm, suit Mars, Helium, Garnett, Banana 7/3.75 Al Overhead Conductors, ETS 01-09-23 (P1) | LEGEND | LEGEND POWER SYSTEMS | AL70-12 | Active | 1
2405257 | TERMINAL,LUG | Compression, Al, M12 Bolt Hole, Hex Die A/F 18.0mm, suit Mars, Helium, Garnett, Banana 7/3.75 Al Overhead Conductors, ETS 01-09-23 (P1) | TYCOELEC | TYCO ELECTRONICS | SL50/1 | Active | 2
2406151 | LINK,COMPRESSION | 50mm2 Cu Stranded Round Cable, Hex Die A/F 10.4mm Cu (P25) | TECONN | TE CONNECTIVITY LTD | CK50/25 | Active | 1
2406151 | LINK,COMPRESSION | 50mm2 Cu Stranded Round Cable, Hex Die A/F 10.4mm Cu (P25) | TYCOELEC | TYCO ELECTRONICS | H1460/25 | Active | 2
2406151 | LINK,COMPRESSION | 50mm2 Cu Stranded Round Cable, Hex Die A/F 10.4mm Cu (P25) | LEGEND | LEGEND POWER SYSTEMS | CAS50 | Active | 2
2406391 | TERMINAL,LUG | Compression, Cu, 120mm2, M12 Bolt Hole, Hex Die A/F 16.5mm, Long Barrel Sealed | CABAC | CABAC (MANUFACTURER) | CAL120LB-12 | Active | 5
2407176 | SPLICE,CONDUCTOR | Preformed, FT, 7/3.25 SC/GZ, ETS 11-09-01 | PLP | PREFORMED LINE PRODUCTS (AUST) | D-SLS0975D | Active | 1
2425643 | SLEEVE,COMPRESSION | FT, ACSR 6/1/3.75 Banana, 6/1/3.75 Cabbage, 6/1/0.144" Mink, 2 Piece Type, Hex Die Al 18.0mm A/F, St 9.5mm A/F (scm) | PLP | PREFORMED LINE PRODUCTS (AUST) | CMSJ-113-4 | Active | 5
2426658 | PROTECTOR,ELECTRICAL CABLE | Armour Rod, Preformed, 1000mm Lg, Cherry 6/4.75 + 6/1.60 ACSR/GZ, ETS 11-09-01 | PLP | PREFORMED LINE PRODUCTS (AUST) | D-AAR1430R1000 | Active | 5
2404546 | COUPLING,EARTH ROD | 13mm Dia, Tapered Coupling, ETS 01-08-01 (P100) (scm) | PLP | PREFORMED LINE PRODUCTS (AUST) | D-CCT13 | Phasing | 1
2481885 | CABLE,FIBRE OPTIC | U/Ground, DTS, 4 Fibres SMOF, 4 Fibres MMOF, OM3, c/w Termite Protection, 4000m Drum | PRYSMIAN | PRYSMIAN POWER CABLES & SYSTEMS AUST | 60103118 | Active | 1
2439784 | TIE,PREFORMED | Side, Neck Dia 54mm, Tyguard, 4/3/3.00 ACSR, Armoured (P50) (scm) | PLP | PREFORMED LINE PRODUCTS (AUST) | AWTY-090-54 | Active | 5
2443257 | SPLICE,CONDUCTOR | Preformed, FT, 7/2.00 SC/GZ, Galv Steel, Colour Code Yellow (P50) | PLP | PREFORMED LINE PRODUCTS (AUST) | GFS-060 | Active | 5
2443877 | TIE,PREFORMED | Side, 120mm2, 11kV, CCT, Non Metallic Heliformed, UV Stabilised PVC (scm) | TECONN | TE CONNECTIVITY LTD | PTST-1857/73 | Active | 1
2443877 | TIE,PREFORMED | Side, 120mm2, 11kV, CCT, Non Metallic Heliformed, UV Stabilised PVC (scm) | PLP | PREFORMED LINE PRODUCTS (AUST) | PST18307G | Active | 2
2443893 | CLAMP,STRAIN | Termination, 120mm2, 7/4.75, CCT, Wedge Strain Clamp, suit Conductors 11-33kV (scm) | PLP | PREFORMED LINE PRODUCTS (AUST) | D-CCS120 | Active | 1
2443893 | CLAMP,STRAIN | Termination, 120mm2, 7/4.75, CCT, Wedge Strain Clamp, suit Conductors 11-33kV (scm) | PLP | PREFORMED LINE PRODUCTS (AUST) | CCS120 | Active | 2
2443919 | COVER,ELECTRICAL CONNECTOR | Clamp Parallel Groove Cover, 120mm2, CCT (scm) | PLP | PREFORMED LINE PRODUCTS (AUST) | CCPGC154 | Active | 5
413552 | CLAMP,SUSPENSION,ELEC CONDUCTOR | Armour Grip Unit, suit Banana/Mars 6/1/3.75ACSR, 7/3.75 AAC Conductors | TYCOELEC | TYCO ELECTRONICS | HSU1125 | Phasing | 1
413579 | CLAMP,SUSPENSION,ELEC CONDUCTOR | Armour Grip, Iodine, 7/4.75 AAC, AAAC & 6/4.75 - 7/1.60 ACSR (scm) | PLP | PREFORMED LINE PRODUCTS (AUST) | AGS-5104 | Active | 1
413595 | CLAMP,SUSPENSION,ELEC CONDUCTOR | Armour Grip Suspension Unit, suit Neptune, 19/3.25 AAC & AAAC | PLP | PREFORMED LINE PRODUCTS (AUST) | AGS-5108 | Active | 1
413595 | CLAMP,SUSPENSION,ELEC CONDUCTOR | Armour Grip Suspension Unit, suit Neptune, 19/3.25 AAC & AAAC | DULMISON | DULMISON (AUST) PTY LTD | HSU1625 | Active | 2
413609 | CLAMP,SUSPENSION,ELEC CONDUCTOR | Armour Grip Unit, suit 7/3.25 SC/GZ Conductors | TYCOELEC | TYCO ELECTRONICS | SHS0975 | Active | 1
2401238 | CLAMP,SUSPENSION,ELEC CONDUCTOR | Armour Grip Unit, suit 30/7/2.50 Conductors | TYCOELEC | TYCO ELECTRONICS | HSU1750 | Active | 1
2401760 | CLAMP,SUSPENSION,ELEC CONDUCTOR | Armour Grip Unit, for use with M16 Bolts suit Pluto 19/3.75 Conductors | PLP | PREFORMED LINE PRODUCTS (AUST) | AGS-5113 | Active | 1
2407183 | CLAMP,SUSPENSION,ELEC CONDUCTOR | Armour Grip, 7/2.75 SC/GZ, M16 Bolt, ETS 11-09-01 | PLP | PREFORMED LINE PRODUCTS (AUST) | AGS7101 | Active | 1
2481190 | JOINT,ELECTRICAL POWER CABLE | Straight Through, 38/66kV, 1C, 630mm2 Stranded Compacted Circ WB Cu, XLPE/WBT/ CAS(25kA/1Sec)/LLDPE/Nyl/MDPE, Graphite Coating | CBLGRID | CABLE GRID AUSTRALIA PTY LTD | CG-2481190-S1969-4 | Active | 1
2481190 | JOINT,ELECTRICAL POWER CABLE | Straight Through, 38/66kV, 1C, 630mm2 Stranded Compacted Circ WB Cu, XLPE/WBT/ CAS(25kA/1Sec)/LLDPE/Nyl/MDPE, Graphite Coating | BRUGG | BRUGG CABLES (MANUFACTURER) | S1969-4 (630CU1C) | Active | 5
2481208 | JOINT,ELECTRICAL POWER CABLE | Straight Through, 38/66kV, 630mm2 Stranded Compacted Circ WB Cu, XLPE/OFC/ WBT/CAS(25kA/1Sec)/LLDPE/Nyl/MDPE, Graphite Coating | BRUGG | BRUGG CABLES (MANUFACTURER) | S1969-4 (630CUOF) | Active | 5
2481208 | JOINT,ELECTRICAL POWER CABLE | Straight Through, 38/66kV, 630mm2 Stranded Compacted Circ WB Cu, XLPE/OFC/ WBT/CAS(25kA/1Sec)/LLDPE/Nyl/MDPE, Graphite Coating | CBLGRID | CABLE GRID AUSTRALIA PTY LTD | CG-2481208-S1969-4 | Active | 1
2481216 | JOINT,ELECTRICAL POWER CABLE | Straight Through, 38/66kV, 1C, 1000mm2 Stranded Segmental Milliken WB Al, XLPE/ WBT/CAS(25kA/1Sec)/LLDPE/Nyl/MDPE, Graphite Coating | CBLGRID | CABLE GRID AUSTRALIA PTY LTD | CG-2481216-S1969-4 | Active | 1
2481216 | JOINT,ELECTRICAL POWER CABLE | Straight Through, 38/66kV, 1C, 1000mm2 Stranded Segmental Milliken WB Al, XLPE/ WBT/CAS(25kA/1Sec)/LLDPE/Nyl/MDPE, Graphite Coating | BRUGG | BRUGG CABLES (MANUFACTURER) | S1969-4 (1000AL1C) | Active | 5
2481224 | JOINT,ELECTRICAL POWER CABLE | Straight Through, 38/66kV, 1000mm2 Stranded Segmental Milliken WB Al, XLPE/ OFC/WBT/CAS(25kA/1Sec)/LLDPE/Nyl/MDPE, Graphite Coating | BRUGG | BRUGG CABLES (MANUFACTURER) | S1969-4 (1000ALOF) | Active | 5
2481224 | JOINT,ELECTRICAL POWER CABLE | Straight Through, 38/66kV, 1000mm2 Stranded Segmental Milliken WB Al, XLPE/ OFC/WBT/CAS(25kA/1Sec)/LLDPE/Nyl/MDPE, Graphite Coating | CBLGRID | CABLE GRID AUSTRALIA PTY LTD | CG-2481224-S1969-4 | Active | 1
2481240 | JOINT,ELECTRICAL POWER CABLE | Screen Break, 38/66kV, 1C, 630mm2 Stranded Compacted Circ WB Cu, XLPE/WBT CAS(25kA/1Sec)/LLDPE/Nyl/MDPE, Graphite Coating | BRUGG | BRUGG CABLES (MANUFACTURER) | S1968-4 (630CU1C) | Active | 5
2481240 | JOINT,ELECTRICAL POWER CABLE | Screen Break, 38/66kV, 1C, 630mm2 Stranded Compacted Circ WB Cu, XLPE/WBT CAS(25kA/1Sec)/LLDPE/Nyl/MDPE, Graphite Coating | CBLGRID | CABLE GRID AUSTRALIA PTY LTD | CG-2481240-S1968-4 | Active | 1
2481299 | TERMINATION KIT,ELECTRICAL CABLE | Outdoor, 38/66kV, 1C, 630mm2 Stranded Compacted Circ WB Cu, XLPE/WBT/CAS (25kA/1Sec)/LLDPE/Nyl/MDPE, Graphite Coating | BRUGG | BRUGG CABLES (MANUFACTURER) | S1923-4 (630CU1C) | Active | 5
2481299 | TERMINATION KIT,ELECTRICAL CABLE | Outdoor, 38/66kV, 1C, 630mm2 Stranded Compacted Circ WB Cu, XLPE/WBT/CAS (25kA/1Sec)/LLDPE/Nyl/MDPE, Graphite Coating | CBLGRID | CABLE GRID AUSTRALIA PTY LTD | CG-2481299-S1923-4 | Active | 1
2481331 | CONNECTOR,ELECTRICAL | Inner Cone Plug, suit Cable 38/66kV, 1C, 300mm2 Stranded Compacted Circ WB Cu, XLPE/WBT/CAS/LLDPE/Nyl/MDPE, Graphite Coating u/w Brugg Socket | CBLGRID | CABLE GRID AUSTRALIA PTY LTD | CG-2481331-S2048 | Active | 1
2481331 | CONNECTOR,ELECTRICAL | Inner Cone Plug, suit Cable 38/66kV, 1C, 300mm2 Stranded Compacted Circ WB Cu, XLPE/WBT/CAS/LLDPE/Nyl/MDPE, Graphite Coating u/w Brugg Socket | BRUGG | BRUGG CABLES (MANUFACTURER) | S2048-300 | Active | 5
2481349 | CONNECTOR,ELECTRICAL | Inner Cone Plug, suit Cable 38/66kV, 1C, 630mm2 Stranded Compacted Circ WB Cu, XLPE/WBT/CAS(25kA/1Sec)/LLDPE/Nyl/ MDPE, Graphite Coating u/w Brugg Socket | CBLGRID | CABLE GRID AUSTRALIA PTY LTD | CG-2481349-S2048 | Active | 1
2481349 | CONNECTOR,ELECTRICAL | Inner Cone Plug, suit Cable 38/66kV, 1C, 630mm2 Stranded Compacted Circ WB Cu, XLPE/WBT/CAS(25kA/1Sec)/LLDPE/Nyl/ MDPE, Graphite Coating u/w Brugg Socket | BRUGG | BRUGG CABLES (MANUFACTURER) | S2048-630 | Active | 5
2481356 | CONNECTOR,ELECTRICAL | Inner Cone Plug, suit Cable 38/66kV, 630mm Stranded Compacted Circ WB Cu, XLPE/OFC/WBT/CAS(25kA/1Sec)/LLDPE/Nyl/ MDPE, Graphite Coating u/w Brugg Socket | CBLGRID | CABLE GRID AUSTRALIA PTY LTD | CG-2481356-S2048 | Active | 1
2481356 | CONNECTOR,ELECTRICAL | Inner Cone Plug, suit Cable 38/66kV, 630mm Stranded Compacted Circ WB Cu, XLPE/OFC/WBT/CAS(25kA/1Sec)/LLDPE/Nyl/ MDPE, Graphite Coating u/w Brugg Socket | BRUGG | BRUGG CABLES (MANUFACTURER) | S2048 (630CUOF) | Active | 5
2481364 | CONNECTOR,ELECTRICAL | Inner Cone Plug, suit Cable 38/66kV, 1C, 1000mm2 Stranded Segmental Milliken WB Al, XLPE/WBT/CAS(25kA/1Sec)/LLDPE/ Nyl/MDPE, Graphite Coating u/w Brugg | CBLGRID | CABLE GRID AUSTRALIA PTY LTD | CG-2481364-S2048 | Active | 1
2481364 | CONNECTOR,ELECTRICAL | Inner Cone Plug, suit Cable 38/66kV, 1C, 1000mm2 Stranded Segmental Milliken WB Al, XLPE/WBT/CAS(25kA/1Sec)/LLDPE/ Nyl/MDPE, Graphite Coating u/w Brugg | BRUGG | BRUGG CABLES (MANUFACTURER) | S2048-1000 | Active | 5
2481372 | CONNECTOR,ELECTRICAL | Inner Cone Plug, suit Cable 38/66kV, 1000mm Stranded Segmental Milliken WB Al, XLPE/OFC/WBT/CAS(25kA/1Sec)/LLDPE/ Nyl/MDPE, Graphite Coating u/w Brugg | CBLGRID | CABLE GRID AUSTRALIA PTY LTD | CG-2481356-S2048 | Active | 1
2481372 | CONNECTOR,ELECTRICAL | Inner Cone Plug, suit Cable 38/66kV, 1000mm Stranded Segmental Milliken WB Al, XLPE/OFC/WBT/CAS(25kA/1Sec)/LLDPE/ Nyl/MDPE, Graphite Coating u/w Brugg | BRUGG | BRUGG CABLES (MANUFACTURER) | S2048 (1000ALOF) | Active | 5
4002 | PLATE,BLANKING | Type 1U-BL 2H, 19" Rack Blanking Plate 1U | B&R | B&R ENCLOSURES PTY LTD | XB-586135/32 | Active | 5
4101 | PLATE,MOUNTING | Type 4U-Integra, 19" Rack Mounting Plate 4U, 2 x CB & Integra | GMG | GLOBAL MANUFACTURING GROUP | EESS-10248-01 | Active | 1
4147 | CABINET,ELEC EQUIP | FA2 Cubicle, Front Access 45U, Swing Frame Rack, 800 x 800mm Base, c/w Duct, Rail & Bars | B&R | B&R ENCLOSURES PTY LTD | XB-443926/2 | Active | 5
4161 | FLANGE,ELEC BOX ENTRY | Roof Type, Brushed Gland Cable Entry | B&R | B&R ENCLOSURES PTY LTD | XB-586135/25 | Active | 5
104788 | SCREW,COACH | M16 x 130mm, S/Steel Gde 316 (P100) | HOBSON | HOBSON ENGINEERING CO PTY LTD | BH16PLM160130 | Active | 1
2407190 | CLAMP,SUSPENSION,ELEC CONDUCTOR | Armour Grip, Nitrogen, 37/3.00 AAAC 1120 M16 Bolt, ETS 11-09-01 | TECONN | TE CONNECTIVITY LTD | HSC-1907 | Active | 1
2407190 | CLAMP,SUSPENSION,ELEC CONDUCTOR | Armour Grip, Nitrogen, 37/3.00 AAAC 1120 M16 Bolt, ETS 11-09-01 | PLP | PREFORMED LINE PRODUCTS (AUST) | D-HSU2100 | Active | 2
2407191 | CLAMP,SUSPENSION,ELEC CONDUCTOR | Armour Grip, Oxygen, 19/4.75 AAAC 1120, M16 Bolt, ETS 11-09-01 | PLP | PREFORMED LINE PRODUCTS (AUST) | D-HSU2375 | Active | 2
2407191 | CLAMP,SUSPENSION,ELEC CONDUCTOR | Armour Grip, Oxygen, 19/4.75 AAAC 1120, M16 Bolt, ETS 11-09-01 | TECONN | TE CONNECTIVITY LTD | HSC-2306 | Active | 1
2407195 | CLAMP,SUSPENSION,ELEC CONDUCTOR | Armour Grip, Lime, 30/7/3.5 ACSR/GZ, M16 Bolt, ETS 11-09-01 | PLP | PREFORMED LINE PRODUCTS (AUST) | D-HSU2450 | Active | 1
2407197 | CLAMP,SUSPENSION,ELEC CONDUCTOR | Double Armour Grip Assembly, 7/2.75 SC/GZ c/w Yoke Plate, No Clevis Tongues, M16 Bolt, ETS 11-09-01 | PLP | PREFORMED LINE PRODUCTS (AUST) | AGS7801/YPT59071 | Active | 1
2407198 | CLAMP,SUSPENSION,ELEC CONDUCTOR | Double Armour Grip Assembly, 7/2.75 SC/AC Left Hand Lay c/w Yoke Plate, No Clevis Tongues, M16 Bolt, ETS 11-09-01 | PLP | PREFORMED LINE PRODUCTS (AUST) | AGS6801/YPT59071 | Active | 1
2407208 | CLAMP,SUSPENSION,ELEC CONDUCTOR | Double Armour Grip Assembly, Grape, 30/7/2.5 ACSR/GZ c/w Yoke Plate, No Clevis Tongues, M16 Bolt, ETS 11-09-01 | PLP | PREFORMED LINE PRODUCTS (AUST) | D-HSD1750+YOKE | Active | 1
2407209 | CLAMP,SUSPENSION,ELEC CONDUCTOR | Double Armour Grip Assembly, Lime, 30/7/3.5 ACSR/GZ c/w Yoke Plate, No Clevis Tongues, M16 Bolt, ETS 11-09-01 | PLP | PREFORMED LINE PRODUCTS (AUST) | D-HSD2450+YOKE | Active | 1
2407210 | CLAMP,SUSPENSION,ELEC CONDUCTOR | Double Armour Grip Assembly, Paw Paw, 54/3.75 19/2.25 ACSR/GZ c/w Yoke Plate, No Clevis Tongues, M20 Bolt, ETS 11-09-01 | PLP | PREFORMED LINE PRODUCTS (AUST) | D-HSD337520+YOKE | Active | 1
2426732 | CLAMP,SUSPENSION,ELEC CONDUCTOR | Armour Grip, suit Cherry 6/4.75 + 7/1.60 ACSR/GZ & Iodine 7/4.75 AAAC 1120, M16 Bolt, ETS 11-09-01 (scm) | PLP | PREFORMED LINE PRODUCTS (AUST) | D-HSU1430 | Active | 5
2406877 | GRIP,CABLE,JAW | Come-Along, suit Bare Cu AL & ASCR Cable Range 5 to 22mm Dia c/w Safety Latch | SPECFORC | SPECIALISED FORCE PTY LTD | H-20KN-GRIP | Active | 1
2407010 | LOCATOR | Ridgid Model 21893-SR20, Locator Kit, 10Hz - 35Hz c/w ST-305 Transmitter & 4" Induction Clamp | TEN | THE ENERGY NETWORK (AUST) PTY LTD | SR-20-KIT | Active | 1
2407010 | LOCATOR | Ridgid Model 21893-SR20, Locator Kit, 10Hz - 35Hz c/w ST-305 Transmitter & 4" Induction Clamp | BLKWOODJ | J BLACKWOOD & SONS LIMITED | 06556618 / 06556601 | Active | 2
2427987 | LOAD CELL | Transducer, Tech LBC Series 500, LoadCell Button c/w Hand Held Load Meter HH4-WT-5C Display & Plug, LoadCell to be supplied with NATA Certified Calibration | SPECFORC | SPECIALISED FORCE PTY LTD | LBC500-HHTWC-1 | Active | 1
2428126 | GLOVES,LIVE LINE ELECTRICAL WORKERS | Class 3, Natural Rubber, Black Straight Cuff, Size 9H (pair) Glove Length, 16 inch (400mm) | BALMORAL | BALMORAL ENGINEERING PTY LTD | RIG316YBS9H | Active | 1
2428126 | GLOVES,LIVE LINE ELECTRICAL WORKERS | Class 3, Natural Rubber, Black Straight Cuff, Size 9H (pair) Glove Length, 16 inch (400mm) | ANSELL | ANSELL LTD | RIG316YBS9H | Active | 2
2428126 | GLOVES,LIVE LINE ELECTRICAL WORKERS | Class 3, Natural Rubber, Black Straight Cuff, Size 9H (pair) Glove Length, 16 inch (400mm) | SALISBRY | SALISBURY (MANUFACTURER) | E316YB/9H | Active | 5
2428381 | SLEEVES,ELECTRICAL WORKERS | Live Line, Class 4, Natural Rubber, Extra Curve (pair), Sleeve Length 24 Inch (610mm), Size 24 | TEN | THE ENERGY NETWORK (AUST) PTY LTD | D4SRY-EC | Phasing | 1
2428381 | SLEEVES,ELECTRICAL WORKERS | Live Line, Class 4, Natural Rubber, Extra Curve (pair), Sleeve Length 24 Inch (610mm), Size 24 | BALMORAL | BALMORAL ENGINEERING PTY LTD | RIS4RYECS | Phasing | 1
2428381 | SLEEVES,ELECTRICAL WORKERS | Live Line, Class 4, Natural Rubber, Extra Curve (pair), Sleeve Length 24 Inch (610mm), Size 24 | SALISBRY | SALISBURY (MANUFACTURER) | D4-R-RYEC24 | Phasing | 5
2428795 | GRIP,CABLE,JAW | Come-Along, Live Line, Suit bare ACSR, Al & Cu, Cable Range 5.0 - 22.0mm Dia, c/w Spring Latch, Notched Arm & Hot Stick Fitting, WLL 20kN | SPECFORC | SPECIALISED FORCE PTY LTD | H-20-GRIP | Active | 1
2428894 | HAND STICK,INSULATED | Spiral Link Stick, Insulation 390mm Lg, Stick 32mm Dia | TEN | THE ENERGY NETWORK (AUST) PTY LTD | H4722 | Active | 1
2428894 | HAND STICK,INSULATED | Spiral Link Stick, Insulation 390mm Lg, Stick 32mm Dia | CHANCE | CHANCE (MANUFACTURER) | H4722 | Active | 5
2429009 | HOIST,MANUAL LEVER | 1.5 Ton Nominal Capacity, Webbing Strap, 508mm, Short Handle c/w Hotstick Hooks & Latches, ETS RES13 | TEN | THE ENERGY NETWORK (AUST) PTY LTD | 2-CHB-1300-ANZ | Active | 1
2429041 | SLEEVE,HARNESS | One Piece with 4 x TB2 Buttons | TEN | THE ENERGY NETWORK (AUST) PTY LTD | H1 | Active | 1
2429041 | SLEEVE,HARNESS | One Piece with 4 x TB2 Buttons | SALISBRY | SALISBURY (MANUFACTURER) | H2 | Active | 5
2434520 | PLATFORM,POLE | Universal Insulated Composite Pole Platform, 1050mm Lg with Rough Top Deck & Locking Mechanism, WLL 200kg | PENTA | PENTA AUST (TMAC THEW & MCCANN/HYLEC) | PA01229 | Active | 1
2434520 | PLATFORM,POLE | Universal Insulated Composite Pole Platform, 1050mm Lg with Rough Top Deck & Locking Mechanism, WLL 200kg | THEWMCCA | TMAC THEW & MCCANN GROUP | 2434520 | Active | 2
2434520 | PLATFORM,POLE | Universal Insulated Composite Pole Platform, 1050mm Lg with Rough Top Deck & Locking Mechanism, WLL 200kg | THEWMCCA | TMAC THEW & MCCANN GROUP | TM01229 | Active | 5
2437945 | MAT,LANDING | Earth, 1486 x 858mm, Galv Steel, Mesh 50 x 50mm, Dwg EESS-10031-04 | PENTA | PENTA AUST (TMAC THEW & MCCANN/HYLEC) | PA21829 | Active | 1
2437945 | MAT,LANDING | Earth, 1486 x 858mm, Galv Steel, Mesh 50 x 50mm, Dwg EESS-10031-04 | HYLEC | HYLEC ENERGY SOLUTIONS | HSEARTHMAT1.5X1NOTAIL | Active | 2
2437945 | MAT,LANDING | Earth, 1486 x 858mm, Galv Steel, Mesh 50 x 50mm, Dwg EESS-10031-04 | DULMISON | DULMISON (AUST) PTY LTD | D-EARTHMAT | Active | 5
2482099 | GUARD | Wildlife Guard, E27 Series, for Automatic Cicuit Recloser, Set of 6 | SCHNEIDR | SCHNEIDER PTY LTD (MANUFACTURER) | 995000150 | Active | 1
2480986 | PARTS KIT,HEARING | Earmuff Liners, Replacement Sweatpads | STIHL | STIHL GROUP | 7004-884-0401 | Active | 1
8644 | PROTECTOR,HEARING | ProChoice Viper Earmuffs, 26dB Rating, Class 5 SLC80, Lightweight Headband 3 Position Style (over head, behind head & under chin) | STATEWD | STATEWIDE FASTNERS & ENGEERING SUPPLIES | PRO-EMVIP | Active | 1
8644 | PROTECTOR,HEARING | ProChoice Viper Earmuffs, 26dB Rating, Class 5 SLC80, Lightweight Headband 3 Position Style (over head, behind head & under chin) | CNWELEC | CNW ELECTRICAL PTY LTD | PAREMVIP | Active | 2
2403389 | HOOK,UNIVERSAL SWITCH | Operating Rod Disconnect Hook, Bronze Alloy, for Link Switch & Drop Out Fuse Operation | PENTA | PENTA AUST (TMAC THEW & MCCANN/HYLEC) | PA21532 | Active | 1
2403389 | HOOK,UNIVERSAL SWITCH | Operating Rod Disconnect Hook, Bronze Alloy, for Link Switch & Drop Out Fuse Operation | HYLEC | HYLEC ENERGY SOLUTIONS | HVP3 | Active | 2
2403389 | HOOK,UNIVERSAL SWITCH | Operating Rod Disconnect Hook, Bronze Alloy, for Link Switch & Drop Out Fuse Operation | TEN | THE ENERGY NETWORK (AUST) PTY LTD | P10431 | Active | 2
2403456 | SADDLE | Galv Steel, Conduit, 25mm (1") (P100) | CNWELEC | CNW ELECTRICAL PTY LTD | CLI173HDGM | Active | 1
2403456 | SADDLE | Galv Steel, Conduit, 25mm (1") (P100) | MMELEC | MM ELECTRICAL MERCHANDISING | FGS-29300 | Active | 2
2403456 | SADDLE | Galv Steel, Conduit, 25mm (1") (P100) | CLIPSAL | CLIPSAL (BY SCHNEIDER ELECTRIC) | CLI 173HDGM | Active | 5
2403458 | SADDLE | Galv Steel, Conduit, 40mm (1-1/2") (P50) | HAYMANS | HAYMANS ELECTRICAL | CLI175HDGM | Active | 1
2403458 | SADDLE | Galv Steel, Conduit, 40mm (1-1/2") (P50) | CLIPSAL | CLIPSAL (BY SCHNEIDER ELECTRIC) | CLI 175HDGM | Active | 5
2403469 | STRAP,RETAINING | Pole Strap, 3.0m Lg, Polyester Webbing, Blue, Rescue D-ring, 100mm from Adjuster End c/w Double Action Snap Hooks, for Pole Top Rescue Kit Only, ETS RSE01 | HGHTDYNM | HEIGHT DYNAMICS | VAIPOLEEN22.8NZBLD | Active | 1
2403469 | STRAP,RETAINING | Pole Strap, 3.0m Lg, Polyester Webbing, Blue, Rescue D-ring, 100mm from Adjuster End c/w Double Action Snap Hooks, for Pole Top Rescue Kit Only, ETS RSE01 | CAPITAL | CAPITAL SAFETY | E614-030-48-48 | Active | 2
2403471 | STRAP,RETAINING | Pole Strap, 3.0m Lg c/w Double Action Al Snap Hook each End, ETS RSE01 | HGHTDYNM | HEIGHT DYNAMICS | E613-B-030-56-56 | Active | 1
2403471 | STRAP,RETAINING | Pole Strap, 3.0m Lg c/w Double Action Al Snap Hook each End, ETS RSE01 | HGHTDYNM | HEIGHT DYNAMICS | SALA E613B0305656 | Active | 2
2403471 | STRAP,RETAINING | Pole Strap, 3.0m Lg c/w Double Action Al Snap Hook each End, ETS RSE01 | LRI | LIFE AND RESCUE INTERNATIONAL | 101339 | Active | 2
2403471 | STRAP,RETAINING | Pole Strap, 3.0m Lg c/w Double Action Al Snap Hook each End, ETS RSE01 | CAPITAL | CAPITAL SAFETY | SA E613B0305656E | Active | 2
2426757 | CLAMP,SUSPENSION,ELEC CONDUCTOR | Armour Grip, Diving, 30/7/3.50 ACSR/AC, M16 Bolt, ETS 11-09-01 | PLP | PREFORMED LINE PRODUCTS (AUST) | D-HSU2450 | Active | 5
2462513 | BANDSAW,PORTABLE | Deepcut, 1140mm Blade, 127 x 127mm Cut Capacity, 18V, Brushless Motor, Low Speed, suit all cable types & most steel section, Skin Only | MILWAUKE | MILWAUKEE POWER TOOLS | M18CBS125S-0 | Active | 2
2462513 | BANDSAW,PORTABLE | Deepcut, 1140mm Blade, 127 x 127mm Cut Capacity, 18V, Brushless Motor, Low Speed, suit all cable types & most steel section, Skin Only | MILWAUKE | MILWAUKEE POWER TOOLS | M18FBS125DO0 | Active | 1
2464444 | CLEANING COMPOUND,SOLVENT | CRC Brakleen, Brake Cleaner, 500g Aerosol | BLKWOODJ | J BLACKWOOD & SONS LIMITED | 4404301 | Active | 2
2464444 | CLEANING COMPOUND,SOLVENT | CRC Brakleen, Brake Cleaner, 500g Aerosol | ATOMSUPP | ATOM SUPPLY GROUP P/L | 1310021 | Active | 1
2464444 | CLEANING COMPOUND,SOLVENT | CRC Brakleen, Brake Cleaner, 500g Aerosol | CRC | CRC INDUSTRIES AUSTRALIA PTY LTD | 5089 | Active | 2
2465078 | CABLE TIE | Nylon, Black, 360.68 x 4.83mm, Weather & UV Resistant | HAYMANS | HAYMANS ELECTRICAL | ALCTIE360SB | Active | 1
2465078 | CABLE TIE | Nylon, Black, 360.68 x 4.83mm, Weather & UV Resistant | HAYMANS | HAYMANS ELECTRICAL | TY28MX | Active | 2
2465078 | CABLE TIE | Nylon, Black, 360.68 x 4.83mm, Weather & UV Resistant | MATELEC | MATELEC AUSTRALIA | MTLNCT-370/48B | Active | 2
2466431 | ANALYSER,POWER QUALITY | Kit, CAT IV-600V, 1A-500/3000A, Power Quality Data Recorder c/w Rubber Holster & Strap, 4 x 500/3000A High Sensitivity Flexible Current Probes, 5 Wire (3P+N+G) | CHK | CHK POWER QUALITY PTY LTD | 1APQ45-STARTUP | Active | 1
2466480 | GLOVES,ELECTRICAL WORKER'S | Ansell ActivArmr, Class 00, 500VAC, Size 7, Insulating Rubber, Red, Straight Cuff, 280mm (11") Lg, ASTM D120 | BALMORAL | BALMORAL ENGINEERING PTY LTD | RIG0011RS7 | Active | 1
2466480 | GLOVES,ELECTRICAL WORKER'S | Ansell ActivArmr, Class 00, 500VAC, Size 7, Insulating Rubber, Red, Straight Cuff, 280mm (11") Lg, ASTM D120 | ANSELL | ANSELL LTD | RIG0011RS7 | Active | 5
2466498 | GLOVE SHELLS,ELECTRICAL WORKERS | Outer Protector, Class 0 & 00, Size 7, Insulating | BALMORAL | BALMORAL ENGINEERING PTY LTD | OUTLVGS7 | Active | 1
2466498 | GLOVE SHELLS,ELECTRICAL WORKERS | Outer Protector, Class 0 & 00, Size 7, Insulating | ANSELL | ANSELL LTD | OUTLVGS7 | Active | 2
2469625 | CHARGER,BATTERY | Milwaukee 12-18V Automotive Charger c/w Car Accessory Plug, for Li-Ion Batteries | MILWAUKE | MILWAUKEE POWER TOOLS | M12-18AC | Active | 5
2469625 | CHARGER,BATTERY | Milwaukee 12-18V Automotive Charger c/w Car Accessory Plug, for Li-Ion Batteries | C&LTOOL | C&L TOOL CENTRE | MILWAM12-18AC | Active | 1
2470813 | OHMMETER | RMO-H3 Micro-Ohmmeter, 300A, Hand Held c/w Current & Sense Cables 1.3m with TTA Clamps | TES | TEST EQUIPMENT SOLUTIONS | AEMC6292 | Active | 2
2470813 | OHMMETER | RMO-H3 Micro-Ohmmeter, 300A, Hand Held c/w Current & Sense Cables 1.3m with TTA Clamps | MEGGER | MEGGER LIMITED PTY | DRLO200-EN | Active | 2
2470813 | OHMMETER | RMO-H3 Micro-Ohmmeter, 300A, Hand Held c/w Current & Sense Cables 1.3m with TTA Clamps | PTE | PACIFIC TEST EQUIPMENT PTY LTD | RMO-H3/CS2-1Z3-16CLKP | Active | 1
2470821 | KARABINER | Triple Action, Steel, 16kN Gate, ANSI Std | HGHTDYNM | HEIGHT DYNAMICS | KON04120 | Active | 1
2470862 | GLOVES,DISPOSABLE | Megaman Industrial Glove, Size S, Nitrile, Black, for handling Oil | BLKWOODJ | J BLACKWOOD & SONS LIMITED | 4192463 | Active | 2
2470862 | GLOVES,DISPOSABLE | Megaman Industrial Glove, Size S, Nitrile, Black, for handling Oil | ATOMSUPP | ATOM SUPPLY GROUP P/L | N260882 | Active | 2
2470862 | GLOVES,DISPOSABLE | Megaman Industrial Glove, Size S, Nitrile, Black, for handling Oil | ATOMSUPP | ATOM SUPPLY GROUP P/L | 40004280 | Active | 2
2470862 | GLOVES,DISPOSABLE | Megaman Industrial Glove, Size S, Nitrile, Black, for handling Oil | ATOMSUPP | ATOM SUPPLY GROUP P/L | 40011487 | Active | 1
2426740 | CLAMP,SUSPENSION,ELEC CONDUCTOR | Armour Grip, Cricket, 30/7/2.50 ACSR/AC, M16 Bolt, ETS 11-09-01 | PLP | PREFORMED LINE PRODUCTS (AUST) | D-HSU1750 | Active | 5
104498 | CLAMP,ELEC PWR CABLE,SUPPORT | Trefoil, Cast Al, suit Cable 25-27mm Dia c/w 70 x 8mm Galv Clamp Bolts etc, suit Bolting through 6mm Thk Mounting Bracket Clamp to be supplied assembled | INTERENG | INTERTECH ENGINEERING PTY LTD | CABUS 5427 | Active | 1
2482792 | CABLE,POWER,ELECTRICAL | Twin & Earth, 4mm2, 2.5mm Earth, Pln Annld Cu, Flat TPS, 3V-90 PVC Sheath, Red Black Green/Yellow Cores, White Sheath | HAYMANS | HAYMANS ELECTRICAL | CBL4TE | Active | 1
2475093 | TRANSFORMER,DISTRIBUTION | Padmount Substation, 11kV, 315kVA, 3 Ph (Sq), ABB Safelink 2 (CFC) Switchgear & LV Switchgear, Ergon Branded w/o Padlock JTS 02-02-03 (scm) | WILSON | WILSON TRANSFORMER CO. PTY LTD | 880-A311-11-AD | Active | 1
2475127 | TRANSFORMER,DISTRIBUTION | Padmount Substation, 11kV, 1000kVA, 3 Ph (Sq), ABB Safelink 2 (CFC) Switchgear & LV Switchgear, Ergon Branded w/o Padlock JTS 02-02-03 (scm) | WILSON | WILSON TRANSFORMER CO. PTY LTD | 880-A314-11-AD | Active | 1
15050 | POLE,LINE CONSTRUCTION,WOOD | Hardwood, 23m 8kN, CCA Treated, P23/8 | KOPPERS | KOPPERS TIMBER PRESERVATION PTY LTD | 23 M 8 KN | Active | 1
25400 | POLE,LINE CONSTRUCTION,WOOD | Softwood, 9.5m Lg, 5-9kN, P9.5/5-9, CCA Treated | KOPPERS | KOPPERS TIMBER PRESERVATION PTY LTD | SOFTWOOD 9.5M 5-9 KN | Active | 1
25401 | POLE,LINE CONSTRUCTION,WOOD | Softwood, 9.5m Lg, 8-14kN, P9.5/8-14, CCA Treated | KOPPERS | KOPPERS TIMBER PRESERVATION PTY LTD | SOFTWOOD 9.5M 8-14KN | Active | 1
25402 | POLE,LINE CONSTRUCTION,WOOD | Softwood, 9.5m Lg, 12-22kN, P9.5/12-22, CCA Treated | KOPPERS | KOPPERS TIMBER PRESERVATION PTY LTD | SOFTWOOD 9.5M 12-22KN | Active | 1
25403 | POLE,LINE CONSTRUCTION,WOOD | Softwood, 11m Lg, 5-9kN, P11/5-9, CCA Treated | KOPPERS | KOPPERS TIMBER PRESERVATION PTY LTD | SOFTWOOD 11M 5-9KN | Active | 1
2481703 | JUNCTION BOX | Adaptable, 77 x 77 x 54mm, PVC, IP56 | CLIPSAL | CLIPSAL (BY SCHNEIDER ELECTRIC) | 265/1-GY | Active | 5
2481703 | JUNCTION BOX | Adaptable, 77 x 77 x 54mm, PVC, IP56 | CNWELEC | CNW ELECTRICAL PTY LTD | CLI265/1GY | Active | 1
2481828 | DRIVE POINT,EARTH ROD | Standard Driving Point, 12.7mm Dia, ETS 01-08-01 Item 3 | PLP | PREFORMED LINE PRODUCTS (AUST) | CBE-127-DP | Phasing | 1
2439321 | MULTIMETER | Clamp, AC/DC, Digital, Voltage, Current, Min of Cat III 600V, ETS RSE04 | RTE | RAPID-TECH EQUIPMENT PTY LTD | CL250 | Active | 1
2439321 | MULTIMETER | Clamp, AC/DC, Digital, Voltage, Current, Min of Cat III 600V, ETS RSE04 | YOKOGAWA | YOKOGAWA AUSTRALIA PTY LTD | CL250 | Active | 5
2442473 | GRIP,CABLE,WOVEN | Sock, Cable Pulling, suit 27-37mm Dia Cable, WLL 33kN, Galv Strands, Alloy Ferrule, HD Cu Protective Shoulders, Soft Eye, suit Bare Conductor | ALLTRADE | ALL TRADES MANUFACTURING | HDGW27CS | Active | 2
2442473 | GRIP,CABLE,WOVEN | Sock, Cable Pulling, suit 27-37mm Dia Cable, WLL 33kN, Galv Strands, Alloy Ferrule, HD Cu Protective Shoulders, Soft Eye, suit Bare Conductor | SPECFORC | SPECIALISED FORCE PTY LTD | HDGW27CS | Active | 1
2453082 | BREAKER,PAVING | Demolition Hammer, 240V Earth Rod Driver, 2 Handles (Front & Straight) c/w 380mm Lg Point Chisel & 533mm Lg 110mm W Spade & Carry Case | C&LTOOL | C&L TOOL CENTRE | MAKTHM1214C-EQL | Active | 1
2453082 | BREAKER,PAVING | Demolition Hammer, 240V Earth Rod Driver, 2 Handles (Front & Straight) c/w 380mm Lg Point Chisel & 533mm Lg 110mm W Spade & Carry Case | C&LTOOL | C&L TOOL CENTRE | MILWTKANGO900ENER | Active | 2
2453082 | BREAKER,PAVING | Demolition Hammer, 240V Earth Rod Driver, 2 Handles (Front & Straight) c/w 380mm Lg Point Chisel & 533mm Lg 110mm W Spade & Carry Case | UNITTOOL | UNITED TOOLS | MILWAUKEE/KANGO 900K | Active | 2
2453082 | BREAKER,PAVING | Demolition Hammer, 240V Earth Rod Driver, 2 Handles (Front & Straight) c/w 380mm Lg Point Chisel & 533mm Lg 110mm W Spade & Carry Case | TTLTOOL | TOTAL TOOLS TOWNSVILLE | K900KIT | Active | 2
2455129 | COVER,UTILITY POLE | Live Line, Class 4, High Dielectric Linear PE, 600mm Lg, 300mm Dia | CHANCE | CHANCE (MANUFACTURER) | C406-0029 | Active | 5
2455129 | COVER,UTILITY POLE | Live Line, Class 4, High Dielectric Linear PE, 600mm Lg, 300mm Dia | TEN | THE ENERGY NETWORK (AUST) PTY LTD | C406-0029 | Active | 1
2455178 | COVER,INSULATING | LV, Drape, 450 x 315mm, Black Id Patch c/w Reinforced Corner Eyelets & Plastic Covered Magnets each Corner for Fixing, AS4202 | BALMORAL | BALMORAL ENGINEERING PTY LTD | 10025-EQ | Active | 1
2456416 | HARNESS,SAFETY,INDUSTRIAL | Style G, Size Large, Full Body, Fall Arrest, Light Weight Webbing, for Steel Towers, Ladders & Platforms, ETS RSE01 | LRI | LIFE AND RESCUE INTERNATIONAL | 104261 | Active | 2
2456416 | HARNESS,SAFETY,INDUSTRIAL | Style G, Size Large, Full Body, Fall Arrest, Light Weight Webbing, for Steel Towers, Ladders & Platforms, ETS RSE01 | HGHTDYNM | HEIGHT DYNAMICS | VHI TOW5-L | Active | 1
2456416 | HARNESS,SAFETY,INDUSTRIAL | Style G, Size Large, Full Body, Fall Arrest, Light Weight Webbing, for Steel Towers, Ladders & Platforms, ETS RSE01 | HGHTDYNM | HEIGHT DYNAMICS | FERNO VHI TOW5 - L | Active | 2
2458891 | DIE,COMPRESSION | Hex Crimp, 5T, Engraved 6.3mm A/F Cu, suit 16mm2 Lugs & Links & 7/0.64, 7/1.70 FT Cu Sleeves | TECONN | TE CONNECTIVITY LTD | 5T-M63-50 | Active | 1
2458891 | DIE,COMPRESSION | Hex Crimp, 5T, Engraved 6.3mm A/F Cu, suit 16mm2 Lugs & Links & 7/0.64, 7/1.70 FT Cu Sleeves | SPECFORC | SPECIALISED FORCE PTY LTD | 5T-M63-50 | Active | 2
2458925 | DIE,COMPRESSION | Hex Crimp, 5T, Engraved 10.4mm A/F Cu, suit 50mm2 Lugs & Links & 7/.104 FT Cu Sleeves | SPECFORC | SPECIALISED FORCE PTY LTD | 5T-M104-50 | Active | 2
2458925 | DIE,COMPRESSION | Hex Crimp, 5T, Engraved 10.4mm A/F Cu, suit 50mm2 Lugs & Links & 7/.104 FT Cu Sleeves | TECONN | TE CONNECTIVITY LTD | 5T-M104-50 | Active | 1
2458958 | DIE,COMPRESSION | Hex Crimp, 5T, Engraved 20.0mm A/F, suit 185mm2 Lugs & Links | TEN | THE ENERGY NETWORK (AUST) PTY LTD | M200-50 | Active | 1
2458958 | DIE,COMPRESSION | Hex Crimp, 5T, Engraved 20.0mm A/F, suit 185mm2 Lugs & Links | SPECFORC | SPECIALISED FORCE PTY LTD | 5T-M200-50 | Active | 2
2403766 | LUBRICANT,CABLE PULLING | 10L, Polymer Glycol Based Water Lubricant, Green, Hand Applicable Gel, Safe for use on all Cable Sheaths | CNWELEC | CNW ELECTRICAL PTY LTD | HYDROLUBEC10 | Active | 1
2403766 | LUBRICANT,CABLE PULLING | 10L, Polymer Glycol Based Water Lubricant, Green, Hand Applicable Gel, Safe for use on all Cable Sheaths | REXEL | REXEL AUSTRALIA | AQL10LGTS | Active | 2
2403885 | SADDLE | Zinc Plated Metal, 50mm (P20) (scm) | MMELEC | MM ELECTRICAL MERCHANDISING | FGS-24360 | Active | 2
2403885 | SADDLE | Zinc Plated Metal, 50mm (P20) (scm) | HAYMANS | HAYMANS ELECTRICAL | MTLFS-M50/ZP | Active | 1
2406402 | TAPE,INSULATION,ELECTRICAL | PVC, 50mm | C&LTOOL | C&L TOOL CENTRE | DUCTTAPESILVER | Active | 1
2406402 | TAPE,INSULATION,ELECTRICAL | PVC, 50mm | MMELEC | MM ELECTRICAL MERCHANDISING | WATPVCDT | Active | 2
2406584 | BATTERY,NONRECHARGEABLE | C, Heavy Duty (Each) | ATOMSUPP | ATOM SUPPLY GROUP P/L | 1020523 | Active | 2
2406584 | BATTERY,NONRECHARGEABLE | C, Heavy Duty (Each) | ATOMSUPP | ATOM SUPPLY GROUP P/L | 3425003 | Active | 1
2406584 | BATTERY,NONRECHARGEABLE | C, Heavy Duty (Each) | MMELEC | MM ELECTRICAL MERCHANDISING | EVREN93 | Active | 2
2406883 | GRIP,CABLE,JAW | Come-Along, suit 2 & 4 Core 16 - 50mm2 Service Cable (8 - 25mm cable OD) | SPECFORC | SPECIALISED FORCE PTY LTD | ABC-S-GRIP | Active | 1
2411551 | FRAME,HAND HACKSAW | Insulated 1000V, for use in Insulated Tool Kit | PENTA | PENTA AUST (TMAC THEW & MCCANN/HYLEC) | PA23079 | Active | 1
2411551 | FRAME,HAND HACKSAW | Insulated 1000V, for use in Insulated Tool Kit | HYLEC | HYLEC ENERGY SOLUTIONS | IS22 | Active | 2
2411551 | FRAME,HAND HACKSAW | Insulated 1000V, for use in Insulated Tool Kit | TEN | THE ENERGY NETWORK (AUST) PTY LTD | D72 | Active | 2
2417541 | ASCENDER | Grip, Left Hand, Aust Std AS/NZS4488.1 | HGHTDYNM | HEIGHT DYNAMICS | PETZL A060 B17 WLA | Active | 2
2417541 | ASCENDER | Grip, Left Hand, Aust Std AS/NZS4488.1 | HGHTDYNM | HEIGHT DYNAMICS | A060,B17ALA | Active | 1
2418770 | GLOVES,PROTECTIVE | Mechanical Protection, Size 9, Rating 5 for Cut Protection, Knitted Material c/w Protective Coating on Palms & Fingers | PENTA | PENTA AUST (TMAC THEW & MCCANN/HYLEC) | PA21274 | Active | 1
2418770 | GLOVES,PROTECTIVE | Mechanical Protection, Size 9, Rating 5 for Cut Protection, Knitted Material c/w Protective Coating on Palms & Fingers | HYLEC | HYLEC ENERGY SOLUTIONS | 80813-9 | Active | 2
2418770 | GLOVES,PROTECTIVE | Mechanical Protection, Size 9, Rating 5 for Cut Protection, Knitted Material c/w Protective Coating on Palms & Fingers | BALMORAL | BALMORAL ENGINEERING PTY LTD | PFLEX-9 | Active | 2
2426435 | ACCESSORY,POWER QUALITY ANALYSER | PM45, 3000A (100-3600A) Flexible, Current Probe, 600mm Lg | CHK | CHK POWER QUALITY PTY LTD | 1AF3000-6 | Active | 1
2427037 | RESCUE KIT | Transformer Rescue Kit c/w 3M DBI-SALA Rollgliss R550 20m, HD Mini Tontine Edge Protector, HD Rope Protector 2 Layer, 1.5m Red Round Sling, 3M Moisture | HGHTDYNM | HEIGHT DYNAMICS | 12197 | Active | 1
XSOMX0032 | CABLE | Non Energy Qld Specified Cable, for use by Energy Supplies Only | MIDLAND | MIDLAND METALS OVERSEAS PTE LTD | T42090 | Active | 5
2470946 | GLOVES,DISPOSABLE | Megaman Industrial Glove, Size XXL, Nitrile, Black, for handling Oil | ATOMSUPP | ATOM SUPPLY GROUP P/L | 40011491 | Active | 1
2470946 | GLOVES,DISPOSABLE | Megaman Industrial Glove, Size XXL, Nitrile, Black, for handling Oil | ATOMSUPP | ATOM SUPPLY GROUP P/L | N260886 | Active | 2
2470946 | GLOVES,DISPOSABLE | Megaman Industrial Glove, Size XXL, Nitrile, Black, for handling Oil | BLKWOODJ | J BLACKWOOD & SONS LIMITED | 4192531 | Active | 2
2470946 | GLOVES,DISPOSABLE | Megaman Industrial Glove, Size XXL, Nitrile, Black, for handling Oil | ATOMSUPP | ATOM SUPPLY GROUP P/L | 40004284 | Active | 2
2471191 | CHAINSAW | Milwaukee 18V Battery Chainsaw, Skin Only | MILWAUKE | MILWAUKEE POWER TOOLS | M18FCHS-0 | Active | 5
2471191 | CHAINSAW | Milwaukee 18V Battery Chainsaw, Skin Only | C&LTOOL | C&L TOOL CENTRE | MILWTM18FCHS-0 | Active | 1
2471209 | BATTERY,STORAGE | 18V, 12.0Ah, M18 Red Li-Ion, High Output for Milwaukee Tools | C&LTOOL | C&L TOOL CENTRE | MILWAM18FB12 | Active | 1
2471209 | BATTERY,STORAGE | 18V, 12.0Ah, M18 Red Li-Ion, High Output for Milwaukee Tools | C&LTOOL | C&L TOOL CENTRE | MILWAM18HB12 | Active | 2
2471209 | BATTERY,STORAGE | 18V, 12.0Ah, M18 Red Li-Ion, High Output for Milwaukee Tools | MILWAUKE | MILWAUKEE POWER TOOLS | M18HB12 | Active | 5
2471795 | TAP & DRILL,COMBINATION | HSS, M5 x 0.8, 41mm Lg, suit M5 Nylon SetScrew used to hang Meters | TTLTOOL | TOTAL TOOLS TOWNSVILLE | CDT5M | Active | 2
2471795 | TAP & DRILL,COMBINATION | HSS, M5 x 0.8, 41mm Lg, suit M5 Nylon SetScrew used to hang Meters | C&LTOOL | C&L TOOL CENTRE | ZXDTMC050 | Active | 1
2471795 | TAP & DRILL,COMBINATION | HSS, M5 x 0.8, 41mm Lg, suit M5 Nylon SetScrew used to hang Meters | C&LTOOL | C&L TOOL CENTRE | CLCDT5M | Active | 2
2472066 | BODY POWDER | Curash Medicated Family Powder, Treat & Help Prevent Rashes, Skin Irritation & Chafing, contains Zinc Oxide | ALPHAFAS | ALPHA FIRST AID SUPPLIES | 150007 | Active | 1
2472926 | TAPE,ADHESIVE | Self Adhering tape to attach tools and accessories to lanyards, used with Web Tool Tails, 25mm W, 3700mm L, 6.8kg WLL | ATOMSUPP | ATOM SUPPLY GROUP P/L | 19755 | Active | 2
2472926 | TAPE,ADHESIVE | Self Adhering tape to attach tools and accessories to lanyards, used with Web Tool Tails, 25mm W, 3700mm L, 6.8kg WLL | ATOMSUPP | ATOM SUPPLY GROUP P/L | 3755 | Active | 2
2472926 | TAPE,ADHESIVE | Self Adhering tape to attach tools and accessories to lanyards, used with Web Tool Tails, 25mm W, 3700mm L, 6.8kg WLL | ATOMSUPP | ATOM SUPPLY GROUP P/L | 429428 | Active | 1
2474476 | HANDLE,HOT LINE STICK | MV Series, Section 1, Telescopic Stick Part, Triangular, Fluoro Lime Green, Foam Filled c/w Universal Tip | TEN | THE ENERGY NETWORK (AUST) PTY LTD | A20462 | Active | 1
2474476 | HANDLE,HOT LINE STICK | MV Series, Section 1, Telescopic Stick Part, Triangular, Fluoro Lime Green, Foam Filled c/w Universal Tip | HASTINGS | HASTINGS (MANUFACTURER) | A20462 | Active | 5
2474484 | HANDLE,HOT LINE STICK | MV Series, Section 2, Telescopic Stick Part, Triangular, Yellow c/w Lock Assembly | TEN | THE ENERGY NETWORK (AUST) PTY LTD | A20353 | Active | 1
2474484 | HANDLE,HOT LINE STICK | MV Series, Section 2, Telescopic Stick Part, Triangular, Yellow c/w Lock Assembly | HASTINGS | HASTINGS (MANUFACTURER) | A20353 | Active | 5
2474500 | HANDLE,HOT LINE STICK | MV Series, Section 4, Telescopic Stick Part, Triangular, Yellow c/w Lock Assembly | TEN | THE ENERGY NETWORK (AUST) PTY LTD | A20355 | Active | 1
2474500 | HANDLE,HOT LINE STICK | MV Series, Section 4, Telescopic Stick Part, Triangular, Yellow c/w Lock Assembly | HASTINGS | HASTINGS (MANUFACTURER) | A20355 | Active | 5
2475770 | BATTERY,STORAGE | 18V, 2.0Ah, M18 Red Li-Ion, for Milwaukee Tools | MILWAUKE | MILWAUKEE POWER TOOLS | M18B2 | Active | 5
2475770 | BATTERY,STORAGE | 18V, 2.0Ah, M18 Red Li-Ion, for Milwaukee Tools | C&LTOOL | C&L TOOL CENTRE | MILWAM18B2 | Active | 1
2476828 | LANYARD,SAFETY,INDUSTRIAL | Petzl Grillon Adjustable Rope Lanyard, 2m Lg, Pole Strap, for Transmission Tower Work | HGHTDYNM | HEIGHT DYNAMICS | I650,L052BA00 | Active | 1
2400797 | CLAMP,SUSPENSION | Straight-Line, Clevis Type 2M, Al Alloy, ACSR & AAC, 7-21mm Dia Clamp Range c/w Round Clevis Pin & Humpback Split Pin | TEN | THE ENERGY NETWORK (AUST) PTY LTD | ASC-070210-N | Active | 1
2400797 | CLAMP,SUSPENSION | Straight-Line, Clevis Type 2M, Al Alloy, ACSR & AAC, 7-21mm Dia Clamp Range c/w Round Clevis Pin & Humpback Split Pin | PLP | PREFORMED LINE PRODUCTS (AUST) | D-ACC0721A | Active | 2
25404 | POLE,LINE CONSTRUCTION,WOOD | Softwood, 11m Lg, 8-14kN, P11/8-14, CCA Treated | KOPPERS | KOPPERS TIMBER PRESERVATION PTY LTD | SOFTWOOD 11M 8-14KN | Active | 1
25405 | POLE,LINE CONSTRUCTION,WOOD | Softwood, 11m Lg, 12-22kN, P11/12-22, CCA Treated | KOPPERS | KOPPERS TIMBER PRESERVATION PTY LTD | SOFTWOOD 11M 12-22KN | Active | 1
25406 | POLE,LINE CONSTRUCTION,WOOD | Softwood, 12.5m Lg, 5-9kN, P12.5/5-9, CCA Treated | KOPPERS | KOPPERS TIMBER PRESERVATION PTY LTD | SOFTWOOD 12.5M 5-9KN | Active | 1
25407 | POLE,LINE CONSTRUCTION,WOOD | Softwood, 12.5m Lg, 8-14kN, P12.5/8-14, CCA Treated | KOPPERS | KOPPERS TIMBER PRESERVATION PTY LTD | SOFTWOOD 12.5M 8-14KN | Active | 1
25408 | POLE,LINE CONSTRUCTION,WOOD | Softwood, 12.5m Lg, 12-22kN, P12.5/12-22 CCA Treated | KOPPERS | KOPPERS TIMBER PRESERVATION PTY LTD | SOFTWOOD 12.5M 12-22KN | Active | 1
25409 | POLE,LINE CONSTRUCTION,WOOD | Softwood, 14m Lg, 5-9kN, P14/5-9, CCA Treated | KOPPERS | KOPPERS TIMBER PRESERVATION PTY LTD | SOFTWOOD 14M 5-9KN | Active | 1
25410 | POLE,LINE CONSTRUCTION,WOOD | Softwood, 14m Lg, 8-14kN, P14/8-14, CCA Treated | KOPPERS | KOPPERS TIMBER PRESERVATION PTY LTD | SOFTWOOD 14M 8-14KN | Active | 1
25411 | POLE,LINE CONSTRUCTION,WOOD | Softwood, 14m Lg, 12-22kN, P14/12-22, CCA Treated | KOPPERS | KOPPERS TIMBER PRESERVATION PTY LTD | SOFTWOOD 14M 12-22KN | Active | 1
2459154 | WATER-DISPLACING COMPOUND | CRC 2-26, Electrical Lubricant, Penetrating Oil, Displaces & Repels Moisture, Seals Hard Surfaces, Protects all Metals | BLKWOODJ | J BLACKWOOD & SONS LIMITED | 3967001 | Active | 2
2459154 | WATER-DISPLACING COMPOUND | CRC 2-26, Electrical Lubricant, Penetrating Oil, Displaces & Repels Moisture, Seals Hard Surfaces, Protects all Metals | CRC | CRC INDUSTRIES AUSTRALIA PTY LTD | 2005 | Active | 2
2459154 | WATER-DISPLACING COMPOUND | CRC 2-26, Electrical Lubricant, Penetrating Oil, Displaces & Repels Moisture, Seals Hard Surfaces, Protects all Metals | ATOMSUPP | ATOM SUPPLY GROUP P/L | 1117011 | Active | 1
2459170 | CLEANING COMPOUND,ELEC CONTACT | CRC CO-Contact Cleaner, Precision Electrical Cleaning Solvent, No Residue | ATOMSUPP | ATOM SUPPLY GROUP P/L | 1118031 | Active | 1
2459170 | CLEANING COMPOUND,ELEC CONTACT | CRC CO-Contact Cleaner, Precision Electrical Cleaning Solvent, No Residue | BLKWOODJ | J BLACKWOOD & SONS LIMITED | 3967205 | Active | 2
2459170 | CLEANING COMPOUND,ELEC CONTACT | CRC CO-Contact Cleaner, Precision Electrical Cleaning Solvent, No Residue | CRC | CRC INDUSTRIES AUSTRALIA PTY LTD | 2016 | Active | 2
2459246 | ANTISEIZE COMPOUND | Nickel Anti-Seize Spray, Lubricating Compound, High Temp Resistance up to 1400 Deg C, Smooth Silver Grey Film | MMELEC | MM ELECTRICAL MERCHANDISING | CRC3197 | Active | 1
2459246 | ANTISEIZE COMPOUND | Nickel Anti-Seize Spray, Lubricating Compound, High Temp Resistance up to 1400 Deg C, Smooth Silver Grey Film | HAYMANS | HAYMANS ELECTRICAL | CHTCT-P28-300 | Active | 2
2459246 | ANTISEIZE COMPOUND | Nickel Anti-Seize Spray, Lubricating Compound, High Temp Resistance up to 1400 Deg C, Smooth Silver Grey Film | BLKWOODJ | J BLACKWOOD & SONS LIMITED | 4657068 | Active | 2
2459246 | ANTISEIZE COMPOUND | Nickel Anti-Seize Spray, Lubricating Compound, High Temp Resistance up to 1400 Deg C, Smooth Silver Grey Film | ROCOL | ROCOL LIMITED | RY480455 | Active | 2
2459824 | BLADE,CUTTER,CABLE,HAND OPERATED | Replacement, Moving Blade, suit SLS-20(BB) Izumi Battery Operated Cable Cutter | SPECFORC | SPECIALISED FORCE PTY LTD | 2026-07-20 | Active | 1
2459824 | BLADE,CUTTER,CABLE,HAND OPERATED | Replacement, Moving Blade, suit SLS-20(BB) Izumi Battery Operated Cable Cutter | SPECFORC | SPECIALISED FORCE PTY LTD | HRC58-60 | Active | 2
2461283 | GROUNDING SET | Earthing Cable Assy, 20m Lead, Min 6kA/1 Sec c/w Romind Non-screw Type Line Clamps, in Storage Bag, RSE08 | PENTA | PENTA AUST (TMAC THEW & MCCANN/HYLEC) | PA00828 | Active | 1
2461283 | GROUNDING SET | Earthing Cable Assy, 20m Lead, Min 6kA/1 Sec c/w Romind Non-screw Type Line Clamps, in Storage Bag, RSE08 | THEWMCCA | TMAC THEW & MCCANN GROUP | 2461283 | Active | 2
2461283 | GROUNDING SET | Earthing Cable Assy, 20m Lead, Min 6kA/1 Sec c/w Romind Non-screw Type Line Clamps, in Storage Bag, RSE08 | THEWMCCA | TMAC THEW & MCCANN GROUP | TM00828 | Active | 5
2461309 | ADAPTOR | Hex to Non-Screw Type Earth Clamp, Application to Lines, suit Romind PED Non-Screw Type Clamp | PENTA | PENTA AUST (TMAC THEW & MCCANN/HYLEC) | PA00816 | Active | 1
2461309 | ADAPTOR | Hex to Non-Screw Type Earth Clamp, Application to Lines, suit Romind PED Non-Screw Type Clamp | THEWMCCA | TMAC THEW & MCCANN GROUP | 2461309 | Active | 2
2461309 | ADAPTOR | Hex to Non-Screw Type Earth Clamp, Application to Lines, suit Romind PED Non-Screw Type Clamp | THEWMCCA | TMAC THEW & MCCANN GROUP | TM00816 | Active | 5
2461325 | ADAPTOR,UNIVERSAL | Sunrise to Hex Shank Operating Tool | PENTA | PENTA AUST (TMAC THEW & MCCANN/HYLEC) | PA00818 | Active | 1
2461325 | ADAPTOR,UNIVERSAL | Sunrise to Hex Shank Operating Tool | THEWMCCA | TMAC THEW & MCCANN GROUP | 2461325 | Active | 2
2461325 | ADAPTOR,UNIVERSAL | Sunrise to Hex Shank Operating Tool | THEWMCCA | TMAC THEW & MCCANN GROUP | TM00818 | Active | 5
2462083 | GLOVES | Inner for HV Insulating Gloves, Size M, Nylon Shell with PU Coating | BUNZL | BUNZL LIMITED | NIMLTLITEBL000M | Active | 2
2462083 | GLOVES | Inner for HV Insulating Gloves, Size M, Nylon Shell with PU Coating | ATOMSUPP | ATOM SUPPLY GROUP P/L | 139148 | Active | 1
2462125 | TOOL,INSPECTION & TESTING | Glove Air Test Tool, PVC Tube, for conducting field air test of insulating gloves | BALMORAL | BALMORAL ENGINEERING PTY LTD | GL-ROL1 | Active | 1
2462125 | TOOL,INSPECTION & TESTING | Glove Air Test Tool, PVC Tube, for conducting field air test of insulating gloves | BALMORAL | BALMORAL ENGINEERING PTY LTD | GLO-ROL 1 | Active | 2
2462307 | SAW,RECIP,PORTABLE,ELEC | Milwaukee, 18V Battery Powered, M18 Fuel Sawzall, Brushless Powerstate Motor, Adjustable Shoe, Overload Protection, 29mm Stroke Length, Skin Only | C&LTOOL | C&L TOOL CENTRE | MILWTM18CSX2-0 | Active | 1
2462307 | SAW,RECIP,PORTABLE,ELEC | Milwaukee, 18V Battery Powered, M18 Fuel Sawzall, Brushless Powerstate Motor, Adjustable Shoe, Overload Protection, 29mm Stroke Length, Skin Only | MILWAUKE | MILWAUKEE POWER TOOLS | M18CSX2-0 | Active | 5
2462307 | SAW,RECIP,PORTABLE,ELEC | Milwaukee, 18V Battery Powered, M18 Fuel Sawzall, Brushless Powerstate Motor, Adjustable Shoe, Overload Protection, 29mm Stroke Length, Skin Only | TTLTOOL | TOTAL TOOLS TOWNSVILLE | M18CSX-0 | Active | 2
2469617 | BATTERY,STORAGE | 18V, 6.0Ah, M18 Red Li-Ion, High Output, for Milwaukee Tools | MILWAUKE | MILWAUKEE POWER TOOLS | M18HB6 | Active | 5
2469617 | BATTERY,STORAGE | 18V, 6.0Ah, M18 Red Li-Ion, High Output, for Milwaukee Tools | C&LTOOL | C&L TOOL CENTRE | MILWAM18HB6 | Active | 1
2469641 | VISOR,SUN | suit Mountaineering Safety Helmet | HGHTDYNM | HEIGHT DYNAMICS | HD KZPEAK | Active | 1
2470359 | LEAD SET,TEST | 100/50M set on "A" frame reel for use with AEMC earth tester | PTE | PACIFIC TEST EQUIPMENT PTY LTD | PTE-002 | Active | 1
2470912 | GLOVES,DISPOSABLE | Megaman Industrial Glove, Size M, Nitrile, Black, for handling Oil | BLKWOODJ | J BLACKWOOD & SONS LIMITED | 4192480 | Active | 2
2470912 | GLOVES,DISPOSABLE | Megaman Industrial Glove, Size M, Nitrile, Black, for handling Oil | ATOMSUPP | ATOM SUPPLY GROUP P/L | 40004281 | Active | 2
2470912 | GLOVES,DISPOSABLE | Megaman Industrial Glove, Size M, Nitrile, Black, for handling Oil | ATOMSUPP | ATOM SUPPLY GROUP P/L | N260883 | Active | 2
2470912 | GLOVES,DISPOSABLE | Megaman Industrial Glove, Size M, Nitrile, Black, for handling Oil | ATOMSUPP | ATOM SUPPLY GROUP P/L | 40011488 | Active | 1
2481760 | RELAY | Aux, High Speed, 3C/O Plug-In Relay | RMSPROD | RMS PRODUCTS (RELAY MONITORING SYSTEMS) | D-R 110VDC | Active | 1
2427151 | DESCENDER | Controlled Descend Device, Rated for 2 Person use, suit 11mm Kernmantle Rope | HGHTDYNM | HEIGHT DYNAMICS | FDU200 | Active | 1
2427615 | PORTABLE EARTHING DEVICE | Cu, Zone Substations consists of 3 x 1Ph Leads, Outdoor App, 70mm2 @ 17.0kA/1 Sec Rating, 7.5m Lg c/w Earth Clamp CLE420 & Phase Clamp CLP459 compatible with | PENTA | PENTA AUST (TMAC THEW & MCCANN/HYLEC) | PA11402 | Active | 1
2427615 | PORTABLE EARTHING DEVICE | Cu, Zone Substations consists of 3 x 1Ph Leads, Outdoor App, 70mm2 @ 17.0kA/1 Sec Rating, 7.5m Lg c/w Earth Clamp CLE420 & Phase Clamp CLP459 compatible with | THEWMCCA | TMAC THEW & MCCANN GROUP | 2427615 | Active | 2
2427615 | PORTABLE EARTHING DEVICE | Cu, Zone Substations consists of 3 x 1Ph Leads, Outdoor App, 70mm2 @ 17.0kA/1 Sec Rating, 7.5m Lg c/w Earth Clamp CLE420 & Phase Clamp CLP459 compatible with | THEWMCCA | TMAC THEW & MCCANN GROUP | TM11402 | Active | 5
2427979 | PIN,LOCK | Hastings Cat # 11973 | HASTINGS | HASTINGS (MANUFACTURER) | 11973 | Active | 5
2427979 | PIN,LOCK | Hastings Cat # 11973 | TEN | THE ENERGY NETWORK (AUST) PTY LTD | 11973 | Active | 1
2428050 | GLOVES,ELECTRICAL WORKER'S | Class 2, Size 10H, Natural Rubber, Black Straight Cuff, 16" (400mm Lg) | ANSELL | ANSELL LTD | RIG216YBS10H | Active | 2
2428050 | GLOVES,ELECTRICAL WORKER'S | Class 2, Size 10H, Natural Rubber, Black Straight Cuff, 16" (400mm Lg) | BALMORAL | BALMORAL ENGINEERING PTY LTD | RIG216YBS10H | Active | 1
2428480 | GLOVE SHELLS,ELECTRICAL WORKERS | Live Line Leather Protector, Goat Skin, 3" Cuff, suit Glove Size 11.0, 12" Lg (305mm) | ANSELL | ANSELL LTD | OUTHVGS11 | Active | 2
2428480 | GLOVE SHELLS,ELECTRICAL WORKERS | Live Line Leather Protector, Goat Skin, 3" Cuff, suit Glove Size 11.0, 12" Lg (305mm) | BALMORAL | BALMORAL ENGINEERING PTY LTD | OUTHVGS11 | Active | 1
2428480 | GLOVE SHELLS,ELECTRICAL WORKERS | Live Line Leather Protector, Goat Skin, 3" Cuff, suit Glove Size 11.0, 12" Lg (305mm) | SALISBRY | SALISBURY (MANUFACTURER) | ILP3S 11/11.5 | Active | 5
2428662 | COVER,INSULATING | Live Line, Flexible Line Hose, Class 3, Orange colour Style A Plain, Both ends 40mm dia x 1372mm Lg | TEN | THE ENERGY NETWORK (AUST) PTY LTD | OR150-45 | Active | 1
2428662 | COVER,INSULATING | Live Line, Flexible Line Hose, Class 3, Orange colour Style A Plain, Both ends 40mm dia x 1372mm Lg | SALISBRY | SALISBURY (MANUFACTURER) | OR150-45 | Active | 5
2428662 | COVER,INSULATING | Live Line, Flexible Line Hose, Class 3, Orange colour Style A Plain, Both ends 40mm dia x 1372mm Lg | CHANCE | CHANCE (MANUFACTURER) | C406-0298 | Active | 5
2428761 | CLAMP,LIVE LINE | Blanket Clamp Peg, Small, Wooden, 150mm Opening, for Live Line | TEN | THE ENERGY NETWORK (AUST) PTY LTD | C-2 | Active | 1
2428829 | HAND STICK,INSULATED | Ratchet Cutter, ACSR, Overall 1800mm Lg | TEN | THE ENERGY NETWORK (AUST) PTY LTD | 11-006 | Active | 1
2428829 | HAND STICK,INSULATED | Ratchet Cutter, ACSR, Overall 1800mm Lg | HASTINGS | HASTINGS (MANUFACTURER) | 11-006 | Active | 5
2428829 | HAND STICK,INSULATED | Ratchet Cutter, ACSR, Overall 1800mm Lg | CHANCE | CHANCE (MANUFACTURER) | C403-1382 | Active | 5
2428886 | HAND STICK,INSULATED | Hoist Link Stick, Insulation 610mm Lg, Stick 32mm Dia | TEN | THE ENERGY NETWORK (AUST) PTY LTD | C400-2400 | Active | 1
2428886 | HAND STICK,INSULATED | Hoist Link Stick, Insulation 610mm Lg, Stick 32mm Dia | CHANCE | CHANCE (MANUFACTURER) | C400-2400 | Active | 5
2428910 | HAND STICK,INSULATED | Spiral Link Stick, Insulation 600mm Lg, Stick 25mm Dia | TEN | THE ENERGY NETWORK (AUST) PTY LTD | 3481 | Active | 1
2428910 | HAND STICK,INSULATED | Spiral Link Stick, Insulation 600mm Lg, Stick 25mm Dia | CHANCE | CHANCE (MANUFACTURER) | PSCH4722003 | Active | 5
2428910 | HAND STICK,INSULATED | Spiral Link Stick, Insulation 600mm Lg, Stick 25mm Dia | HASTINGS | HASTINGS (MANUFACTURER) | 3481 | Active | 5
2476901 | ADAPTOR | Snappy Drill Bit Holder, 1/8 Drill Range 2.82 to 3.2mm | HAYMANS | HAYMANS ELECTRICAL | SUT107B11250 | Active | 1
2476901 | ADAPTOR | Snappy Drill Bit Holder, 1/8 Drill Range 2.82 to 3.2mm | C&LTOOL | C&L TOOL CENTRE | SNA42008 | Active | 2
2482479 | FIXTURE,LIGHTING | LED 18W Avenue Gen 2 (L18) 4K, Nostalgia Blue/Grey c/w NEMA PE Cell, Minor Road, No Bracket, EQTS 05-01-02 (scm) | SYLVANIA | SYLVANIA SCHREDER | S1S4BD03L18 | Active | 1
2482487 | FIXTURE,LIGHTING | LED 17W Post Top B2001 Gen 2 (L17) 4K, Green c/w NEMA PE Cell, Minor Road, EQTS 05-01-02 (scm) | SYLVANIA | SYLVANIA SCHREDER | BX47BD01L17 | Active | 1
2482503 | FIXTURE,LIGHTING | LED 28W Post Top B2001 Gen 2 (L28) 4K, Green c/w NEMA PE Cell, Minor Road, EQTS 05-01-02 (scm) | SYLVANIA | SYLVANIA SCHREDER | BX47BD01L28 | Active | 1
2482586 | TAPE,ADHESIVE | 3M VHB Double Sided, 18mm W x 33m Lg, 1.1mm Thk, Acrylic Adhesive, Grey, for attaching meter backing boards to asbestos meter panels | SIGNET | SIGNET PTY LTD | 55645 | Active | 1
2480705 | SWITCHBOARD,POWER | Feeder Switchgear Unit, 12kV, 800A, 25kA, 2000A Bus Metal Enclosed Fixed Switchgear & Control Gear Assy c/w 110V DC Aux Supply, incl CTs for Feeder | TAMCO | TAMCO SWITCHGEAR (MANUFACTURER) | 11004 | Active | 1
2480705 | SWITCHBOARD,POWER | Feeder Switchgear Unit, 12kV, 800A, 25kA, 2000A Bus Metal Enclosed Fixed Switchgear & Control Gear Assy c/w 110V DC Aux Supply, incl CTs for Feeder | TAMCO | TAMCO SWITCHGEAR (MANUFACTURER) | T1-VHIF630FDR450 | Active | 5
14970 | BLADE,CUTTER,CABLE | Replacement Blade, Moveable, Scallop Edge, Single Bevel, SCM21 Hardened Steel, Ratchet Teethed Outer Edge, for Gear/Ratchet Cutter K683/T | CABAC | CABAC (MANUFACTURER) | Y-K683T/3 | Active | 5
14970 | BLADE,CUTTER,CABLE | Replacement Blade, Moveable, Scallop Edge, Single Bevel, SCM21 Hardened Steel, Ratchet Teethed Outer Edge, for Gear/Ratchet Cutter K683/T | SPECFORC | SPECIALISED FORCE PTY LTD | Y-K683T/3 | Active | 1
2454304 | TRANSFORMER,VOLTAGE | 22kV/240V, 50VA, 1 Ph, External Aux Power Supply c/w Pole Mounting Bracket, suits NOJA ONLY, JTS 06-07-03(6), 10260 Group 3, Item 61 | NOJA | NOJA POWER SWITCHGEAR PTY LTD | VT22-220 | Active | 1
2407124 | DAMPER,VIBRATION,TRANSMISSION LINE | Stockbridge Type, Iodine, 7/4.75 AAAC 1120, ETS 11-09-01 | PLP | PREFORMED LINE PRODUCTS (AUST) | D-DB05B12SS | Active | 1
2407124 | DAMPER,VIBRATION,TRANSMISSION LINE | Stockbridge Type, Iodine, 7/4.75 AAAC 1120, ETS 11-09-01 | DULHUNTY | DULHUNTY POWER (AUST) PTY LTD | 4D20-16.0: IODINE | Active | 2
2407126 | DAMPER,VIBRATION,TRANSMISSION LINE | Stockbridge Type, Neon, 19/3.75 AAAC 1120, ETS 11-09-01 | PLP | PREFORMED LINE PRODUCTS (AUST) | D-DB05B18SS | Active | 2
2407126 | DAMPER,VIBRATION,TRANSMISSION LINE | Stockbridge Type, Neon, 19/3.75 AAAC 1120, ETS 11-09-01 | TEN | THE ENERGY NETWORK (AUST) PTY LTD | 4D20-20.3 | Active | 1
2407126 | DAMPER,VIBRATION,TRANSMISSION LINE | Stockbridge Type, Neon, 19/3.75 AAAC 1120, ETS 11-09-01 | DULHUNTY | DULHUNTY POWER (AUST) PTY LTD | 4D20-20.3: NEON | Active | 2
2470938 | GLOVES,DISPOSABLE | Megaman Industrial Glove, Size XL, Nitrile, Black, for handling Oil | BLKWOODJ | J BLACKWOOD & SONS LIMITED | 4192514 | Active | 2
2470938 | GLOVES,DISPOSABLE | Megaman Industrial Glove, Size XL, Nitrile, Black, for handling Oil | ATOMSUPP | ATOM SUPPLY GROUP P/L | 40011490 | Active | 1
2470938 | GLOVES,DISPOSABLE | Megaman Industrial Glove, Size XL, Nitrile, Black, for handling Oil | ATOMSUPP | ATOM SUPPLY GROUP P/L | N260885 | Active | 2
2470938 | GLOVES,DISPOSABLE | Megaman Industrial Glove, Size XL, Nitrile, Black, for handling Oil | ATOMSUPP | ATOM SUPPLY GROUP P/L | 40004283 | Active | 2
2471183 | CHAINSAW | Milwaukee 18V Battery Chainsaw Kit c/w Spare Chain, 1 x 6Ah Battery, 1 x 12Ah Battery, Chainsaw Bag, 1L Bar Oil, Sharpening File & Jig | C&LTOOL | C&L TOOL CENTRE | MILWTM18FCHS-1216A | Active | 1
2471183 | CHAINSAW | Milwaukee 18V Battery Chainsaw Kit c/w Spare Chain, 1 x 6Ah Battery, 1 x 12Ah Battery, Chainsaw Bag, 1L Bar Oil, Sharpening File & Jig | MILWAUKE | MILWAUKEE POWER TOOLS | M18FCHS-1216A | Active | 5
2471506 | SCREWDRIVER,TORQUE | Wiha TorqueVario-S VDE Bit Holder, 1000V, 0.8-5.0Nm c/w Insulated SlimBit, Slotted 4mm Tip & 5.5mm Tip, Wiha Small Tool Pouch | TTLTOOL | TOTAL TOOLS TOWNSVILLE | 26626 34580-34581-AP93001003 | Active | 2
2471506 | SCREWDRIVER,TORQUE | Wiha TorqueVario-S VDE Bit Holder, 1000V, 0.8-5.0Nm c/w Insulated SlimBit, Slotted 4mm Tip & 5.5mm Tip, Wiha Small Tool Pouch | C&LTOOL | C&L TOOL CENTRE | WIHA93001003 | Active | 1
2471522 | HARNESS,SAFETY,INDUSTRIAL | Size Extra Small, Ferno Tower 5, Full Body Harness | HGHTDYNM | HEIGHT DYNAMICS | VHI TOW5-XS | Active | 1
2471522 | HARNESS,SAFETY,INDUSTRIAL | Size Extra Small, Ferno Tower 5, Full Body Harness | HGHTDYNM | HEIGHT DYNAMICS | FERNO VHI TOW 5 - XS | Active | 2
2472116 | LIPSTICK,ANTICHAP | EGO Sunsense Lip Balm; 15g; SPF50+ 4hr water resistant; Contains Oxybenzone | ATOMSUPP | ATOM SUPPLY GROUP P/L | 424447 | Active | 1
2472116 | LIPSTICK,ANTICHAP | EGO Sunsense Lip Balm; 15g; SPF50+ 4hr water resistant; Contains Oxybenzone | ALPHAFAS | ALPHA FIRST AID SUPPLIES | 510002 | Active | 2
2472140 | SUNSCREEN PREPARATION | Daily Face Sunsense, 200ml, SPF 50+ 4hr Water Resistant, Contains Oxybenzone | ATOMSUPP | ATOM SUPPLY GROUP P/L | 539550 | Phasing | 1
2472140 | SUNSCREEN PREPARATION | Daily Face Sunsense, 200ml, SPF 50+ 4hr Water Resistant, Contains Oxybenzone | ATOMSUPP | ATOM SUPPLY GROUP P/L | MB110 | Phasing | 5
2472140 | SUNSCREEN PREPARATION | Daily Face Sunsense, 200ml, SPF 50+ 4hr Water Resistant, Contains Oxybenzone | ALPHAFAS | ALPHA FIRST AID SUPPLIES | 510020 | Phasing | 2
2472140 | SUNSCREEN PREPARATION | Daily Face Sunsense, 200ml, SPF 50+ 4hr Water Resistant, Contains Oxybenzone | ATOMSUPP | ATOM SUPPLY GROUP P/L | 11194 | Phasing | 2
2472777 | CRIMPING TOOL,HYDRAULIC | Milwaukee, M18 Force Logic Crimper, 6T Force, 18V, Capacity 300mm2 Cu & Al, 337.8mm Lg c/w One Key Technology, Skin Only | MILWAUKE | MILWAUKEE POWER TOOLS | M18HCCT-0C | Active | 5
2472777 | CRIMPING TOOL,HYDRAULIC | Milwaukee, M18 Force Logic Crimper, 6T Force, 18V, Capacity 300mm2 Cu & Al, 337.8mm Lg c/w One Key Technology, Skin Only | C&LTOOL | C&L TOOL CENTRE | MILWTM18HCCT-0C | Active | 1
2472801 | FILTER | Replacement HEPA Filter, for Milwaukee M18 Wet/Dry Vacuum | MILWAUKE | MILWAUKEE POWER TOOLS | 49901900 | Active | 5
2472801 | FILTER | Replacement HEPA Filter, for Milwaukee M18 Wet/Dry Vacuum | C&LTOOL | C&L TOOL CENTRE | MILWA49901900 | Active | 1
2474492 | HANDLE,HOT LINE STICK | MV Series, Section 3, Telescopic Stick Part, Triangular, Yellow c/w Lock Assembly | TEN | THE ENERGY NETWORK (AUST) PTY LTD | A20354 | Active | 1
2474492 | HANDLE,HOT LINE STICK | MV Series, Section 3, Telescopic Stick Part, Triangular, Yellow c/w Lock Assembly | HASTINGS | HASTINGS (MANUFACTURER) | A20354 | Active | 5
2474526 | HANDLE,HOT LINE STICK | MV Series, Section 6, Telescopic Stick Part, Triangular, Yellow c/w Lock Assembly | HASTINGS | HASTINGS (MANUFACTURER) | A20357 | Active | 5
2474526 | HANDLE,HOT LINE STICK | MV Series, Section 6, Telescopic Stick Part, Triangular, Yellow c/w Lock Assembly | TEN | THE ENERGY NETWORK (AUST) PTY LTD | A20357 | Active | 1
2474567 | ANALYSER,POWER QUALITY | PQ45 PQA, CAT IV-600V, IP66, USB Port, Colour LCD Screen c/w Holster & Strap, 4 x Voltage Channels, 4 x Current Inputs 2 x Temperature Ports, GPS Port, USB | CHK | CHK POWER QUALITY PTY LTD | 1APQ45 | Active | 1
2475721 | CLAMP,ELECTRICAL | Insulating Spring Loaded Clamp, 80mm Lg x 25mm Opening, 1000V, c/w Rubber Contacts in Headpiece, Rated to IEC 60900-2004 | AMPLITUD | AMPLITUDE PTY LTD (396777) | 120049 | Active | 1
2475788 | LINE,WEED CUTTER | Trimmer Line, 2mm Dia, 45m Roll | MILWAUKE | MILWAUKEE POWER TOOLS | 49162712 | Active | 5
2475788 | LINE,WEED CUTTER | Trimmer Line, 2mm Dia, 45m Roll | C&LTOOL | C&L TOOL CENTRE | MILWA49162712 | Active | 1
2476091 | MAT,INSULATING | LV, Insulated Cover, 900 x 900 x 1.6mm, 1000V Insulated Mat (Reinforced) Conforms with AS4202, Assetted & Barcoded. | AMPLITUD | AMPLITUDE PTY LTD (396777) | 120046R | Active | 1
2429074 | SPREADER,LINE HOSE | Eel Spreader, for cleaning inside of line hose | TEN | THE ENERGY NETWORK (AUST) PTY LTD | PTI-EEL | Active | 1
2429124 | INSULATION BLANKET,ELECTRICAL | Live Line, Rubber, Class 4, Flexible Type II Solid, Hi-Vis Colour, 914 x 914mm (36 x 36") ETS RES13 | SALISBRY | SALISBURY (MANUFACTURER) | 900E | Active | 5
2429124 | INSULATION BLANKET,ELECTRICAL | Live Line, Rubber, Class 4, Flexible Type II Solid, Hi-Vis Colour, 914 x 914mm (36 x 36") ETS RES13 | TEN | THE ENERGY NETWORK (AUST) PTY LTD | 900E | Active | 1
2429124 | INSULATION BLANKET,ELECTRICAL | Live Line, Rubber, Class 4, Flexible Type II Solid, Hi-Vis Colour, 914 x 914mm (36 x 36") ETS RES13 | CHANCE | CHANCE (MANUFACTURER) | C406-0346 | Active | 5
2429157 | INSULATION BLANKET,ELECTRICAL | Live Line, Rubber, Class 4, Flexible Type II Split, Hi-Vis Colour, 914 x 914mm (36 x 36") ETS RES13 | TEN | THE ENERGY NETWORK (AUST) PTY LTD | 1300 | Active | 1
2429157 | INSULATION BLANKET,ELECTRICAL | Live Line, Rubber, Class 4, Flexible Type II Split, Hi-Vis Colour, 914 x 914mm (36 x 36") ETS RES13 | HASTINGS | HASTINGS (MANUFACTURER) | 1300 | Active | 5
2429785 | EARTH ASSEMBLY,STRINGING | Running Earth, 3mm - 40mm OD, to be used to Effectively Earth (Ground) Conductors being Installed or Removed Adjacent to Energised Lines | TEN | THE ENERGY NETWORK (AUST) PTY LTD | A78000 | Active | 1
2429843 | MARKER,TRAFFIC | Traffic Cone, Fluro Orange, 700mm, Reflective Centre, Qld Transport 3.9.2.2 | ATOMSUPP | ATOM SUPPLY GROUP P/L | 90160436 | Active | 1
2429843 | MARKER,TRAFFIC | Traffic Cone, Fluro Orange, 700mm, Reflective Centre, Qld Transport 3.9.2.2 | JAYBRO | JAYBRO CIVIL & SAFETY PRODUCTS | 06-700TCRB | Active | 2
2429843 | MARKER,TRAFFIC | Traffic Cone, Fluro Orange, 700mm, Reflective Centre, Qld Transport 3.9.2.2 | RMSROAD | RMS ROADSIGNS (ROAD MNGMNT SOLUTIONS) | TCA700RB-250 | Active | 2
2430494 | GRIP,CABLE,JAW | Come-Along, suit Cu & Steel Wire, Cable Range 4 - 12mm Dia, Strong Spring Loaded Parallell Jaws to Hold on Wire (scm) | PENTA | PENTA AUST (TMAC THEW & MCCANN/HYLEC) | PA10069 | Active | 1
2430494 | GRIP,CABLE,JAW | Come-Along, suit Cu & Steel Wire, Cable Range 4 - 12mm Dia, Strong Spring Loaded Parallell Jaws to Hold on Wire (scm) | THEWMCCA | TMAC THEW & MCCANN GROUP | 2430494 | Active | 2
2430494 | GRIP,CABLE,JAW | Come-Along, suit Cu & Steel Wire, Cable Range 4 - 12mm Dia, Strong Spring Loaded Parallell Jaws to Hold on Wire (scm) | THEWMCCA | TMAC THEW & MCCANN GROUP | TM10069 | Active | 5
2433761 | WIRING HARNESS | 5 Wire (3P+N+G), Voltage Cable Harness c/w Fused Banana Plug Ends & Detachable Small Crocodile Clamps, IEC 61010-1 & 61010-031 CAT IV 600V, for PM45 Power | CHK | CHK POWER QUALITY PTY LTD | 1AVL5-B-C1 | Active | 1
2434611 | STAND,POLE | Al Flat Stack, 4T SWL, 500mm H, Folding Leg, 10kg | TEN | THE ENERGY NETWORK (AUST) PTY LTD | PS-AF-4T-S | Active | 1
2434736 | HOT LINE STICK | 1800mm Lg Sections c/w Carry Case, 1 x Universal Section, 2 x Ext Sections, Fuse Remover, Base Cap, Disconnect Hook, Universal Adapter & Hand Guard | TEN | THE ENERGY NETWORK (AUST) PTY LTD | TENK021 | Active | 1
2434736 | HOT LINE STICK | 1800mm Lg Sections c/w Carry Case, 1 x Universal Section, 2 x Ext Sections, Fuse Remover, Base Cap, Disconnect Hook, Universal Adapter & Hand Guard | SPECFORC | SPECIALISED FORCE PTY LTD | HF546-6/KIT | Active | 2
2434835 | DETECTOR,VOLTAGE | Tester Proximity Volt Stick, Blue, 50V, Visual/Audible, Non-contact, Min of Cat III | ATOMSUPP | ATOM SUPPLY GROUP P/L | 251215 | Active | 1
2434835 | DETECTOR,VOLTAGE | Tester Proximity Volt Stick, Blue, 50V, Visual/Audible, Non-contact, Min of Cat III | ATOMSUPP | ATOM SUPPLY GROUP P/L | VS-LV50S | Active | 2
2434835 | DETECTOR,VOLTAGE | Tester Proximity Volt Stick, Blue, 50V, Visual/Audible, Non-contact, Min of Cat III | WATTMSTR | WATTMASTER (MANUFACTURER) | WATVS-LV50S | Active | 5
2435196 | HARNESS,SAFETY,INDUSTRIAL | Style C, Size Large, Full Body, Fall Arrest, Light Weight, for EWP or Working at Heights, ETS RSE01 | HGHTDYNM | HEIGHT DYNAMICS | 1161710 | Active | 1
2436111 | SCREWDRIVER,FLAT TIP | 2.5 x 50mm, Insulated 1000V, for Insulated Tool Kit | PENTA | PENTA AUST (TMAC THEW & MCCANN/HYLEC) | PA23251 | Active | 1
2436111 | SCREWDRIVER,FLAT TIP | 2.5 x 50mm, Insulated 1000V, for Insulated Tool Kit | HYLEC | HYLEC ENERGY SOLUTIONS | RL2-PL-2X70 | Active | 2
2436111 | SCREWDRIVER,FLAT TIP | 2.5 x 50mm, Insulated 1000V, for Insulated Tool Kit | TEN | THE ENERGY NETWORK (AUST) PTY LTD | TB-2.5X50B | Active | 2
2439248 | BLADE,CUTTER,CABLE,HAND OPERATED | Replacement Blade, suit Type S-200 Hand Hydraulic Cutter | SPECFORC | SPECIALISED FORCE PTY LTD | 200-08 | Active | 1
2439248 | BLADE,CUTTER,CABLE,HAND OPERATED | Replacement Blade, suit Type S-200 Hand Hydraulic Cutter | IZUMI | IZUMI PRODUCTS (MANUFACTURER) | 200-08 | Active | 5
2439313 | MULTIMETER | Test Standard, Digital, Voltage, Resistance, Frequency, Current, Min of Cat III 600V, ETS RSE04 | RTE | RAPID-TECH EQUIPMENT PTY LTD | 289/FVF | Active | 1
2439313 | MULTIMETER | Test Standard, Digital, Voltage, Resistance, Frequency, Current, Min of Cat III 600V, ETS RSE04 | PWRHDIST | POWERHOUSE DISTRIBUTION | FLUKE 289/FVF | Active | 2
2439313 | MULTIMETER | Test Standard, Digital, Voltage, Resistance, Frequency, Current, Min of Cat III 600V, ETS RSE04 | FLUKE | FLUKE AUSTRALIA PTY LTD (MANUFACTURER) | 289/FVF | Active | 5
2439909 | FIELD PACK | Backpack, Tower Rescue Bag, Yellow | HGHTDYNM | HEIGHT DYNAMICS | VBI EN RESC BAG | Active | 1
15052 | POLE,LINE CONSTRUCTION,WOOD | Hardwood, 23m Lg, 20kN, CCA Treated, P23/20 | KOPPERS | KOPPERS TIMBER PRESERVATION PTY LTD | 23 M 20 KN | Active | 1
2472231 | SUNSCREEN PREPARATION | Ego Sunsense, 75g, SPF 50+ 4hr Water Resistant, Sensitive Skin, Reef Safe | ALPHAFAS | ALPHA FIRST AID SUPPLIES | 510036 | Phasing | 1
1111541 | DIFFUSER,LIGHT | Acrylic, to suit GEC Optispan Luminaire Normal Streetlight 250 Watt | REXEL | REXEL AUSTRALIA | OPNAB | Phasing | 1
20890 | SIGN | Kerb Marker, 38mm Dia, 1.6mm H, "E", S/STEEL, c/w S/STEEL MUSH HD Spikes, (P50) | HTDKERB | HTD KERBMARKERS AUSTRALIA | IDT-031-20890 | Active | 1
104522 | DAMPER,VIBRATION,TRANSMISSION LINE | Spiral Vibration, Green, Short/Long Span, ADSS 36/48/96 Optical Fibre Cable, 14.3-19.3 Dia (scm) | ACCULEC | ACCULEC PTY LTD (303899) | SVD1432A | Active | 1
104522 | DAMPER,VIBRATION,TRANSMISSION LINE | Spiral Vibration, Green, Short/Long Span, ADSS 36/48/96 Optical Fibre Cable, 14.3-19.3 Dia (scm) | PLP | PREFORMED LINE PRODUCTS (AUST) | OFSVD-0106-B | Active | 2
104643 | DAMPER,VIBRATION,TRANSMISSION LINE | Bird/Swan Flight Diverter, Conductor Dia Range 6.35mm to 8.29mm | PLP | PREFORMED LINE PRODUCTS (AUST) | SBFD635829-W | Active | 1
104643 | DAMPER,VIBRATION,TRANSMISSION LINE | Bird/Swan Flight Diverter, Conductor Dia Range 6.35mm to 8.29mm | DULMISON | DULMISON (AUST) PTY LTD | SD0635 | Active | 2
104644 | DAMPER,VIBRATION,TRANSMISSION LINE | Bird/Swan Flight Diverter, Conductor Dia Range 8.30mm to 11.74mm, White | PLP | PREFORMED LINE PRODUCTS (AUST) | SBFD830117-W | Active | 1
104644 | DAMPER,VIBRATION,TRANSMISSION LINE | Bird/Swan Flight Diverter, Conductor Dia Range 8.30mm to 11.74mm, White | PLP | PREFORMED LINE PRODUCTS (AUST) | SBFDS830117-W | Active | 2
2401333 | DAMPER,VIBRATION,TRANSMISSION LINE | Bird/Swan Flight Diverter, Orange Vibration Damper, Conductor Dia Range 4.4mm to 6.3mm (P50) | PLP | PREFORMED LINE PRODUCTS (AUST) | SBFDS445634-W | Active | 1
2401333 | DAMPER,VIBRATION,TRANSMISSION LINE | Bird/Swan Flight Diverter, Orange Vibration Damper, Conductor Dia Range 4.4mm to 6.3mm (P50) | DULMISON | DULMISON (AUST) PTY LTD | BD0441 | Active | 2
2407131 | DAMPER,VIBRATION,TRANSMISSION LINE | Dogbone/Stockbridge Type, for Uranus, Spinel, Selenium & Orange Cable, AAC AAAC & ACSR, 27.1 to 31.0mm Clamp Dia Range, Box of 6 | PLP | PREFORMED LINE PRODUCTS (AUST) | D-DB2B27SS | Active | 1
2407131 | DAMPER,VIBRATION,TRANSMISSION LINE | Dogbone/Stockbridge Type, for Uranus, Spinel, Selenium & Orange Cable, AAC AAAC & ACSR, 27.1 to 31.0mm Clamp Dia Range, Box of 6 | TEN | THE ENERGY NETWORK (AUST) PTY LTD | 4D40-30.5 | Active | 2
2407131 | DAMPER,VIBRATION,TRANSMISSION LINE | Dogbone/Stockbridge Type, for Uranus, Spinel, Selenium & Orange Cable, AAC AAAC & ACSR, 27.1 to 31.0mm Clamp Dia Range, Box of 6 | DULHUNTY | DULHUNTY POWER (AUST) PTY LTD | 4D30-31.1: SELENIUM | Active | 2
2407132 | DAMPER,VIBRATION,TRANSMISSION LINE | Dogbone/Stockbridge Type, for Venus, Sulphur, Silicon, Topaz, Olive & Paw Paw Cable, AAC AAAC ACSR, 31 to 34mm Clamp Dia Range | DULHUNTY | DULHUNTY POWER (AUST) PTY LTD | 4D40-34.0: SULPHUR | Active | 2
2407132 | DAMPER,VIBRATION,TRANSMISSION LINE | Dogbone/Stockbridge Type, for Venus, Sulphur, Silicon, Topaz, Olive & Paw Paw Cable, AAC AAAC ACSR, 31 to 34mm Clamp Dia Range | TEN | THE ENERGY NETWORK (AUST) PTY LTD | 4D40-34.0 | Active | 1
2407132 | DAMPER,VIBRATION,TRANSMISSION LINE | Dogbone/Stockbridge Type, for Venus, Sulphur, Silicon, Topaz, Olive & Paw Paw Cable, AAC AAAC ACSR, 31 to 34mm Clamp Dia Range | PLP | PREFORMED LINE PRODUCTS (AUST) | D-DB3B31SS | Active | 2
2407133 | DAMPER,VIBRATION,TRANSMISSION LINE | Stockbridge Type, Grape, 30/7/2.5 ACSR/GZ, ETS 11-09-01 | TEN | THE ENERGY NETWORK (AUST) PTY LTD | 4D20-18.0 | Active | 1
2407133 | DAMPER,VIBRATION,TRANSMISSION LINE | Stockbridge Type, Grape, 30/7/2.5 ACSR/GZ, ETS 11-09-01 | PLP | PREFORMED LINE PRODUCTS (AUST) | D-DB05B15SS | Active | 2
2407133 | DAMPER,VIBRATION,TRANSMISSION LINE | Stockbridge Type, Grape, 30/7/2.5 ACSR/GZ, ETS 11-09-01 | DULHUNTY | DULHUNTY POWER (AUST) PTY LTD | 4D20-18.0 GRAPE | Active | 2
2426856 | DAMPER,VIBRATION,TRANSMISSION LINE | Stockbridge, Cherry, 6/4.75 + 7/1.60 ACSR/GZ, to ETS 11-09-01 | PLP | PREFORMED LINE PRODUCTS (AUST) | D-DB2B24SS | Active | 1
2426856 | DAMPER,VIBRATION,TRANSMISSION LINE | Stockbridge, Cherry, 6/4.75 + 7/1.60 ACSR/GZ, to ETS 11-09-01 | DULHUNTY | DULHUNTY POWER (AUST) PTY LTD | 4D20-16.0: CHERRY | Active | 2
2426864 | DAMPER,VIBRATION,TRANSMISSION LINE | Stockbridge, 4D20, Cricket, 30/7/2.50 ACSR/AC, ETS 11-09-01 | PLP | PREFORMED LINE PRODUCTS (AUST) | D-DB05B15SS | Active | 1
2426864 | DAMPER,VIBRATION,TRANSMISSION LINE | Stockbridge, 4D20, Cricket, 30/7/2.50 ACSR/AC, ETS 11-09-01 | MACLEAN | MACLEAN POWER SYSTEMS | 4D20-18.0 CRICKET | Active | 2
25481 | GRIP,DEADEND | Helical, FT, 19/0.101" HDBC (Imp) & 19/2.56mm HDBC, Cu, Colour Code Blue/Purple (scm) | PLP | PREFORMED LINE PRODUCTS (AUST) | CFG-125 | Active | 1
2482289 | FIXTURE,LIGHTING | LED 24W StreetLED3 (L24A) 4K, Aeroscreen c/w NEMA PE Cell, Tilt Adaptor, Minor Road, EQTS 05-01-02 (scm) | SYLVANIA | SYLVANIA SCHREDER | JLC99BD15L24 | Active | 1
2482297 | FIXTURE,LIGHTING | LED 24W StreetLED3 (L24A) 3K, Aeroscreen c/w NEMA PE Cell, Tilt Adaptor, Minor Road, EQTS 05-01-02 (scm) | SYLVANIA | SYLVANIA SCHREDER | JLC30BD15L24 | Active | 1
3266 | GAUGE,PRESSURE | for Merlin Gerin Circuit Breaker SF6 c/w Adjustable Alarm Contacts, Type 233.52.100-1 +9 BAR G1/2B DZ6X5 821.2.2 | WIKA | WIKA AUSTRALIA P/L (MANUFACTURER) | 508.888.336050 | Active | 1
2069 | BLADE,RECIPROCATING SAW | Metal, 150mm, 14 TPI (P5) | C&LTOOL | C&L TOOL CENTRE | MILWA48005782 | Active | 1
2069 | BLADE,RECIPROCATING SAW | Metal, 150mm, 14 TPI (P5) | MILWAUKE | MILWAUKEE POWER TOOLS | 48005782 | Active | 5
19035 | SUNSCREEN PREPARATION | Pro Bloc; 125ml; SPF 50+ 125ml 4hr water resistant; reef safe | ATOMSUPP | ATOM SUPPLY GROUP P/L | 31120106 | Active | 2
19035 | SUNSCREEN PREPARATION | Pro Bloc; 125ml; SPF 50+ 125ml 4hr water resistant; reef safe | CNWELEC | CNW ELECTRICAL PTY LTD | PARSS125-50 | Active | 2
19035 | SUNSCREEN PREPARATION | Pro Bloc; 125ml; SPF 50+ 125ml 4hr water resistant; reef safe | ATOMSUPP | ATOM SUPPLY GROUP P/L | 31120016 | Active | 1
24797 | GLOVES,PROTECTIVE | MaxiFlex Elite, Size 6, Micro-Foam Nitrile Coating, High Dexterity, 25% Thinner GP Glove for Sensitive Handling | ATG | ATG INTELLIGENT GLOVE SOLUTIONS | 34-274-6 | Active | 2
24797 | GLOVES,PROTECTIVE | MaxiFlex Elite, Size 6, Micro-Foam Nitrile Coating, High Dexterity, 25% Thinner GP Glove for Sensitive Handling | ATOMSUPP | ATOM SUPPLY GROUP P/L | 30001018 | Active | 1
1837482 | GLOVES | Inner Knitted Cotton, 14"/36cm (P10) (Ctn 200) | ATOMSUPP | ATOM SUPPLY GROUP P/L | 236508 | Active | 2
1837482 | GLOVES | Inner Knitted Cotton, 14"/36cm (P10) (Ctn 200) | HYLEC | HYLEC ENERGY SOLUTIONS | PA21381 | Active | 1
1837482 | GLOVES | Inner Knitted Cotton, 14"/36cm (P10) (Ctn 200) | NTWRKPWR | NETWORK POWER SERVICES | EOLKL | Active | 2
2411585 | PLIERS,DIAGONAL CUTTING | 185mm, Side Cutters, for use in Insulated Tool Kit | PENTA | PENTA AUST (TMAC THEW & MCCANN/HYLEC) | PA23170 | Active | 1
2411585 | PLIERS,DIAGONAL CUTTING | 185mm, Side Cutters, for use in Insulated Tool Kit | HYLEC | HYLEC ENERGY SOLUTIONS | MS5E-185 | Active | 2
2411585 | PLIERS,DIAGONAL CUTTING | 185mm, Side Cutters, for use in Insulated Tool Kit | TEN | THE ENERGY NETWORK (AUST) PTY LTD | D3-180I | Active | 2
2416741 | WRENCH,BOX | Single Spanner, 13mm, Offset, 1000V Insulated, for Tool Kit | PENTA | PENTA AUST (TMAC THEW & MCCANN/HYLEC) | PA23129 | Active | 1
2416741 | WRENCH,BOX | Single Spanner, 13mm, Offset, 1000V Insulated, for Tool Kit | HYLEC | HYLEC ENERGY SOLUTIONS | MS21-13 | Active | 2
2416741 | WRENCH,BOX | Single Spanner, 13mm, Offset, 1000V Insulated, for Tool Kit | TEN | THE ENERGY NETWORK (AUST) PTY LTD | D13-13 | Active | 2
2416865 | WRENCH,OPEN END | Single Spanner, 15mm, Insulated 1000V, for use in Insulated Tool Kit | PENTA | PENTA AUST (TMAC THEW & MCCANN/HYLEC) | PA23111 | Active | 1
2416865 | WRENCH,OPEN END | Single Spanner, 15mm, Insulated 1000V, for use in Insulated Tool Kit | HYLEC | HYLEC ENERGY SOLUTIONS | MS16-15 | Active | 2
2416865 | WRENCH,OPEN END | Single Spanner, 15mm, Insulated 1000V, for use in Insulated Tool Kit | TEN | THE ENERGY NETWORK (AUST) PTY LTD | D14-15 | Active | 2
2416964 | KEY,SOCKET HEAD SCREW | Curve 3mm for use in Insulated Tool Kit (Allen Key) | PENTA | PENTA AUST (TMAC THEW & MCCANN/HYLEC) | PA23145 | Active | 1
2416964 | KEY,SOCKET HEAD SCREW | Curve 3mm for use in Insulated Tool Kit (Allen Key) | HYLEC | HYLEC ENERGY SOLUTIONS | MS23-3 | Active | 2
2416964 | KEY,SOCKET HEAD SCREW | Curve 3mm for use in Insulated Tool Kit (Allen Key) | TEN | THE ENERGY NETWORK (AUST) PTY LTD | D62-3 | Active | 2
2422665 | LEAD,ELECTRICAL | Bridge, LV, 250A, Short Handle, 150mm c/w 2 x Clamps & 3m x 50mm2 Cu Clear Insulation, Marked with Rating, Date of Manufacture & Supplier | PENTA | PENTA AUST (TMAC THEW & MCCANN/HYLEC) | PA21876 | Active | 1
2422665 | LEAD,ELECTRICAL | Bridge, LV, 250A, Short Handle, 150mm c/w 2 x Clamps & 3m x 50mm2 Cu Clear Insulation, Marked with Rating, Date of Manufacture & Supplier | HYLEC | HYLEC ENERGY SOLUTIONS | LVBRIDGEERG3.0SH | Active | 2
2455442 | DIE,COMPRESSION | Hex Crimp, 12T, Engraved 6.8mm A/F Steel, Dwg WB-1029093-01-0B (scm) | TEN | THE ENERGY NETWORK (AUST) PTY LTD | K12-06.8-ST | Active | 1
2458685 | DIE,COMPRESSION | Hex Crimp, 12T, Engraved 24.9mm A/F Al, Dwg WB-1029093-01-0B | TEN | THE ENERGY NETWORK (AUST) PTY LTD | K12-24.9-AL | Active | 1
2459451 | CUTTER,BATTERY OPERATED | Scissor Large, 600 x 110 x 390mm, 18V Series 7, Plastic Body, Metal Cutter Head, suit Al/Cu cable up to 105mm, Skin Only, c/w Milwaukee Adaptor | SPECFORC | SPECIALISED FORCE PTY LTD | SG-105YM-EQ | Active | 1
2459451 | CUTTER,BATTERY OPERATED | Scissor Large, 600 x 110 x 390mm, 18V Series 7, Plastic Body, Metal Cutter Head, suit Al/Cu cable up to 105mm, Skin Only, c/w Milwaukee Adaptor | SPECFORC | SPECIALISED FORCE PTY LTD | REC-105YC(BB) | Active | 2
2443166 | DEGREASER | Citra-Force Concentrate, 750ml Spray Pack, Emulsifyable Solvent Cleaner, Pale Yellow, Mobile Liquid | LANOTEC | LANOTEC AUSTRALIA PTY LTD | CFSP-0750 | Active | 5
2443166 | DEGREASER | Citra-Force Concentrate, 750ml Spray Pack, Emulsifyable Solvent Cleaner, Pale Yellow, Mobile Liquid | ATOMSUPP | ATOM SUPPLY GROUP P/L | 90060194 | Active | 1
2443166 | DEGREASER | Citra-Force Concentrate, 750ml Spray Pack, Emulsifyable Solvent Cleaner, Pale Yellow, Mobile Liquid | BLKWOODJ | J BLACKWOOD & SONS LIMITED | 9900671 | Active | 2
2444347 | DRILL BIT,STEP | 6 - 38mm Size Range, Single Flute, TiNi High Speed Steel | C&LTOOL | C&L TOOL CENTRE | PROAMPSTEP6-38 | Active | 1
2450435 | PHASE & FEEDER IDENTIFIER | Live LV, 9 Channel, Network Cable Mapper Identify Live Outgoing LV Phase/Feeder/ Circuit & Display Customer Connections from Base Unit | PENTA | PENTA AUST (TMAC THEW & MCCANN/HYLEC) | PA23615 | Active | 1
2450435 | PHASE & FEEDER IDENTIFIER | Live LV, 9 Channel, Network Cable Mapper Identify Live Outgoing LV Phase/Feeder/ Circuit & Display Customer Connections from Base Unit | HYLEC | HYLEC ENERGY SOLUTIONS | FC30009HY | Active | 2
2450435 | PHASE & FEEDER IDENTIFIER | Live LV, 9 Channel, Network Cable Mapper Identify Live Outgoing LV Phase/Feeder/ Circuit & Display Customer Connections from Base Unit | HYLEC | HYLEC ENERGY SOLUTIONS | FC300012-9HY | Active | 2
2452522 | HOOK,UNIVERSAL SWITCH | Operating Rod Disconnect Hook, Bronze Alloy, for Link, Fluro Switch & Drop Out Fuse Operation | TEN | THE ENERGY NETWORK (AUST) PTY LTD | A10400 | Active | 1
2452829 | GRIP,ANCHOR ROD | Pulling Eye, 13 - 32mm Rods, Cast Iron, 2721kg WLL | SPECFORC | SPECIALISED FORCE PTY LTD | BPE-1 | Active | 1
2453074 | INSULATOR | Epoxy Insulator, 54mm Lg, 63mm Dia c/w 7/16" Stud 15mm Lg, Grey, for Conductor Support Equipment, suit Hastings Applications, ETS RES13 | HASTINGS | HASTINGS (MANUFACTURER) | A30008 | Active | 5
2453074 | INSULATOR | Epoxy Insulator, 54mm Lg, 63mm Dia c/w 7/16" Stud 15mm Lg, Grey, for Conductor Support Equipment, suit Hastings Applications, ETS RES13 | TEN | THE ENERGY NETWORK (AUST) PTY LTD | A30008 | Active | 1
2454403 | BATTERY,STORAGE | 18V, 3Ah, Li-Ion, Makita, suit some Klauke, MSS & Makita tools | C&LTOOL | C&L TOOL CENTRE | MAKABL1830B-L | Active | 1
2454403 | BATTERY,STORAGE | 18V, 3Ah, Li-Ion, Makita, suit some Klauke, MSS & Makita tools | TEN | THE ENERGY NETWORK (AUST) PTY LTD | BL1830-L | Active | 2
2455145 | COVER,INSULATING | LV, Drape, Cabinet/Panel, 1800 x 900mm, Yellow Id Patch c/w Nylon Eyelets & Plastic Covered Magnets each Corner for Fixing & 0.5m Velcro Strap for rolled | BALMORAL | BALMORAL ENGINEERING PTY LTD | 10028-EQ | Active | 1
2456390 | HARNESS,SAFETY,INDUSTRIAL | Style F, Size Med to Large, Full Body, Fall Arrest, Stretch Webbing, for Steel Towers, Ladders & Platforms, ETS RSE01 | HGHTDYNM | HEIGHT DYNAMICS | M1020225 | Active | 1
2456390 | HARNESS,SAFETY,INDUSTRIAL | Style F, Size Med to Large, Full Body, Fall Arrest, Stretch Webbing, for Steel Towers, Ladders & Platforms, ETS RSE01 | LRI | LIFE AND RESCUE INTERNATIONAL | 104262 | Active | 2
2456390 | HARNESS,SAFETY,INDUSTRIAL | Style F, Size Med to Large, Full Body, Fall Arrest, Stretch Webbing, for Steel Towers, Ladders & Platforms, ETS RSE01 | HGHTDYNM | HEIGHT DYNAMICS | HONEYWELL M1020225 | Active | 2
2458321 | DIE,COMPRESSION | Hex Crimp, 12T, Engraved 21.5mm A/F, 18mm W (scm) | TEN | THE ENERGY NETWORK (AUST) PTY LTD | K12-21.5-AL | Active | 1
2458321 | DIE,COMPRESSION | Hex Crimp, 12T, Engraved 21.5mm A/F, 18mm W (scm) | SPECFORC | SPECIALISED FORCE PTY LTD | 12T-21.5AFAL | Active | 2
2458610 | HOIST,MANUAL LEVER | Operated Serial, Web Strap, 1 Ton Nominal Capacity, Ratchet & Pawl Type | TEN | THE ENERGY NETWORK (AUST) PTY LTD | 35-A-1300-ANZ | Active | 1
2458651 | SPOTLIGHT | Hand Held, 3 Watt LED, 300 Lumen, IP67, 3 x 'AAA' Replaceable Batteries | ATOMSUPP | ATOM SUPPLY GROUP P/L | 40029800 | Active | 1
2458651 | SPOTLIGHT | Hand Held, 3 Watt LED, 300 Lumen, IP67, 3 x 'AAA' Replaceable Batteries | MMELEC | MM ELECTRICAL MERCHANDISING | PERHHSPT-300B | Active | 2
2458651 | SPOTLIGHT | Hand Held, 3 Watt LED, 300 Lumen, IP67, 3 x 'AAA' Replaceable Batteries | ATOMSUPP | ATOM SUPPLY GROUP P/L | HHSPT-300B | Active | 2
2400722 | BRACKET,MOUNTING | Angle Retaining Clamp, Take Off, 51 x 51 x 6 x 40mm Lg c/w 2 x 14mm Holes | REXEL | REXEL AUSTRALIA | P1026 | Active | 2
2400722 | BRACKET,MOUNTING | Angle Retaining Clamp, Take Off, 51 x 51 x 6 x 40mm Lg c/w 2 x 14mm Holes | BLKWOODJ | J BLACKWOOD & SONS LIMITED | 3034556 | Active | 1
2400727 | BRACKET,MOUNTING | Fuse Mount, Galv, LV ABC, 3 Service Fuses, Pole Mount Max 6mm Thk c/w 2 x Hooks, for Services Dwg 865737-02 (scm) | EZYSTRUT | EZYSTRUT CABLE & PIPE SUPPORTS | E2400727 | Active | 1
2400728 | BRACKET,MOUNTING | Fuse Mount, Galv, LV ABC, Single Service Fuse, Pole Mount, Dwg 27/97 item 15 & Dwg 01-20-01 | SICAME | SICAME AUSTRALIA PTY LTD | PFBKT1 | Active | 1
2419711 | POUCH,LINEMANS,BELT | Test Pencil Belt Pouch, suit T7150 | CABLEACC | CABLE ACCESSORIES (AUST) | VPOUCH | Phasing | 1
2461291 | GROUNDING SET | Earthing Cable Assy, 20m Lead, Min 10kA/1 Sec c/w Romind Non-screw Type Line Clamps, in Storage Bag, RSE08 | PENTA | PENTA AUST (TMAC THEW & MCCANN/HYLEC) | PA00830 | Active | 1
2461291 | GROUNDING SET | Earthing Cable Assy, 20m Lead, Min 10kA/1 Sec c/w Romind Non-screw Type Line Clamps, in Storage Bag, RSE08 | THEWMCCA | TMAC THEW & MCCANN GROUP | 2461291 | Active | 2
2461291 | GROUNDING SET | Earthing Cable Assy, 20m Lead, Min 10kA/1 Sec c/w Romind Non-screw Type Line Clamps, in Storage Bag, RSE08 | THEWMCCA | TMAC THEW & MCCANN GROUP | TM00830 | Active | 5
2476315 | SCREWDRIVER,TORQUE | Milwaukee M12 Cordless 1/4" Hex 2-Speed Screwdriver, 31Nm of Torque & 0-400/0-1,500 RPM | MILWAUKE | MILWAUKEE POWER TOOLS | TM12CD-0 | Active | 5
2476315 | SCREWDRIVER,TORQUE | Milwaukee M12 Cordless 1/4" Hex 2-Speed Screwdriver, 31Nm of Torque & 0-400/0-1,500 RPM | C&LTOOL | C&L TOOL CENTRE | MILWTM12CD-0 | Active | 1
2400490 | BUSBAR | Flat, Cu, 4m Lg, 63 x 6mm, Hard Drawn, Square Edge | PRIMETAL | PRIMARY METALS & ALLOYS PTY LTD | 1-0019 | Active | 1
2455095 | LOCKOUT KIT,PORTABLE | Electrical Lockout Kit, Large, suit a range of Tag & Lockout applications in the workplace | GILBERT | GILBERT LODGE AUSTRALIA PTY LTD | CLK-CUS-159 | Active | 1
2455095 | LOCKOUT KIT,PORTABLE | Electrical Lockout Kit, Large, suit a range of Tag & Lockout applications in the workplace | CIRLOCK | CIRLOCK LOCKOUT/TAGOUT EQUIPMENT | CLK-2 | Active | 2
2404275 | TAPE,INSULATION,ELECTRICAL | Scotch 22, 48mm x 33m, Vinyl, Heavy Duty | GILBERT | GILBERT LODGE AUSTRALIA PTY LTD | 3M2248 | Active | 1
2404275 | TAPE,INSULATION,ELECTRICAL | Scotch 22, 48mm x 33m, Vinyl, Heavy Duty | 3MAUST | 3M AUSTRALIA PTY LTD | MMM22-48MM | Active | 5
2482578 | STEPLADDER | Fibreglass, 1.79m/3.13m Punchlock, V Rung, 150kg Load Rating, AS1892 | REXEL | REXEL AUSTRALIA | BAIFS13985 | Active | 1
2482578 | STEPLADDER | Fibreglass, 1.79m/3.13m Punchlock, V Rung, 150kg Load Rating, AS1892 | BAILEY | BAILEY (MANUFACTURER) | FS13985 | Active | 5
2457802 | BATTERY,STORAGE | 125V, 224Ah, Dual String, 38 x UXH125-6 VRLA Monoblocs w/out Rack, Subs Standby Battery Bank, Contract 10591, Item 3a | CENTURY | CENTURY YUASA BATTERIES PTY LTD | 341252 | Active | 1
2457885 | BATTERY,STORAGE | 48V, 180Ah, Dual String, 8 x FXH100-12S VRLA Monoblocs w/out Rack, Subs Standby Battery Bank, Contract 10591, Item 11a | CENTURY | CENTURY YUASA BATTERIES PTY LTD | 313122-ITEM 3D | Active | 1
2457901 | BATTERY,STORAGE | 48V, 500Ah, Dual String, 48 x UXL330-2 VRLA Monoblocs w/out Rack, Subs Standby Battery Bank, Contract 10591, Item 13a | CENTURY | CENTURY YUASA BATTERIES PTY LTD | 341262 | Active | 1
2474740 | TERMINAL,LUG | Ring Terminal, 3mm Stud, 5.5mm Wire, Yellow, Double Grip, Pack of 50 | CABAC | CABAC (MANUFACTURER) | RT5.5-3DG | Active | 5
104230 | TIE,PREFORMED | Side, Neck Dia 112mm, 7/3.00 AAC & AAAC 4/3/3.00 ACSR 6/1/3.00 ACSR, Armoured (scm) (P40) | PLP | PREFORMED LINE PRODUCTS (AUST) | AWST163A112 | Active | 1
104243 | TIE,PREFORMED | Top, Neck Dia 76mm, 19/3.75 AAC, Pluto Unarmoured, (scm) (P50) | TYCOELEC | TYCO ELECTRONICS | TT-1692/76P | Active | 1
104243 | TIE,PREFORMED | Top, Neck Dia 76mm, 19/3.75 AAC, Pluto Unarmoured, (scm) (P50) | PLP | PREFORMED LINE PRODUCTS (AUST) | AWDT-180-76 | Active | 2
104244 | TIE,PREFORMED | Top, Neck Dia 112mm, 7/4.75 AAC, Moon Unarmoured, (scm) (P50) | PLP | PREFORMED LINE PRODUCTS (AUST) | AWDT-140-112 | Active | 1
104245 | TIE,PREFORMED | Top, Neck Dia 76mm, 7/4.75 AAC, Moon Unarmoured, (scm) (P50) | PLP | PREFORMED LINE PRODUCTS (AUST) | AWDT-140-76 | Active | 1
104426 | CLAMP,SUSPENSION | ABC, 4 x 95mm2 Al, Roller Type c/w Insulating Insert Clamp to have Roller Attachment Holes (P20) (scm) | TECONN | TE CONNECTIVITY LTD | USC25-120F+HEL5644 | Active | 1
104426 | CLAMP,SUSPENSION | ABC, 4 x 95mm2 Al, Roller Type c/w Insulating Insert Clamp to have Roller Attachment Holes (P20) (scm) | PLP | PREFORMED LINE PRODUCTS (AUST) | D-IBSRC495 | Active | 2
104652 | CLAMP,SUSPENSION,ELEC CONDUCTOR | Armour Grip Unit, to use with M16 Bolts, suit Oxygen 19/4.75 Conductors | PLP | PREFORMED LINE PRODUCTS (AUST) | AGS512216 | Active | 1
105089 | TIE,PREFORMED | Side, Neck Dia 54mm Insulator 6/1/3.75 ACSR "BANANA" Armoured (scm) | PLP | PREFORMED LINE PRODUCTS (AUST) | AWST210A54 | Active | 1
157711 | LINK,COMPRESSION | 19/.044 (Imp) Cu, Stranded Round Cable, Hex Die A/F 7.0mm Cu (P50) | TYCOELEC | TYCO ELECTRONICS | H1456/50 | Active | 1
157738 | LINK,COMPRESSION | 25mm2 Cu Stranded Round Cable, Hex Die A/F 7.7mm Cu (P50) | LEGEND | LEGEND POWER SYSTEMS | CAS25 | Active | 2
157738 | LINK,COMPRESSION | 25mm2 Cu Stranded Round Cable, Hex Die A/F 7.7mm Cu (P50) | TECONN | TE CONNECTIVITY LTD | CK25/50 | Active | 1
157738 | LINK,COMPRESSION | 25mm2 Cu Stranded Round Cable, Hex Die A/F 7.7mm Cu (P50) | TYCOELEC | TYCO ELECTRONICS | H1458/50 | Active | 2
157746 | LINK,COMPRESSION | Cu, 35mm2 (19/1.53) Hex Die A/F 9.2mm Cu (P25) (scm) | LEGEND | LEGEND POWER SYSTEMS | CAS35 | Active | 2
157746 | LINK,COMPRESSION | Cu, 35mm2 (19/1.53) Hex Die A/F 9.2mm Cu (P25) (scm) | TECONN | TE CONNECTIVITY LTD | CK35/25 | Active | 1
157746 | LINK,COMPRESSION | Cu, 35mm2 (19/1.53) Hex Die A/F 9.2mm Cu (P25) (scm) | TYCOELEC | TYCO ELECTRONICS | H1488/25 | Active | 2
157754 | LINK,COMPRESSION | 70mm2 Cu Stranded Round Cable, 19/2.14, Hex Die A/F 11.5mm Cu (P20) | TECONN | TE CONNECTIVITY LTD | CK70/20 | Active | 2
157754 | LINK,COMPRESSION | 70mm2 Cu Stranded Round Cable, 19/2.14, Hex Die A/F 11.5mm Cu (P20) | CABAC | CABAC (MANUFACTURER) | CAS70 | Active | 2
157754 | LINK,COMPRESSION | 70mm2 Cu Stranded Round Cable, 19/2.14, Hex Die A/F 11.5mm Cu (P20) | TYCOELEC | TYCO ELECTRONICS | H1461/20 | Active | 1
157762 | LINK,COMPRESSION | 95mm2 Cu Stranded Round Cable, 37/1.78, Hex Die A/F 14.2mm Cu (P20) | TECONN | TE CONNECTIVITY LTD | CK95/20 | Active | 2
157762 | LINK,COMPRESSION | 95mm2 Cu Stranded Round Cable, 37/1.78, Hex Die A/F 14.2mm Cu (P20) | CABAC | CABAC (MANUFACTURER) | CAS95 | Active | 2
157762 | LINK,COMPRESSION | 95mm2 Cu Stranded Round Cable, 37/1.78, Hex Die A/F 14.2mm Cu (P20) | TYCOELEC | TYCO ELECTRONICS | H1462/20 | Active | 1
158013 | TERMINAL,LUG | Compression, Cu, 10mm2, M12 Bolt Hole, Hex Die A/F 5.7mm (P50) (scm) | TYCOELEC | TYCO ELECTRONICS | CG10M12/50 | Active | 1
158076 | LINK,COMPRESSION | 16mm2 Cu Stranded Round Cable, Hex Die A/F 6.3mm Cu (P50) | TECONN | TE CONNECTIVITY LTD | CK16/50 | Active | 1
158076 | LINK,COMPRESSION | 16mm2 Cu Stranded Round Cable, Hex Die A/F 6.3mm Cu (P50) | TYCOELEC | TYCO ELECTRONICS | H1455/50 | Active | 2
158106 | TERMINAL,LUG | Compression, Al, 95mm2, M12 Bolt Hole, Hex Die A/F 17.3mm, ETS 01-09-23 (P1) (scm) | LEGEND | LEGEND POWER SYSTEMS | AL95-12 | Active | 1
158106 | TERMINAL,LUG | Compression, Al, 95mm2, M12 Bolt Hole, Hex Die A/F 17.3mm, ETS 01-09-23 (P1) (scm) | TYCOELEC | TYCO ELECTRONICS | H15135/1 | Active | 2
158521 | TERMINAL,LUG | Compression, Al, 35mm2, M10 Bolt Hole, Hex Die A/F 9.0mm, 19/1.53, ETS 01-09-23 (P1) (scm) | LEGEND | LEGEND POWER SYSTEMS | AL35-10 | Active | 1
158521 | TERMINAL,LUG | Compression, Al, 35mm2, M10 Bolt Hole, Hex Die A/F 9.0mm, 19/1.53, ETS 01-09-23 (P1) (scm) | TYCOELEC | TYCO ELECTRONICS | H15119/1 | Active | 2
2400753 | BRACKET,MOUNTING | Support Down Rod, 66kV, ABS Concrete Pole Mounting, 11.0m, Dwg 10/107 | BIGGENGI | BIGGENDEN ENGINEERING WORKS | EM2400753 | Active | 1
2403206 | BRACKET,MOUNTING | Surge Arrester & U/G Cable, Galv Steel, suit 33kV Outdoor Cable Terminators, Dwg 28-0-01 | HARRIS | HARRISTOWN WELDING WORKS | 2403206 | Active | 1
2458008 | BATTERY,STORAGE | 110V, 180Ah, Dual String 36 x UXH100-6 VRLA Monoblocs c/w Rack, Subs Standby Battery Bank, Contract 10591, Item 6b | CENTURY | CENTURY YUASA BATTERIES PTY LTD | 341278 | Active | 1
2458131 | BATTERY,STORAGE | 110V, 224Ah, Dual String, 36 x UXH125-6 VRLA Monoblocs c/w Enclosed Rack, Subs Standby Battery Bank, Contract 10591, Item 7c | CENTURY | CENTURY YUASA BATTERIES PTY LTD | 341299 | Active | 1
2480697 | SWITCHBOARD,POWER | Busbar Earth Switch, 24kV, 25kA suits Fault Make Duty on a 1250A Bus, Manual Operation Only, Contract 10544-Item 13 | TAMCO | TAMCO SWITCHGEAR (MANUFACTURER) | 22004 | Active | 1
2480697 | SWITCHBOARD,POWER | Busbar Earth Switch, 24kV, 25kA suits Fault Make Duty on a 1250A Bus, Manual Operation Only, Contract 10544-Item 13 | TAMCO | TAMCO SWITCHGEAR (MANUFACTURER) | T5-GV3N630ESW | Active | 5
2480721 | SWITCHBOARD,POWER | Single Feeder Switchgear Unit (Customer Supply with Metering), 12kV, 800A, 25kA, 2000A Bus Metal Encl Fixed Switchgear, c/w 3 Ph Cable Side VT, 110V DC Aux | TAMCO | TAMCO SWITCHGEAR (MANUFACTURER) | 11006 | Active | 1
2480721 | SWITCHBOARD,POWER | Single Feeder Switchgear Unit (Customer Supply with Metering), 12kV, 800A, 25kA, 2000A Bus Metal Encl Fixed Switchgear, c/w 3 Ph Cable Side VT, 110V DC Aux | TAMCO | TAMCO SWITCHGEAR (MANUFACTURER) | T3-VHIF630INC700 | Active | 5
2480770 | SWITCHBOARD,POWER | Busbar Earth Switch, 12kV, 25kA suits Fault Make Duty on a 2000A Bus, Manual Operation Only, Contract 10544-Item 8, EESS-11557-01-0B | TAMCO | TAMCO SWITCHGEAR (MANUFACTURER) | 11001 | Active | 1
2480770 | SWITCHBOARD,POWER | Busbar Earth Switch, 12kV, 25kA suits Fault Make Duty on a 2000A Bus, Manual Operation Only, Contract 10544-Item 8, EESS-11557-01-0B | TAMCO | TAMCO SWITCHGEAR (MANUFACTURER) | T8-VHIF630ESW450 | Active | 5
17018 | SUNSCREEN PREPARATION | Emulsion; Skin Defence; Water Soluble; For protection against dirt;grease &oils 100ml tube | ALPHAFAS | ALPHA FIRST AID SUPPLIES | 500011 | Active | 2
17018 | SUNSCREEN PREPARATION | Emulsion; Skin Defence; Water Soluble; For protection against dirt;grease &oils 100ml tube | BLKWOODJ | J BLACKWOOD & SONS LIMITED | UPW100ML | Active | 2
17018 | SUNSCREEN PREPARATION | Emulsion; Skin Defence; Water Soluble; For protection against dirt;grease &oils 100ml tube | BLKWOODJ | J BLACKWOOD & SONS LIMITED | 9967362 | Active | 2
17018 | SUNSCREEN PREPARATION | Emulsion; Skin Defence; Water Soluble; For protection against dirt;grease &oils 100ml tube | HANLEY | HANLEY INDUSTRIAL ENTERPRISES | DAUPW100ML | Active | 2
17018 | SUNSCREEN PREPARATION | Emulsion; Skin Defence; Water Soluble; For protection against dirt;grease &oils 100ml tube | ATOMSUPP | ATOM SUPPLY GROUP P/L | 36000332 | Active | 1
158572 | TERMINAL,LUG | Crimp Type, Drilled Palm, Tinned Cu, 95mm2, 37/1.78mm Cu Cond, M12 Bolt Size, Hex Die A/F 14.2mm, Box of 25 | TECONN | TE CONNECTIVITY LTD | CG95M12/25 | Active | 1
158572 | TERMINAL,LUG | Crimp Type, Drilled Palm, Tinned Cu, 95mm2, 37/1.78mm Cu Cond, M12 Bolt Size, Hex Die A/F 14.2mm, Box of 25 | LEGEND | LEGEND POWER SYSTEMS | CAL95-12 | Active | 2
158572 | TERMINAL,LUG | Crimp Type, Drilled Palm, Tinned Cu, 95mm2, 37/1.78mm Cu Cond, M12 Bolt Size, Hex Die A/F 14.2mm, Box of 25 | TYCOELEC | TYCO ELECTRONICS | H1425/25 | Active | 2
158602 | TERMINAL,LUG | Compression, Al, 120mm2, M12 Bolt Hole, Hex Die A/F 17.3mm, ETS 01-09-23 (P1) (scm) | LEGEND | LEGEND POWER SYSTEMS | AL120-12 | Active | 1
158602 | TERMINAL,LUG | Compression, Al, 120mm2, M12 Bolt Hole, Hex Die A/F 17.3mm, ETS 01-09-23 (P1) (scm) | TYCOELEC | TYCO ELECTRONICS | H15139/1 | Active | 2
158637 | TERMINAL,LUG | Compression, Cu, 35mm2, M12 Bolt Hole, Hex Die A/F 9.2mm (P50) (scm) | TECONN | TE CONNECTIVITY LTD | CG35M12/50 | Active | 1
158637 | TERMINAL,LUG | Compression, Cu, 35mm2, M12 Bolt Hole, Hex Die A/F 9.2mm (P50) (scm) | LEGEND | LEGEND POWER SYSTEMS | CAL35-12 | Active | 2
158637 | TERMINAL,LUG | Compression, Cu, 35mm2, M12 Bolt Hole, Hex Die A/F 9.2mm (P50) (scm) | TYCOELEC | TYCO ELECTRONICS | H1369/50 | Active | 2
158670 | TERMINAL,LUG | Compression, Al, 240mm2, M12 Bolt Hole, Hex Die A/F 28.4mm, Solid or Stranded 4 Core Sector Cable, ETS 01-09-23 (P40) (scm) | TECONN | TE CONNECTIVITY LTD | AGS4HR240M12/1 | Active | 1
158670 | TERMINAL,LUG | Compression, Al, 240mm2, M12 Bolt Hole, Hex Die A/F 28.4mm, Solid or Stranded 4 Core Sector Cable, ETS 01-09-23 (P40) (scm) | TYCOELEC | TYCO ELECTRONICS | H15357/1 | Active | 2
403603 | ADAPTOR,POLE TO CROSSARM | Gain Block, Al, Flat Face, 100mm, Dwg 01-10-01 (P20) (scm) | RMSRVR | RMS (RIVERSLEIGH MANAGEMENT SERVICES) | 403603 | Active | 1
403603 | ADAPTOR,POLE TO CROSSARM | Gain Block, Al, Flat Face, 100mm, Dwg 01-10-01 (P20) (scm) | TYCOELEC | TYCO ELECTRONICS | GB100 | Active | 2
403603 | ADAPTOR,POLE TO CROSSARM | Gain Block, Al, Flat Face, 100mm, Dwg 01-10-01 (P20) (scm) | PLP | PREFORMED LINE PRODUCTS (AUST) | D-GB100 | Active | 2
403611 | ADAPTOR,POLE TO CROSSARM | Gain Block, Al, Flat Face, 125mm, Dwg 01-10-02 (P20) (scm) | RMSRVR | RMS (RIVERSLEIGH MANAGEMENT SERVICES) | 403611 | Active | 1
403611 | ADAPTOR,POLE TO CROSSARM | Gain Block, Al, Flat Face, 125mm, Dwg 01-10-02 (P20) (scm) | TYCOELEC | TYCO ELECTRONICS | GB125 | Active | 2
403611 | ADAPTOR,POLE TO CROSSARM | Gain Block, Al, Flat Face, 125mm, Dwg 01-10-02 (P20) (scm) | PLP | PREFORMED LINE PRODUCTS (AUST) | D-GB125 | Active | 2
404990 | BOX CONNECTOR,ELECTRICAL | Mains, 3Ph Supply Side Cable Range 10 - 35mm2 Cu/Al c/w IPC Consumer Side Cable Range 4 - 35mm2 Cu/Al, NON-IPC (P6) (scm) | SICAME | SICAME AUSTRALIA PTY LTD | MCB3/4HAE | Active | 1
406285 | STRAPPING | S/Steel Band, Mat Finish, 10mm, supplied in 30m Coil (scm) | LEGEND | LEGEND POWER SYSTEMS | CABSTRAP9.5 | Active | 1
406285 | STRAPPING | S/Steel Band, Mat Finish, 10mm, supplied in 30m Coil (scm) | PLP | PREFORMED LINE PRODUCTS (AUST) | SSS-1030 | Active | 2
409725 | CLAMP,INSULATION PIERCING | Connector, IPC, ABC Test IPC Sicame Cat No. TTD2-CC (P50) | SICAME | SICAME AUSTRALIA PTY LTD | TTD151-TPE | Active | 1
409725 | CLAMP,INSULATION PIERCING | Connector, IPC, ABC Test IPC Sicame Cat No. TTD2-CC (P50) | TYCOELEC | TYCO ELECTRONICS | K364 | Active | 2
409729 | CLAMP,CABLE | IPC LVABC Connector, 6-35mm2 Bi-Metal Main, 4-35mm2 Non-IPC Tap, Neutral Bond, c/w Integrated 16mm2 Cu Insulted Ribbed, 800mm Lg Lead, M10 Lug, Pack of 10 | TECONN | TE CONNECTIVITY LTD | ERG-P2X95USI 13/17 MK2 W TAIL | Active | 1
409729 | CLAMP,CABLE | IPC LVABC Connector, 6-35mm2 Bi-Metal Main, 4-35mm2 Non-IPC Tap, Neutral Bond, c/w Integrated 16mm2 Cu Insulted Ribbed, 800mm Lg Lead, M10 Lug, Pack of 10 | PLP | PREFORMED LINE PRODUCTS (AUST) | D-K433-NBK | Active | 2
409729 | CLAMP,CABLE | IPC LVABC Connector, 6-35mm2 Bi-Metal Main, 4-35mm2 Non-IPC Tap, Neutral Bond, c/w Integrated 16mm2 Cu Insulted Ribbed, 800mm Lg Lead, M10 Lug, Pack of 10 | SICAME | SICAME AUSTRALIA PTY LTD | TTD101NBKXRE | Active | 2
410219 | CLAMP,ELECTRICAL | Live Line, 5-10mm Dia, Al or Cu or Steel Conductor, TS 06-01-01 (scm) | VINNY | VINNY AUSTRALIA PTY LTD | VINNYLL | Phasing | 1
410219 | CLAMP,ELECTRICAL | Live Line, 5-10mm Dia, Al or Cu or Steel Conductor, TS 06-01-01 (scm) | BRITECH | BRI-TECH PTY LTD | BC20-U/K | Phasing | 2
474714 | SLEEVE,COMPRESSION | NT, 25mm2/10mm2, Cu, ABC, Hex Die A/F 14.0mm (P100) (scm) | SICAME | SICAME AUSTRALIA PTY LTD | MJPB25-10 | Active | 1
477399 | SPLICE,CONDUCTOR | Preformed, FT, ACSR 3/4/2.50, 3/4/0.093" (Imp), 6/1/2.50, 6/1/0.093" (Imp), AAC & AAAC 7/2.50, Colour Code Blue (scm) | PLP | PREFORMED LINE PRODUCTS (AUST) | AFS-075 | Active | 1
477445 | SPLICE,CONDUCTOR | Preformed, FT, 6/4.75-7/1.60 ACSR, Colour Code Blue (P10) | TYCOELEC | TYCO ELECTRONICS | FTS1430 | Active | 1
477542 | SPLICE,CONDUCTOR | Preformed, FT, HDBC, 19/2.00 & 19/0.083" (Imp) Cu, Colour Code Yellow (scm) | PLP | PREFORMED LINE PRODUCTS (AUST) | CFS-100 | Active | 1
2403209 | BRACKET,MOUNTING | Surge Arrester, for SWER Transformer, Galv Steel, Dwg 9/26 | HARRIS | HARRISTOWN WELDING WORKS | 531103 | Active | 1
2403863 | BRACKET,MOUNTING | Unistrut Fitting, Flat Plate, L-Shape, 90 x 90mm, 6mm Thk, 41mm W Series Channel Fitting, Galv Steel | EZYSTRUT | EZYSTRUT CABLE & PIPE SUPPORTS | E1036H | Active | 1
2404833 | BRACKET,MOUNTING | Adapter, 11kV Surge Diverter Mounting, to MEB Line Hareware Dwg 12/50 (scm) | BIGGENGI | BIGGENDEN ENGINEERING WORKS | EM2404833 | Active | 1
2406230 | BRACKET,MOUNTING | Fuse Mount, Synthetic, LV ABC, suit Single Service Fuse, Mount on Wood or Concrete Pole or Fuse Pin (scm) | SICAME | SICAME AUSTRALIA PTY LTD | PFVAB1 | Active | 1
2406230 | BRACKET,MOUNTING | Fuse Mount, Synthetic, LV ABC, suit Single Service Fuse, Mount on Wood or Concrete Pole or Fuse Pin (scm) | PLP | PREFORMED LINE PRODUCTS (AUST) | D-K295 | Active | 2
2482362 | FIXTURE,LIGHTING | LED 14W Avenue Gen 2 (L14) 4K, Nostalgia Type 2, Green c/w NEMA PE Cell, Minor Road, Bracket to Dwg 05-01-07, EQTS 05-01-02 (scm) | SYLVANIA | SYLVANIA SCHREDER | S1S4BD21L14 | Active | 1
2482545 | DISCONNECTOR,HIGH VOLTAGE | Outdoor Unit, 12kV, 1600A, 16kA/1Sec, Manual Operation, S10015453-01 | INSULECT | INSULECT AUSTRALIA PTY LTD | DSC13318 | Active | 1
2482552 | SWITCH,ISOLATING | 12kV, 16kA/1Sec, Left Hard Earth Switch, for Outdoor HV Disconnector, S10015453-01 | INSULECT | INSULECT AUSTRALIA PTY LTD | DSC13319 | Active | 1
2482560 | SWITCH,ISOLATING | 12kV, 16kA/1Sec, Right Hand Earth Switch, for Outdoor HV Disconnector, S10015453-01 | INSULECT | INSULECT AUSTRALIA PTY LTD | DSC13320 | Active | 1
2478964 | LAMP,LED | 21W, Tubular, E27 Cap, 3000K | CLS | CONNECTED LIGHT SOLUTIONS | S93150912 | Active | 1
2472124 | SUNSCREEN PREPARATION | Key Sun Tanne, SPF 30+, 50g Coloured Zinc Cream, 4hr Water Resistant | ALPHAFAS | ALPHA FIRST AID SUPPLIES | 728 | Active | 2
2472124 | SUNSCREEN PREPARATION | Key Sun Tanne, SPF 30+, 50g Coloured Zinc Cream, 4hr Water Resistant | ALPHAFAS | ALPHA FIRST AID SUPPLIES | 510052 | Active | 1
2472132 | SUNSCREEN PREPARATION | Daily Face Sunsense, SPF 50+, 100ml | ALPHAFAS | ALPHA FIRST AID SUPPLIES | 510004 | Active | 1
2472132 | SUNSCREEN PREPARATION | Daily Face Sunsense, SPF 50+, 100ml | ALPHAFAS | ALPHA FIRST AID SUPPLIES | 510006 | Active | 2
2472157 | SUNSCREEN PREPARATION | Hamilton, Toddler Roll On, SPF 50+, 50ml Bottle, 4hr Water Resistant, Non-greasy, Reef Safe | ATOMSUPP | ATOM SUPPLY GROUP P/L | 1041442 | Phasing | 1
2472157 | SUNSCREEN PREPARATION | Hamilton, Toddler Roll On, SPF 50+, 50ml Bottle, 4hr Water Resistant, Non-greasy, Reef Safe | ALPHAFAS | ALPHA FIRST AID SUPPLIES | 510003 | Phasing | 2
2472157 | SUNSCREEN PREPARATION | Hamilton, Toddler Roll On, SPF 50+, 50ml Bottle, 4hr Water Resistant, Non-greasy, Reef Safe | ALPHAFAS | ALPHA FIRST AID SUPPLIES | 7013 | Phasing | 2
2472173 | SUNSCREEN PREPARATION | Key Sun Clear Zinc, 50g, SPF 50+, 4hr Water Resistant, Reef Safe | ATOMSUPP | ATOM SUPPLY GROUP P/L | 554109 | Active | 1
2472173 | SUNSCREEN PREPARATION | Key Sun Clear Zinc, 50g, SPF 50+, 4hr Water Resistant, Reef Safe | ATOMSUPP | ATOM SUPPLY GROUP P/L | 546317 | Active | 2
2472173 | SUNSCREEN PREPARATION | Key Sun Clear Zinc, 50g, SPF 50+, 4hr Water Resistant, Reef Safe | ALPHAFAS | ALPHA FIRST AID SUPPLIES | 510000 | Active | 2
2472181 | SUNSCREEN PREPARATION | Ultra Protect;250ml;Trigger spray;SPF 50 4hr water resistant; Contains Oxybenzone | ALPHAFAS | ALPHA FIRST AID SUPPLIES | 510008 | Active | 1
2472199 | SUNSCREEN PREPARATION | Ultra Protect; 100g; SPF 50+ 4hr water resistant; Contains Oxybenzone | ALPHAFAS | ALPHA FIRST AID SUPPLIES | 5101011E | Active | 2
2472199 | SUNSCREEN PREPARATION | Ultra Protect; 100g; SPF 50+ 4hr water resistant; Contains Oxybenzone | ALPHAFAS | ALPHA FIRST AID SUPPLIES | 510011 | Active | 1
477623 | SPLICE,CONDUCTOR | Preformed, FT, 3/2.75 SC/GZ, 3/12 Steel, Colour Code White (P30) (scm) | PLP | PREFORMED LINE PRODUCTS (AUST) | GFS-055 | Active | 1
481922 | TERMINATION,PREFORMED | FT, Double Insulated Service Fitting for PVC Cu, 10mm2 Twisted (7/1.35) 3 & 4 Core, 16mm2 Twisted (7/1.70) 2 Core, 10mm2 N/S (7/1.35) 2 Conductor, Colour | TECONN | TE CONNECTIVITY LTD | FDD1400-5N | Active | 1
481922 | TERMINATION,PREFORMED | FT, Double Insulated Service Fitting for PVC Cu, 10mm2 Twisted (7/1.35) 3 & 4 Core, 16mm2 Twisted (7/1.70) 2 Core, 10mm2 N/S (7/1.35) 2 Conductor, Colour | PLP | PREFORMED LINE PRODUCTS (AUST) | D-DIS1400N | Active | 2
482219 | TIE,PREFORMED | Top, Neck Dia 112mm, 19/3.75 AAC, Pluto Armoured, (scm) (P50) | PLP | PREFORMED LINE PRODUCTS (AUST) | AWDT-290A-112T | Active | 1
482279 | TIE,PREFORMED | Top, Neck Dia 112mm, 3/4/2.50 ACSR 3/4/.093 ACSR (Imp) 6/1/2.50 ACSR Armoured, (scm) (P50) | PLP | PREFORMED LINE PRODUCTS (AUST) | AWDT-140A-112 | Active | 1
482325 | TIE,PREFORMED | Top, Neck Dia 112mm, 7/3.00 AAC & AAAC 4/3/3.00 ACSR 6/1/3.00, ACSR, Armoured (scm) (P50) | PLP | PREFORMED LINE PRODUCTS (AUST) | AWDT-163A-112 | Active | 1
482333 | TIE,PREFORMED | Top, Neck Dia 76mm, 7/2.50 AAC & AAAC 3/4/2.50 ACSR 6/1/2.50, ACSR, Armoured (scm) (P150) | PLP | PREFORMED LINE PRODUCTS (AUST) | AWDT-140A-76 | Active | 1
482376 | TIE,PREFORMED | Top, Neck Dia 76mm, 7/4.75 AAC & AAAC 6/4.75+7/1.60 ACSR, Armoured (scm) | PLP | PREFORMED LINE PRODUCTS (AUST) | AWDT-240A-76 | Active | 1
482387 | TIE,PREFORMED | Top, Neck Dia 76mm, 7/3.00 AAC & AAAC 4/3/3.00 ACSR 6/1/3.00, ACSR, Unarmoured (scm) | PLP | PREFORMED LINE PRODUCTS (AUST) | AWDT-090-76 | Active | 1
482388 | TIE,PREFORMED | Top, Neck Dia 76mm, 7/3.75 AAC & AAAC 6/1/3.75 ACSR 6/1/.161, ACSR/GZ (Imp) Unarmoured, (scm) (P50) | PLP | PREFORMED LINE PRODUCTS (AUST) | AWDT-113-76 | Active | 1
482390 | TIE,PREFORMED | Top, Neck Dia 112mm, 7/3.75 AAC Unarmoured, (scm) (P50) | TECONN | TE CONNECTIVITY LTD | TT-1031/112P | Active | 1
482390 | TIE,PREFORMED | Top, Neck Dia 112mm, 7/3.75 AAC Unarmoured, (scm) (P50) | PLP | PREFORMED LINE PRODUCTS (AUST) | AWDT-113-112 | Active | 2
482392 | TIE,PREFORMED | Top, Neck Dia 112mm, 3/2.75 SC/AC Armoured, (scm) (P50) | PLP | PREFORMED LINE PRODUCTS (AUST) | AWDT-102A-112 | Active | 1
711614 | GUARD | Earth HV SWER, 3m Lg, 1x 3m Length of 20mm Galv Screwed Conduit Covered with 20mm PVC Black Flexible Conduit (P10) (scm) | TYCOELEC | TYCO ELECTRONICS | EG300020 | Active | 2
711614 | GUARD | Earth HV SWER, 3m Lg, 1x 3m Length of 20mm Galv Screwed Conduit Covered with 20mm PVC Black Flexible Conduit (P10) (scm) | RMSRVR | RMS (RIVERSLEIGH MANAGEMENT SERVICES) | 711614 | Active | 1
711614 | GUARD | Earth HV SWER, 3m Lg, 1x 3m Length of 20mm Galv Screwed Conduit Covered with 20mm PVC Black Flexible Conduit (P10) (scm) | PLP | PREFORMED LINE PRODUCTS (AUST) | D-EG300020 | Active | 2
1090397 | TERMINAL,LUG | Compression, Cu, 25mm2, M12 Bolt Hole, Hex Die A/F 7.7mm (P50) (scm) | TECONN | TE CONNECTIVITY LTD | CG25M12/50 | Active | 1
1090397 | TERMINAL,LUG | Compression, Cu, 25mm2, M12 Bolt Hole, Hex Die A/F 7.7mm (P50) (scm) | LEGEND | LEGEND POWER SYSTEMS | CAL25-12 | Active | 2
1090397 | TERMINAL,LUG | Compression, Cu, 25mm2, M12 Bolt Hole, Hex Die A/F 7.7mm (P50) (scm) | TYCOELEC | TYCO ELECTRONICS | H1416B/50 | Active | 2
1090425 | TERMINAL,LUG | Compression, Cu, 150mm2, M12 Bolt Hole, Hex Die A/F 18.3mm (P25) (scm) | TYCOELEC | TYCO ELECTRONICS | H1384/20 | Active | 1
1090441 | TERMINAL,LUG | Compression, Cu, 185mm2, M16 Bolt Hole, Hex Die A/F 20.0mm (P20) (scm) | TECONN | TE CONNECTIVITY LTD | CG185M16/20 | Active | 1
1090441 | TERMINAL,LUG | Compression, Cu, 185mm2, M16 Bolt Hole, Hex Die A/F 20.0mm (P20) (scm) | TYCOELEC | TYCO ELECTRONICS | H1388/20 | Active | 2
2080128 | TERMINATION,PREFORMED | FT , 7/.110 AAC (Ladybird) Colour Code Red (P50) | DULMISON | DULMISON (AUST) PTY LTD | ADE0790E | Active | 5
2080136 | TERMINATION,PREFORMED | FT, 7/3.40 AAC, 7/.134 AAC "Fly" (Imp) Colour Code Purple (P40) | TECONN | TE CONNECTIVITY LTD | FAD1015-1050-6 | Active | 1
2080136 | TERMINATION,PREFORMED | FT, 7/3.40 AAC, 7/.134 AAC "Fly" (Imp) Colour Code Purple (P40) | PLP | PREFORMED LINE PRODUCTS (AUST) | AFG102CL | Active | 2
2080144 | TERMINATION,PREFORMED | FT, 19/3.25 AAC & AAAC Colour Code Orange (P15) | PLP | PREFORMED LINE PRODUCTS (AUST) | AFG-163-CL | Active | 1
2408946 | BRACKET,MOUNTING | Fall Arrest, Galv Steel, Dwg ES000783-01 & Dwg 907224-07 | ISM | ISM MANUFACTURING PTY LTD | ERGON-907224-07 | Active | 1
2409605 | BRACKET,MOUNTING | Bridging Insulator, Galv Steel, Stamp with "IIN 2409605", EE Dwg 917964-03 item 94 | ISM | ISM MANUFACTURING PTY LTD | ERGON-917964-03-94 | Active | 1
2423465 | BRACKET,MOUNTING | Cast Steel Stay, Dwg 944567-01 | THEWMCCA | TMAC THEW & MCCANN GROUP | SB-GS3 | Active | 1
2426880 | BRACKET,MOUNTING | OPGW Mounting Bracket, suit Coiling, 11.4mm & 14.0mm OPGW (scm) | OPTICAL | OPTICAL FIBRE SYSTEMS PTY LTD | OFS-1080-18-02 | Active | 1
R2458693 | METER,WATTHOUR | REFURBISHED, Prog Id 9137, Mk7A, 2 Element, 1Ph, 2 Wire, 240V, 10-100A, Class 1, Bottom Connect, 1 Rate, Undercover Comms Capable, for SAM3S | EDMI | EDMI PTY LTD | 7A11-A344-29F2117L02-6010 | Active | 5
2482131 | PUTTY | Bicaseal, Solid Setting Resin Putty, Two-part Mix, Red Resin Base & Off-White Activator, 2 Sticks Individually Wrapped | PRYSMIAN | PRYSMIAN POWER CABLES & SYSTEMS AUST | 102304 | Active | 1
8951 | TAPE,MEASURING | 8m Lg, 25mm W, Steel, Enamel Coated | ATOMSUPP | ATOM SUPPLY GROUP P/L | 8 M/26 FT | Active | 2
8951 | TAPE,MEASURING | 8m Lg, 25mm W, Steel, Enamel Coated | ATOMSUPP | ATOM SUPPLY GROUP P/L | 30006719 | Active | 1
17084 | GLOVES,ELECTRICAL WORKER'S | Electrical Rubber 1000V, Working Class 0, Size 8 Yellow | BALMORAL | BALMORAL ENGINEERING PTY LTD | RIG014YS8 | Active | 1
17149 | BODY POWDER | Curash Baby Powder, 100g Bottle, for use with Insulating Gloves, Do Not use on Broken Skin | ALPHAFAS | ALPHA FIRST AID SUPPLIES | 99256 | Active | 1
17149 | BODY POWDER | Curash Baby Powder, 100g Bottle, for use with Insulating Gloves, Do Not use on Broken Skin | ATOMSUPP | ATOM SUPPLY GROUP P/L | 236726 | Active | 2
17149 | BODY POWDER | Curash Baby Powder, 100g Bottle, for use with Insulating Gloves, Do Not use on Broken Skin | BLKWOODJ | J BLACKWOOD & SONS LIMITED | 2311599 | Active | 2
18468 | DISPENSER,HAND CLEANER | Vario Type; Wall MTG; u/w Stockhausen Products, stock codes 16138,16139 and 16140; | ATOMSUPP | ATOM SUPPLY GROUP P/L | 9012022 | Active | 1
18468 | DISPENSER,HAND CLEANER | Vario Type; Wall MTG; u/w Stockhausen Products, stock codes 16138,16139 and 16140; | ATOMSUPP | ATOM SUPPLY GROUP P/L | 110590 | Active | 2
18468 | DISPENSER,HAND CLEANER | Vario Type; Wall MTG; u/w Stockhausen Products, stock codes 16138,16139 and 16140; | ATOMSUPP | ATOM SUPPLY GROUP P/L | HVY2LDP | Active | 2
21862 | SLING,RESCUE EQUIPMENT | Fluoro Yellow, 25mm x 1.2m Lg Round Sling, for Transformer Access Kit | HGHTDYNM | HEIGHT DYNAMICS | HD R32KN 1200 ENE | Active | 2
21862 | SLING,RESCUE EQUIPMENT | Fluoro Yellow, 25mm x 1.2m Lg Round Sling, for Transformer Access Kit | HGHTDYNM | HEIGHT DYNAMICS | R32KN 1200 ENE | Active | 1
22105 | SUNSCREEN PREPARATION | Key Sun Clear Zinke, SPF 30+ or SPF 50+, Broad Spectrum UVA/UVB, 200g Tube, 4hrs Water Resistant, Reef Safe | ATOMSUPP | ATOM SUPPLY GROUP P/L | 554111 | Active | 1
22105 | SUNSCREEN PREPARATION | Key Sun Clear Zinke, SPF 30+ or SPF 50+, Broad Spectrum UVA/UVB, 200g Tube, 4hrs Water Resistant, Reef Safe | ATOMSUPP | ATOM SUPPLY GROUP P/L | MB120 | Active | 2
22105 | SUNSCREEN PREPARATION | Key Sun Clear Zinke, SPF 30+ or SPF 50+, Broad Spectrum UVA/UVB, 200g Tube, 4hrs Water Resistant, Reef Safe | ATOMSUPP | ATOM SUPPLY GROUP P/L | 539283 | Active | 2
22105 | SUNSCREEN PREPARATION | Key Sun Clear Zinke, SPF 30+ or SPF 50+, Broad Spectrum UVA/UVB, 200g Tube, 4hrs Water Resistant, Reef Safe | ATOMSUPP | ATOM SUPPLY GROUP P/L | 31120015 | Active | 2
22105 | SUNSCREEN PREPARATION | Key Sun Clear Zinke, SPF 30+ or SPF 50+, Broad Spectrum UVA/UVB, 200g Tube, 4hrs Water Resistant, Reef Safe | ALPHAFAS | ALPHA FIRST AID SUPPLIES | 510010 | Active | 2
22273 | CHARGER,BATTERY | 14.4 V;5.6 AMP AC;230 V;50-60 HZ;SUITS RECHARGEABLE BATTERIES;U/W IZUMI TOOLS,14.4 V NICD & NIHM, LITHIUM ONLY; U/W RECHARGEABLE BATTERY SC21315 (NIMH & | IZUMI | IZUMI PRODUCTS (MANUFACTURER) | CH100 | Active | 5
22273 | CHARGER,BATTERY | 14.4 V;5.6 AMP AC;230 V;50-60 HZ;SUITS RECHARGEABLE BATTERIES;U/W IZUMI TOOLS,14.4 V NICD & NIHM, LITHIUM ONLY; U/W RECHARGEABLE BATTERY SC21315 (NIMH & | SPECFORC | SPECIALISED FORCE PTY LTD | CH-120 | Active | 1
22887 | PROBE-LEAD ASSEMBLY,TEST | Red Lead, Silicon, 400mm Lg, 1.5mm2 Double Insulated, 4mm Female Fixed End & 4mm Male Retractable End, Cat III 300V, suit Adaptor for PM 45 Leads for Test | PENTA | PENTA AUST (TMAC THEW & MCCANN/HYLEC) | PA22513 | Active | 1
22887 | PROBE-LEAD ASSEMBLY,TEST | Red Lead, Silicon, 400mm Lg, 1.5mm2 Double Insulated, 4mm Female Fixed End & 4mm Male Retractable End, Cat III 300V, suit Adaptor for PM 45 Leads for Test | HYLEC | HYLEC ENERGY SOLUTIONS | 2063/2513-40-R | Active | 2
22887 | PROBE-LEAD ASSEMBLY,TEST | Red Lead, Silicon, 400mm Lg, 1.5mm2 Double Insulated, 4mm Female Fixed End & 4mm Male Retractable End, Cat III 300V, suit Adaptor for PM 45 Leads for Test | PTE | PACIFIC TEST EQUIPMENT PTY LTD | 2063/2513-40-R | Active | 2
23316 | HARNESS,SAFETY,INDUSTRIAL | Style G, Size Small, Full Body, Fall Arrest, Light Weight Webbing, for Steel Towers, Ladders & Platforms, ETS RSE01 | HGHTDYNM | HEIGHT DYNAMICS | FERNO VHI TOW5 - S | Active | 2
23316 | HARNESS,SAFETY,INDUSTRIAL | Style G, Size Small, Full Body, Fall Arrest, Light Weight Webbing, for Steel Towers, Ladders & Platforms, ETS RSE01 | HGHTDYNM | HEIGHT DYNAMICS | VHI TOW5-S | Active | 1
23952 | WRENCH/DRILL,IMPACT,BATTERY | Milwaukee 18V, M18 Fuel, 7/16" Hex High Impact Drill, Hi-Torq | MILWAUKE | MILWAUKEE POWER TOOLS | M18ONEFHIWH7160 | Active | 5
23952 | WRENCH/DRILL,IMPACT,BATTERY | Milwaukee 18V, M18 Fuel, 7/16" Hex High Impact Drill, Hi-Torq | C&LTOOL | C&L TOOL CENTRE | MILWTM18ONEFHIWF716-0 | Active | 1
24067 | SHOE,SAFETY,LADDER | Step ladder Feet Kit, c/w 1 Foot, Accociated Washers & Rivets, suits Ladamax Step Ladders | LADAMAX | LADAMAX ALUMINIUM PRODUCTS PTY LTD | FSA090 | Active | 5
24729 | GLOVES | Inner for HV Insulating Gloves, Size S, Nylon Shell with PU Coating | BEAVER | BEAVER BRANDS (MANUFACTURER) | NIMLTLITEBL000S | Active | 2
24729 | GLOVES | Inner for HV Insulating Gloves, Size S, Nylon Shell with PU Coating | ATOMSUPP | ATOM SUPPLY GROUP P/L | 159038 | Active | 1
2400995 | TERMINAL,LUG | Compression, Cu, 2.5mm2, M6 Bolt Hole (P100) | TYCOELEC | TYCO ELECTRONICS | H1437/100 | Active | 1
2401275 | SLEEVE,COMPRESSION | FT, HDBC, 7/3.50 & 19/0.083" Imp, Hex Die 13.0mm A/F, Cu, Utilux p/n THCS2 (scm) | TYCOELEC | TYCO ELECTRONICS | THCS2/1 | Active | 1
2401293 | TERMINATION CONDUCTOR COMPRESSION | FT, Nitrogen, 37/3.00 AAAC c/w Eye Tail, Jumper Lug & Bolts, Die Size 34.5mm, ETS 2005/037/T (STL) (scm) | PLP | PREFORMED LINE PRODUCTS (AUST) | D-HD709E | Active | 1
2401308 | SPLICE,CONDUCTOR | Preformed, FT, 7/2.75 SC/GZ, Colour Code White (P30) | PLP | PREFORMED LINE PRODUCTS (AUST) | GFS-083 | Active | 1
2401312 | SPLICE,CONDUCTOR | Preformed, FT, PICKEREL, ACSR, Splice Assembly, Dwg 060-025-RD (P10) | PLP | PREFORMED LINE PRODUCTS (AUST) | FTS-084-SB | Active | 1
2401750 | GRIP,DEADEND | FT, 19/2.75 HDBC Colour Code White (P10) | TECONN | TE CONNECTIVITY LTD | FCD1320-1375-6 | Active | 1
2401750 | GRIP,DEADEND | FT, 19/2.75 HDBC Colour Code White (P10) | PLP | PREFORMED LINE PRODUCTS (AUST) | CFG-138-CL | Active | 2
2403225 | CLAMP,SUSPENSION | ABC, 2 x 50mm2 Al, Roller Type c/w Insulating Insert Clamp, to have Roller Attachment Holes (P20) (scm) | PLP | PREFORMED LINE PRODUCTS (AUST) | D-IBSRC250 | Active | 1
2403228 | CLAMP | Saddle, Galv Steel, 0-30 Deg Line Angle, 0-5 Deg Slope Angle c/w Reversable Cap, suit Strained Cu Conductor, 8 - 22mm Dia Fit Clamp Top Post Insulator | TEN | THE ENERGY NETWORK (AUST) PTY LTD | DTSC-89213 | Active | 1
2403228 | CLAMP | Saddle, Galv Steel, 0-30 Deg Line Angle, 0-5 Deg Slope Angle c/w Reversable Cap, suit Strained Cu Conductor, 8 - 22mm Dia Fit Clamp Top Post Insulator | TYCOELEC | TYCO ELECTRONICS | IC-47102 | Active | 2
2403506 | SPLICE,CONDUCTOR | Preformed, FT, 7/3.40 AAC, 7/.134 AAC Fly, Imp, Colour Code Purple (P25) | PLP | PREFORMED LINE PRODUCTS (AUST) | AFS-102 | Active | 1
2403508 | SPLICE,CONDUCTOR | Preformed, FT, 19/2.75 SC/GZ, Colour Code White (P10) | PLP | PREFORMED LINE PRODUCTS (AUST) | GFS-138 | Active | 1
2403511 | SLEEVE,COMPRESSION | FT, 50mm2, ABC, Hex Die A/F 17.3mm (P50) (scm) | SICAME | SICAME AUSTRALIA PTY LTD | MJPT50 | Active | 1
30193 | BRACKET,ANGLE | ST5 Hold Down Bracket, 75mm H, Galv Steel, to secure Cable Supatray | EZYSTRUT | EZYSTRUT CABLE & PIPE SUPPORTS | ET5HDH | Active | 1
30205 | SETSCREW | M8 x 20mm, Hex, Zinc Plated, suit Unistrut System | EZYSTRUT | EZYSTRUT CABLE & PIPE SUPPORTS | HS820Z | Active | 1
30213 | NUT,PLAIN,HEX | M10, Zinc Plated, suit Unistrut System | EZYSTRUT | EZYSTRUT CABLE & PIPE SUPPORTS | HN10Z | Active | 1
30248 | NUT,PLAIN,GANG CHANNEL | M16, S/Steel c/w Spring, suit P3300 & P4000 Unistrut System | UNISTRUT | UNISTRUT AUSTRALIA (MANUFACTURER) | P4012SS | Active | 1
30249 | NUT,PLAIN,GANG CHANNEL | M6, S/Steel, w/o Spring, suit Unistrut System | EZYSTRUT | EZYSTRUT CABLE & PIPE SUPPORTS | E3006S | Active | 1
30250 | NUT,PLAIN,GANG CHANNEL | M8, S/Steel, w/o Spring, suit Unistrut System | EZYSTRUT | EZYSTRUT CABLE & PIPE SUPPORTS | E3007S | Active | 1
30251 | NUT,PLAIN,GANG CHANNEL | M10, S/Steel, w/o Spring, suit Unistrut System | EZYSTRUT | EZYSTRUT CABLE & PIPE SUPPORTS | E3008S | Active | 1
30252 | NUT,PLAIN,GANG CHANNEL | M12, S/Steel, w/o Spring, suit Unistrut System | EZYSTRUT | EZYSTRUT CABLE & PIPE SUPPORTS | E3010S | Active | 1
30262 | COVER,ACCESS | Unistrut, Standard, 3m Lg, 300mm W Nom, Steel Type 16A | EZYSTRUT | EZYSTRUT CABLE & PIPE SUPPORTS | CFN23003H | Active | 1
30277 | MOUNTING BASE,TERMINAL BLOCK | Rail Type TS35, Unperforated, 2m Lg, 35 x 7.5mm, 1mm Thk, Galv Steel, TS 35X7.5 2M/ST/ZN | WEIDMLLR | WEIDMULLER (AUST) PTY LTD | 383400000 | Active | 1
30279 | MOUNTING BASE,TERMINAL BLOCK | Rail Type TS35, Unperforated, 2m Lg, 35 x 7.5mm, 1mm Thk, S/Steel, TS 35X7.5 2M/CRN | WEIDMLLR | WEIDMULLER (AUST) PTY LTD | 1747350000 | Active | 1
30280 | MOUNTING BASE,TERMINAL BLOCK | Rail Type TS35, Slotted Holes 25 x 5.2mm 2m Lg, 35 x 7.5mm, 1mm Thk, Galv Steel, TS 35X7.5/LL 2M/ST/ZN | WEIDMLLR | WEIDMULLER (AUST) PTY LTD | 514500000 | Active | 1
30295 | TERMINAL BLOCK | SAKC 10 2STB, 10mm2 Rated Cross-section, KrG, Medium Yellow, Screw Connection, Direct Mounting, Disconnect & Modular Disconnect Term, Test Link CT, G Rail | WEIDMLLR | WEIDMULLER (AUST) PTY LTD | 324120000 | Active | 1
30313 | JUMPER BAR,TERMINAL BLOCK | Type JB5-3, 5.2mm Spacing, 3 Pole, Orange, Plug-in, Screwless Mounting, IP20, Terminal Block Accessory | ABBAUST | ABB AUSTRALIA PTY LTD | 1SNK 905 303 R0000 | Active | 1
22983 | SLING,ENDLESS | Synthetic Endless Round, 2m Lg, 6 Tonne, c/w 1.6m Lg Sleeve, 100mm Web Kooper Cover, for Lifter Borer Only | AMPLITUD | AMPLITUDE PTY LTD (396777) | 900620 | Active | 1
21671 | SLING,ENDLESS | Synthetic Endless Round, c/w Protective Sleeve Over WLL Tag, 3m, 2 Tonne Capacity | AMPLITUD | AMPLITUDE PTY LTD (396777) | 900230 | Active | 1
22988 | SLING,ENDLESS | Synthetic Endless Round, 700mm Lg, c/w Protective Sleeve Over WLL Tag, 2 Tonne, Green Colour to Identify WLL | AMPLITUD | AMPLITUDE PTY LTD (396777) | 900207 | Active | 1
2480895 | TERMINAL BLOCK | PT 2.5-MT-Quattro, Knife Disconnect Test Terminal, Grey, 400V, 20A, 84 x 5mm, 35mm DIN Rail Mtg, Clip-on, 0.5-4mm Cond Size | PHOENIX | PHOENIX CONTACT PTY LTD | 3210172 | Active | 1
1837608 | CLEANING COMPOUND,OPTICAL LENS | Uvex Clear Lens Cleaning Station c/w Lens Cleaning Solution (p/n 1009) & Lens Cleaning Tissues (p/n 1008) | BLKWOODJ | J BLACKWOOD & SONS LIMITED | 526949 | Active | 2
1837608 | CLEANING COMPOUND,OPTICAL LENS | Uvex Clear Lens Cleaning Station c/w Lens Cleaning Solution (p/n 1009) & Lens Cleaning Tissues (p/n 1008) | BLKWOODJ | J BLACKWOOD & SONS LIMITED | 526966 | Active | 1
1841564 | STRAP,CHIN | Elastic Suit Helmets, Cat # HX-CS40 | BLKWOODJ | J BLACKWOOD & SONS LIMITED | 974355 | Active | 1
1898663 | WRENCH,RATCHET | Single Ended, Reversible, Dual Size, 32mm & 36mm A/F Hex Sockets, Cushioned Grip Handle | LEGEND | LEGEND POWER SYSTEMS | MSS-RRP-3236 | Active | 1
1898663 | WRENCH,RATCHET | Single Ended, Reversible, Dual Size, 32mm & 36mm A/F Hex Sockets, Cushioned Grip Handle | WARBTOOL | WARBY TOOLS | SRRNG3236 | Active | 2
2405048 | WRENCH,SPANNER | Turret, T-Bar to Suit "D" Head Holding Down Bolts | LEGEND | LEGEND POWER SYSTEMS | DB-TBSS | Active | 1
2405048 | WRENCH,SPANNER | Turret, T-Bar to Suit "D" Head Holding Down Bolts | CABLEACC | CABLE ACCESSORIES (AUST) | DBTBSS | Active | 2
2429686 | CRIMPING TOOL,HYDRAULIC | Low Pressure, 12 Tonne, used for Crimping Lugs & Splices on Electrical Conductors | LEGEND | LEGEND POWER SYSTEMS | MSS-LPHC-750-C | Active | 1
2433126 | STRIPPER,CABLE,HAND | Scoring Tool, 0.4mm Depth, for Tram Tracking of Semi-conductive Screen on HV Cables | REXEL | REXEL AUSTRALIA | TT2352-1 | Phasing | 1
2433126 | STRIPPER,CABLE,HAND | Scoring Tool, 0.4mm Depth, for Tram Tracking of Semi-conductive Screen on HV Cables | TEN | THE ENERGY NETWORK (AUST) PTY LTD | UTT23521 | Phasing | 2
2443182 | LEGGINGS,SNAKE GUARD | Snakeprotex Chaps, Poly, Size M, to fit Calf Circ up to 45cm, Knee to Ankle, Lower Leg Protection from Potential Snake Bites | BLKWOODJ | J BLACKWOOD & SONS LIMITED | 214357 | Active | 1
2443182 | LEGGINGS,SNAKE GUARD | Snakeprotex Chaps, Poly, Size M, to fit Calf Circ up to 45cm, Knee to Ankle, Lower Leg Protection from Potential Snake Bites | SNAKEPRT | SNAKEPROTEX | SPX-M | Active | 2
2451482 | GOGGLES,INDUSTRIAL | Safety, Plastic Frame, Clear Lens c/w Detachable Face Shield | BLKWOODJ | J BLACKWOOD & SONS LIMITED | 6845074 | Active | 1
2428878 | HAND STICK,INSULATED | Hoist Link Stick, Insulation 450mm Lg, Stick 32mm Dia | TEN | THE ENERGY NETWORK (AUST) PTY LTD | C400-2399 | Active | 1
2428878 | HAND STICK,INSULATED | Hoist Link Stick, Insulation 450mm Lg, Stick 32mm Dia | CHANCE | CHANCE (MANUFACTURER) | C400-2399 | Active | 5
2428993 | HAND GUARD,HOT STICK | Natural Nylon, 1-1/4" Dia, (32mm) 2 Piece, White Colour | TEN | THE ENERGY NETWORK (AUST) PTY LTD | C403-0799 | Active | 1
2428993 | HAND GUARD,HOT STICK | Natural Nylon, 1-1/4" Dia, (32mm) 2 Piece, White Colour | CHANCE | CHANCE (MANUFACTURER) | C403-0799 | Active | 5
2429116 | INSULATOR,ROPE | Rope Inline Insulator, 12 x 380mm (1/2" x 15") | TEN | THE ENERGY NETWORK (AUST) PTY LTD | E400-1571P | Active | 1
2429116 | INSULATOR,ROPE | Rope Inline Insulator, 12 x 380mm (1/2" x 15") | CHANCE | CHANCE (MANUFACTURER) | E400-1571P | Active | 5
2429116 | INSULATOR,ROPE | Rope Inline Insulator, 12 x 380mm (1/2" x 15") | HASTINGS | HASTINGS (MANUFACTURER) | 4004-1 | Active | 5
2429330 | TESTER,CABLE IDENTIFICATION | Cable Core Identifier c/w Diode & Leads, Used for the Identification of Cores in De-energised Underground Cable | TEN | THE ENERGY NETWORK (AUST) PTY LTD | CCI-09 | Active | 1
2429330 | TESTER,CABLE IDENTIFICATION | Cable Core Identifier c/w Diode & Leads, Used for the Identification of Cores in De-energised Underground Cable | TEN | THE ENERGY NETWORK (AUST) PTY LTD | CCI-11 | Active | 2
2429637 | INSTALL & REMOVAL TOOL,FUSE | Fuse Cup, Universal Holder, Fibreglass Reinforced for Installation & Removal of EDO's | TEN | THE ENERGY NETWORK (AUST) PTY LTD | A10-094DNOB | Active | 1
2429637 | INSTALL & REMOVAL TOOL,FUSE | Fuse Cup, Universal Holder, Fibreglass Reinforced for Installation & Removal of EDO's | HASTINGS | HASTINGS (MANUFACTURER) | A10-094DNOB | Active | 5
2430429 | CLAMP,ELECTRICAL | Insulating Blanket Peg, 25mm Spring Clamp, Quick Grip, Blue, HD Nylon | TEN | THE ENERGY NETWORK (AUST) PTY LTD | PEG58100 | Active | 1
2430551 | PROBE,TELESCOPIC | Extends 49cm to 85cm, SS tip; 4mm plug for test lead Cat III, 1000V (scm) | PENTA | PENTA AUST (TMAC THEW & MCCANN/HYLEC) | PA21703 | Active | 1
2430551 | PROBE,TELESCOPIC | Extends 49cm to 85cm, SS tip; 4mm plug for test lead Cat III, 1000V (scm) | HYLEC | HYLEC ENERGY SOLUTIONS | PERCHTELESCREWSSD2 | Active | 2
2430551 | PROBE,TELESCOPIC | Extends 49cm to 85cm, SS tip; 4mm plug for test lead Cat III, 1000V (scm) | MADISON | MADISON TECHNOLOGIES PTY LTD | PERCHTELESCREW SSD2 | Active | 2
2430601 | INSULATION SLEEVING,ELECTRICAL | Heat Shrink Tubing, c/w Sealant (MOQ 10) | SICAME | SICAME AUSTRALIA PTY LTD | HS-ITCSN-1100-48A150 | Active | 1
2432227 | CUTTER,CABLE,HAND OPERATED | Ratchet suitable for Cu & AL Conductors (Multi-purpose cutter) 52mm dia | TEN | THE ENERGY NETWORK (AUST) PTY LTD | K1062 | Active | 1
2432227 | CUTTER,CABLE,HAND OPERATED | Ratchet suitable for Cu & AL Conductors (Multi-purpose cutter) 52mm dia | KLAUKE | KLAUKE (MANUFACTURER) | K1062 | Active | 5
2433522 | ELECTRONIC,PHASING DEVICE | Wireless Phasing Device, 11 - 132kV, Outdoor Kit w/Case | PENTA | PENTA AUST (TMAC THEW & MCCANN/HYLEC) | PA21500 | Active | 1
2433522 | ELECTRONIC,PHASING DEVICE | Wireless Phasing Device, 11 - 132kV, Outdoor Kit w/Case | SIBILLE | SIBILLE FAMECA ELECTRIC (MANUFACTURER) | TAG501011132 | Active | 5
2433522 | ELECTRONIC,PHASING DEVICE | Wireless Phasing Device, 11 - 132kV, Outdoor Kit w/Case | HYLEC | HYLEC ENERGY SOLUTIONS | TAG501011132 | Active | 2
2433639 | PROVING UNIT | 220V Meter Tester, 208V-225VAC, 50Hz Nom, -10DegC to 40DegC at Max 90% RH, IP55, uses 8 x AA 1.5V Batteries, for Digital Multimeters & Test Pencils | RTE | RAPID-TECH EQUIPMENT PTY LTD | TES-PU-113 | Active | 1
2433639 | PROVING UNIT | 220V Meter Tester, 208V-225VAC, 50Hz Nom, -10DegC to 40DegC at Max 90% RH, IP55, uses 8 x AA 1.5V Batteries, for Digital Multimeters & Test Pencils | MADISON | MADISON TECHNOLOGIES PTY LTD | TES-PU-113 | Active | 2
2434561 | PORTABLE EARTHING DEVICE | O/H Line, 3 Ph Short Circuiting Assy, 2.5m Al Leads c/w Shotgun Ring, Screw Type Line Clamps & Earthing Cable Assy, 15m Al Lead, min 6kA/1 Sec Rating, | PENTA | PENTA AUST (TMAC THEW & MCCANN/HYLEC) | PA00819 | Active | 1
2434561 | PORTABLE EARTHING DEVICE | O/H Line, 3 Ph Short Circuiting Assy, 2.5m Al Leads c/w Shotgun Ring, Screw Type Line Clamps & Earthing Cable Assy, 15m Al Lead, min 6kA/1 Sec Rating, | THEWMCCA | TMAC THEW & MCCANN GROUP | 2434561 | Active | 2
2434561 | PORTABLE EARTHING DEVICE | O/H Line, 3 Ph Short Circuiting Assy, 2.5m Al Leads c/w Shotgun Ring, Screw Type Line Clamps & Earthing Cable Assy, 15m Al Lead, min 6kA/1 Sec Rating, | THEWMCCA | TMAC THEW & MCCANN GROUP | TM00819 | Active | 5
2434629 | STAND,POLE | Al Flat Stack, 4T SWL, 800mm H, Folding Leg, 13kg | TEN | THE ENERGY NETWORK (AUST) PTY LTD | PS-AF-4T-L | Active | 1
15866 | CLOTH,CLEANING | Wipers, Replace-a-rag; 245mm x 70m industrial use, Blue 4194 (P4) | ATOMSUPP | ATOM SUPPLY GROUP P/L | 90618015 | Active | 1
24749 | SEARCHLIGHT | Milwaukee, M18 LED Serach Light, 18V, 4-Mode Output Spot, Flood, Spot/Flood & Strobe, IP54, Skin Only | MILWAUKE | MILWAUKEE POWER TOOLS | M18SLED-0 | Active | 5
24749 | SEARCHLIGHT | Milwaukee, M18 LED Serach Light, 18V, 4-Mode Output Spot, Flood, Spot/Flood & Strobe, IP54, Skin Only | C&LTOOL | C&L TOOL CENTRE | MILWTM18SLED-0 | Active | 1
24785 | GLOVES,PROTECTIVE | MaxiCut 5 Ultra, Size 11, Micro-Foam Nitrile Coated, Cut & Punture Resistant | ATOMSUPP | ATOM SUPPLY GROUP P/L | 30000272 | Active | 1
24785 | GLOVES,PROTECTIVE | MaxiCut 5 Ultra, Size 11, Micro-Foam Nitrile Coated, Cut & Punture Resistant | ATG | ATG INTELLIGENT GLOVE SOLUTIONS | 44-3745 11 | Active | 2
24794 | GLOVES,PROTECTIVE | MaxiDry GP, Size 9, Neoprene Non-Slip, Fully Coated Gauntlet, Shortcuff, for handling Chemicals like Solvents, Acids, Hydrocarbons, Oil, Grease, Organic | ATOMSUPP | ATOM SUPPLY GROUP P/L | 30001059 | Active | 1
24794 | GLOVES,PROTECTIVE | MaxiDry GP, Size 9, Neoprene Non-Slip, Fully Coated Gauntlet, Shortcuff, for handling Chemicals like Solvents, Acids, Hydrocarbons, Oil, Grease, Organic | ATG | ATG INTELLIGENT GLOVE SOLUTIONS | 56-426-9 | Active | 2
24891 | ADAPTOR,SOCKET WRENCH | Impact, 1/2" Square Drive to 7/16 Hex Drive, Milwaukee | C&LTOOL | C&L TOOL CENTRE | ACT69112A14 | Active | 2
24891 | ADAPTOR,SOCKET WRENCH | Impact, 1/2" Square Drive to 7/16 Hex Drive, Milwaukee | C&LTOOL | C&L TOOL CENTRE | MILWA48660061 | Active | 1
24891 | ADAPTOR,SOCKET WRENCH | Impact, 1/2" Square Drive to 7/16 Hex Drive, Milwaukee | MILWAUKE | MILWAUKEE POWER TOOLS | 48660061 | Active | 5
24984 | WRENCH,IMPACT | Milwaukee, Ratchet, 12V, 3/8" Drive, 47Nm Torque, c/w Built-in LED Light & On-board Fuel Gauge, Skin only | C&LTOOL | C&L TOOL CENTRE | MILWTM12IR-0 | Active | 1
24984 | WRENCH,IMPACT | Milwaukee, Ratchet, 12V, 3/8" Drive, 47Nm Torque, c/w Built-in LED Light & On-board Fuel Gauge, Skin only | MILWAUKE | MILWAUKEE POWER TOOLS | M12IR-0 | Active | 5
105447 | DIE,COMPRESSION | Hex Crimp, 12T, Engraved 22.0mm A/F Al | TECONN | TE CONNECTIVITY LTD | 38-220AL/1 | Active | 1
105447 | DIE,COMPRESSION | Hex Crimp, 12T, Engraved 22.0mm A/F Al | TEN | THE ENERGY NETWORK (AUST) PTY LTD | K12-A150-185 | Active | 2
1803239 | BAG,TOOL | Line Persons Canvas, EE Dwg A-1091A3 | TEN | THE ENERGY NETWORK (AUST) PTY LTD | TENM201 | Active | 1
1837495 | GLOVE SHELLS,ELECTRICAL WORKERS | Outer Protector, Class 0 & 00, Size 8, Insulating | BALMORAL | BALMORAL ENGINEERING PTY LTD | OUTLVGS8 | Active | 1
1837495 | GLOVE SHELLS,ELECTRICAL WORKERS | Outer Protector, Class 0 & 00, Size 8, Insulating | TEN | THE ENERGY NETWORK (AUST) PTY LTD | KLP-LV-8 | Active | 2
1837495 | GLOVE SHELLS,ELECTRICAL WORKERS | Outer Protector, Class 0 & 00, Size 8, Insulating | SILGLEN | SILGLEN SERVICES PTY LTD | 0019/8 | Active | 2
1837495 | GLOVE SHELLS,ELECTRICAL WORKERS | Outer Protector, Class 0 & 00, Size 8, Insulating | ANSELL | ANSELL LTD | OUTLVGS8 | Active | 2
2406242 | FUSEHOLDER,BASE & CARRIER | 440V AC, SC32P, 32A, Back Wired to 2 Studs, Black, suit NS Fuse Links (P5) | FUSECO | FUSECO POWER SOLUTIONS PTY LTD | FB32P | Active | 1
2406242 | FUSEHOLDER,BASE & CARRIER | 440V AC, SC32P, 32A, Back Wired to 2 Studs, Black, suit NS Fuse Links (P5) | IPDGROUP | IPD GROUP LIMITED | SC32P | Active | 2
2418762 | GLOVES,PROTECTIVE | Mechanical Protection, Size 8, Rating 5 for Cut Protection, Knitted Material c/w Protective Coating on Palms & Fingers | PENTA | PENTA AUST (TMAC THEW & MCCANN/HYLEC) | PA21273 | Active | 1
2418762 | GLOVES,PROTECTIVE | Mechanical Protection, Size 8, Rating 5 for Cut Protection, Knitted Material c/w Protective Coating on Palms & Fingers | HYLEC | HYLEC ENERGY SOLUTIONS | 80813-8 | Active | 2
2418762 | GLOVES,PROTECTIVE | Mechanical Protection, Size 8, Rating 5 for Cut Protection, Knitted Material c/w Protective Coating on Palms & Fingers | BALMORAL | BALMORAL ENGINEERING PTY LTD | PFLEX-8 | Active | 2
2418796 | GLOVES,PROTECTIVE | Mechanical Protection, Size 11, Rating 5 for Cut Protection, Knitted Material c/w Protective Coating on Palms & Fingers | PENTA | PENTA AUST (TMAC THEW & MCCANN/HYLEC) | PA21276 | Active | 1
2418796 | GLOVES,PROTECTIVE | Mechanical Protection, Size 11, Rating 5 for Cut Protection, Knitted Material c/w Protective Coating on Palms & Fingers | HYLEC | HYLEC ENERGY SOLUTIONS | 80813-11 | Active | 2
2418796 | GLOVES,PROTECTIVE | Mechanical Protection, Size 11, Rating 5 for Cut Protection, Knitted Material c/w Protective Coating on Palms & Fingers | BALMORAL | BALMORAL ENGINEERING PTY LTD | PFLEX-11 | Active | 2
2421469 | DIE,COMPRESSION | Hex Crimp, 12T, Engraved 9.5mm A/F Steel (scm) | TEN | THE ENERGY NETWORK (AUST) PTY LTD | K12-09.5-ST | Active | 1
2421469 | DIE,COMPRESSION | Hex Crimp, 12T, Engraved 9.5mm A/F Steel (scm) | TEN | THE ENERGY NETWORK (AUST) PTY LTD | K12-ST9.5 | Active | 2
3880 | INVERTER,POWER,STATIC | 110V DC/240V AC, 1000VA, IRM1296 Inverter, Fan Coolled, in 19" Subrack, ETS EESS-10735-01-0B, 00000015 Item 42 | CENTURY | CENTURY YUASA BATTERIES PTY LTD | 336911 | Active | 1
3880 | INVERTER,POWER,STATIC | 110V DC/240V AC, 1000VA, IRM1296 Inverter, Fan Coolled, in 19" Subrack, ETS EESS-10735-01-0B, 00000015 Item 42 | LATRONIC | LATRONIC SUNPOWER PTY LTD | IRM1296 | Active | 5
4006 | PLATE,MOUNTING | Type 3U-3, 19" Rack Mounting Plate 3U, 3 x K&N Switches & Lamps | GMG | GLOBAL MANUFACTURING GROUP | EESS-10257-01 | Active | 1
4015 | PLATE,BLANKING | Type S1-4U-BL, 19" Rack Blanking Plate 4U, High Size 1 | B&R | B&R ENCLOSURES PTY LTD | XB-586135/37 | Active | 5
4019 | PLATE,BLANKING | Type S6-4U-BL, 19" Rack Blanking Plate 4U, High Size 6 | B&R | B&R ENCLOSURES PTY LTD | XB-586135/41 | Active | 5
4153 | DOOR,ACCESS | Mesh Door, Front, suit FA1, 48RU, 800mm | B&R | B&R ENCLOSURES PTY LTD | XB-443926/8 | Active | 5
4160 | PANEL,ELEC EQUIP | Side Panel, RA3 & RA4, 45U x 600mm | B&R | B&R ENCLOSURES PTY LTD | XB-586135/21 | Active | 5
23361 | ADAPTOR | Streetlight Base, Connects 4 Bolt Pole to 3 Bolt Ragbolt Foundation, for Minor Road Poles c/w 4 x M20 x 75mm Bolts & 4 x M20 Washers (scm) | INGAL | INGAL EPS | XBPADAPT-E302 | Active | 1
30325 | MARKER,INSERT | Type MC512PA, Preprinted: 61->70 (x10), Horizontal Card, 5.2mm Spacing, White, Polycarbonate, Terminal Block Accessory | ABBAUST | ABB AUSTRALIA PTY LTD | 1SNK 140 071 R0000 | Active | 1
30341 | MARKER,INSERT | Type MC512PA, Preprinted: 51->60 (x10), Vertical Card, 5.2mm Spacing, White, Polycarbonate, Terminal Block Accessory | ABBAUST | ABB AUSTRALIA PTY LTD | 1SNK 140 062 R0000 | Active | 1
30343 | MARKER,INSERT | Type MC612PA, Preprinted: 1->10 (x10), Vertical Card, 6.0mm Spacing, White, Polycarbonate, Terminal Block Accessory | ABBAUST | ABB AUSTRALIA PTY LTD | 1SNK 150 012 R0000 | Active | 1
30347 | MARKER,INSERT | Type MC612PA, Preprinted: 41->50 (x10), Vertical Card, 6.0mm Spacing, White, Polycarbonate, Terminal Block Accessory | ABBAUST | ABB AUSTRALIA PTY LTD | 1SNK 150 052 R0000 | Active | 1
2453066 | STRAP | Sleeve Strap Set, 381mm Lg c/w 2 x Rubber Straps & 4 x Sleeve Buttons, ETS RES13 | REXEL | REXEL AUSTRALIA | S1 | Active | 1
2453066 | STRAP | Sleeve Strap Set, 381mm Lg c/w 2 x Rubber Straps & 4 x Sleeve Buttons, ETS RES13 | SALISBRY | SALISBURY (MANUFACTURER) | S1 | Active | 5
2453066 | STRAP | Sleeve Strap Set, 381mm Lg c/w 2 x Rubber Straps & 4 x Sleeve Buttons, ETS RES13 | CHANCE | CHANCE (MANUFACTURER) | PSCS1 | Active | 5
2472058 | CABLE TIE | Nylon, Green, 200 x 2.5mm, Pack of 100 | LEGEND | LEGEND POWER SYSTEMS | CT200GR/100 | Active | 1
2472058 | CABLE TIE | Nylon, Green, 200 x 2.5mm, Pack of 100 | HARCOR | HARCOR SECURITY SEALS PTY LTD | QE01208 | Active | 2
2484731 | SWITCHBOARD,POWER | 110V DC Main & Dist Board, 36 Pole on 1 x 72 Pole Chassis, Indoor, 125V, 100A, Form 3b/2bi, 2kA, IP51, Main Section c/w 1 x Charger 100A MCCB, 2 x Battery | WEBER | WEBER SOUTH PACIFIC PTY LTD | DE8520028-M111 | Active | 1
2484798 | SWITCHBOARD,POWER | DC Dist Board, Indoor, 125V, 100A, Form 2bi, 2kA, IP51, 18 Pole Chassis c/w 2 x Supply 160A LBS, 9 x 2 Pole CBs on 1 x 18 Pole Chassis for Dist Circuits, | WEBER | WEBER SOUTH PACIFIC PTY LTD | DE606025-M101 | Active | 1
2484830 | SWITCHBOARD,POWER | DC Dist Board, Indoor, 125V, 100A, Form 2bi, 2kA, IP51, 72 Pole Chassis c/w 2 x Supply 160A LBS, 36 x 2 Pole CBs on 1 x 72 Pole Chassis for Dist Circuits, | WEBER | WEBER SOUTH PACIFIC PTY LTD | DE6012025-M101 | Active | 1
2466258 | CABLE,POWER,ELECTRICAL | Control, 0.6/1kV, 20C x 1.5mm2 (7/0.5) Cu, X-HF-90 Insulated/HFS-90-TP Bedded/ DBT/HFS-90-TP Sheath, 500m Wood Drum, JTS 04-05-02 | MIDLAND | MIDLAND METALS OVERSEAS PTE LTD | MMO-20X1.5 CU XHF HFS DBT HFS | Active | 1
2451466 | CABLE,POWER,ELECTRICAL | Control, 0.6/1kV, 17C, 1.5mm2 Flex Cu, X-HF-90 White/HFS-90-TP, Black, 250m Wood Drum, JTS 04-05-02 Item 215 | MIDLAND | MIDLAND METALS OVERSEAS PTE LTD | MMO-17X1.5 CU PVC FLEX | Active | 1
2451466 | CABLE,POWER,ELECTRICAL | Control, 0.6/1kV, 17C, 1.5mm2 Flex Cu, X-HF-90 White/HFS-90-TP, Black, 250m Wood Drum, JTS 04-05-02 Item 215 | OLEX | OLEX AUSTRALIA PTY LTD | CC18G1.5 | Active | 2
2466274 | CABLE,POWER,ELECTRICAL | Control, 0.6/1kV, 8C x 2.5mm2 (7/0.67) Cu, X-HF-90 Insulated/HFS-90-TP Bedded/ DBT/HFS-90-TP Sheath, 250m Wood Drum, JTS 04-05-02 | MIDLAND | MIDLAND METALS OVERSEAS PTE LTD | MMO-8X2.5 CU XHF HFS DBT HFS | Active | 1
2485118 | CONDUIT,NONMETALLIC,FLEXIBLE | Split Sleeve Tubing, 7mm Dia, 3m Lg, Fire Retardant PPL, Black, Corrugated, Antenna Segregation | NARVA | NARVA - BROWN & WATSON INTERNATIONAL P/L | 56707-3 | Active | 1
2452373 | BLADE,CABLE STRIPPER | Replacement Blade CT1/CT2, suit Chamfering Tool (blade modified as per Ergon Spec) | SPECFORC | SPECIALISED FORCE PTY LTD | 2672-4.0 | Active | 1
2434785 | BATTERY,STORAGE | 3.5Ah, NiMH, suit Panasonic Drill IIN104512 | C&LTOOL | C&L TOOL CENTRE | PANAEY9230B | Phasing | 1
2434785 | BATTERY,STORAGE | 3.5Ah, NiMH, suit Panasonic Drill IIN104512 | BATTSPEC | BATTERY SPECIALTIES NSW PTY LTD | BCP-EY9230B | Phasing | 2
2436103 | WRENCH,ADJUSTABLE | Shifter, 265mm Lg, 32mm Opening, Fully Insulated 1000V, for Insulated Tool Kit | PENTA | PENTA AUST (TMAC THEW & MCCANN/HYLEC) | PA23228 | Active | 1
2436103 | WRENCH,ADJUSTABLE | Shifter, 265mm Lg, 32mm Opening, Fully Insulated 1000V, for Insulated Tool Kit | HYLEC | HYLEC ENERGY SOLUTIONS | MS7S-260 | Active | 2
2436103 | WRENCH,ADJUSTABLE | Shifter, 265mm Lg, 32mm Opening, Fully Insulated 1000V, for Insulated Tool Kit | TEN | THE ENERGY NETWORK (AUST) PTY LTD | D19-250I | Active | 2
2437010 | BLADE SET,CABLE STRIPPER | 5mm Cut, Blades/Roller Claw & Block Replacement Kit, suit PAD Strippers, use with Insulation up to 6mm Thk, (replacement blades for IIN2429603) | PENTA | PENTA AUST (TMAC THEW & MCCANN/HYLEC) | PA21191 | Active | 1
2437010 | BLADE SET,CABLE STRIPPER | 5mm Cut, Blades/Roller Claw & Block Replacement Kit, suit PAD Strippers, use with Insulation up to 6mm Thk, (replacement blades for IIN2429603) | HYLEC | HYLEC ENERGY SOLUTIONS | KITPINTEL4/1216 | Active | 2
2437010 | BLADE SET,CABLE STRIPPER | 5mm Cut, Blades/Roller Claw & Block Replacement Kit, suit PAD Strippers, use with Insulation up to 6mm Thk, (replacement blades for IIN2429603) | TEN | THE ENERGY NETWORK (AUST) PTY LTD | KIT12-16A | Active | 2
2439230 | CUTTER,CABLE,HAND OPERATED | Hydraulic, 400mm Lg, Max Opening 22mm, 3kg, Light Weight Portable Guillotine Type Cutter, Replaceable Blades, 180 Deg Swivel & Latch Head | TECONN | TE CONNECTIVITY LTD | S-200 | Active | 1
2439230 | CUTTER,CABLE,HAND OPERATED | Hydraulic, 400mm Lg, Max Opening 22mm, 3kg, Light Weight Portable Guillotine Type Cutter, Replaceable Blades, 180 Deg Swivel & Latch Head | IZUMI | IZUMI PRODUCTS (MANUFACTURER) | S-200 | Active | 5
2439354 | BELT,SAFETY,INDUSTRIAL | Body Belt, Blue in Colour, Fits Waist 72 to 140cm, Pole Rescue Only | CAPITAL | CAPITAL SAFETY | E116M | Active | 2
2439354 | BELT,SAFETY,INDUSTRIAL | Body Belt, Blue in Colour, Fits Waist 72 to 140cm, Pole Rescue Only | HGHTDYNM | HEIGHT DYNAMICS | E116M | Active | 1
2452365 | STRIPPER,CABLE,HAND | Chamfering Tool, 12.7 to 34.9mm OD, for Chamfering of Primary Insulation for Terminations & Joints | TEN | THE ENERGY NETWORK (AUST) PTY LTD | CT-1 | Active | 1
2452365 | STRIPPER,CABLE,HAND | Chamfering Tool, 12.7 to 34.9mm OD, for Chamfering of Primary Insulation for Terminations & Joints | SPECFORC | SPECIALISED FORCE PTY LTD | CT-1-4.0 | Active | 2
2452811 | LIFTER | Universal Lifting Device, Ratchet Strap, Pole or Crossarm Mount, Lift Conductors, Crossarms | PENTA | PENTA AUST (TMAC THEW & MCCANN/HYLEC) | PA01105 | Active | 1
2452811 | LIFTER | Universal Lifting Device, Ratchet Strap, Pole or Crossarm Mount, Lift Conductors, Crossarms | THEWMCCA | TMAC THEW & MCCANN GROUP | 2452811 | Active | 2
2452811 | LIFTER | Universal Lifting Device, Ratchet Strap, Pole or Crossarm Mount, Lift Conductors, Crossarms | THEWMCCA | TMAC THEW & MCCANN GROUP | TM01105 | Active | 5
2459402 | DIE,COMPRESSION | Hex Crimp, 5T, Engraved 14.2mm A/F Cu, suit 95mm2 Cu Lugs & Links | TECONN | TE CONNECTIVITY LTD | 5T-M142-50 | Active | 1
2459402 | DIE,COMPRESSION | Hex Crimp, 5T, Engraved 14.2mm A/F Cu, suit 95mm2 Cu Lugs & Links | SPECFORC | SPECIALISED FORCE PTY LTD | 5T-M142-50 | Active | 2
2466043 | ANCHOR STRAP | Adjustable, Velcro Polestrap Keeper, 250mm Lg x 25mm W, for Pole Top Rescue Kit | HGHTDYNM | HEIGHT DYNAMICS | PTRK VELCRO POLESTRAP KEEPER | Active | 1
2468866 | SAW,RECIP,PORTABLE,ELEC | Milwaukee, 12V Battery Jigsaw, Anti-Splintering Insert, Non-Marking Shoe, 20mm Stroke Length, Skin Only | MILWAUKE | MILWAUKEE POWER TOOLS | M12FJS0 | Active | 5
2468866 | SAW,RECIP,PORTABLE,ELEC | Milwaukee, 12V Battery Jigsaw, Anti-Splintering Insert, Non-Marking Shoe, 20mm Stroke Length, Skin Only | C&LTOOL | C&L TOOL CENTRE | MILWTM12FJS0 | Active | 1
2474518 | HANDLE,HOT LINE STICK | MV Series, Section 5, Telescopic Stick Part, Triangular, Yellow c/w Lock Assembly | TEN | THE ENERGY NETWORK (AUST) PTY LTD | A20356 | Active | 1
2474518 | HANDLE,HOT LINE STICK | MV Series, Section 5, Telescopic Stick Part, Triangular, Yellow c/w Lock Assembly | HASTINGS | HASTINGS (MANUFACTURER) | A20356 | Active | 5
2482321 | FIXTURE,LIGHTING | LED 14W Avenue Gen 2 (L14) 4K, Nostalgia Type 1, Blue/Grey c/w NEMA PE Cell, Minor Road, Bracket to Dwg 05-01-01, EQTS 05-01-02 (scm) | SYLVANIA | SYLVANIA SCHREDER | S1S4BD13L14 | Active | 1
2482388 | FIXTURE,LIGHTING | LED 14W Avenue Gen 2 (L14) 4K, Nostalgia Type 2, Blue/Grey c/w NEMA PE Cell, Minor Road, Bracket to Dwg 05-01-07, EQTS 05-01-02 (scm) | SYLVANIA | SYLVANIA SCHREDER | S1S4BD23L14 | Active | 1
2482123 | TRANSFORMER,POWER | 132/66/11kV, 25/32MVA, YNa0d1, HV to MV 15%, HV to LV 40%, MV to LV 20%, 23T +10% to -17.5%, CT-N-1-2N, CT-N-3-2M Mineral Oil, ETS 2006/0132/T | WILSON | WILSON TRANSFORMER CO. PTY LTD | Q29364-01 | Active | 1
2421477 | DIE,COMPRESSION | Hex Crimp, 12T, Engraved 7.5mm A/F Steel (scm) | TEN | THE ENERGY NETWORK (AUST) PTY LTD | K12-07.5-ST | Active | 1
2421477 | DIE,COMPRESSION | Hex Crimp, 12T, Engraved 7.5mm A/F Steel (scm) | TEN | THE ENERGY NETWORK (AUST) PTY LTD | K12-ST7.5 | Active | 2
2421501 | COVER,INSULATING | LV, Drape, Cabinet/Panel, 1800 x 900mm, Yellow c/w Nylon Eyelets each Corner & 0.5m Velcro Strap for rolled storage, AS4202, EE Dwg 941013-01/0F Item F (A0) | BALMORAL | BALMORAL ENGINEERING PTY LTD | 10011-EQ | Active | 1
2423879 | GLOVES | Liner, 100% Cotton, to use with Rubber Gloves, suit employees susceptible to dermatitis | ATOMSUPP | ATOM SUPPLY GROUP P/L | 1234001 | Active | 1
2423879 | GLOVES | Liner, 100% Cotton, to use with Rubber Gloves, suit employees susceptible to dermatitis | WW&S | WORKSENSE WORKWEAR & SAFETY | B5017C | Active | 2
2452639 | RESCUE KIT | for Tower c/w Fieldpack Backpack, Controlled Descent Device, Haul Trak System, Karabiner Triple Action, Rescue Cutter, Blue Kernmantle Rope, Flat | HGHTDYNM | HEIGHT DYNAMICS | HD TRK CS BAG | Active | 1
2454395 | METER | SL-5215 Supply Loop Impedance Meter, Polarity & Voltage Test, Backlit Display c/w Carry Pouch, Test Leads, Clips & Test Probes, Cat IV 600V, IP54, RSE04 | PTE | PACIFIC TEST EQUIPMENT PTY LTD | PTE-098 | Active | 1
2454395 | METER | SL-5215 Supply Loop Impedance Meter, Polarity & Voltage Test, Backlit Display c/w Carry Pouch, Test Leads, Clips & Test Probes, Cat IV 600V, IP54, RSE04 | PTE | PACIFIC TEST EQUIPMENT PTY LTD | SL-5215 | Active | 2
2454718 | BLOCK,TACKLE | Snatch Block, 75mm Sheave, 2T WLL | BULLIVAN | BULLIVANTS PTY LTD | WSNB-0200-075-WR-SS-P | Active | 2
2454718 | BLOCK,TACKLE | Snatch Block, 75mm Sheave, 2T WLL | AMPLITUD | AMPLITUDE PTY LTD (396777) | 140102 | Active | 1
2455434 | CARTRIDGE,RESPIRATOR,AIR FILTERING | Pro2000 PF 10, P3 PAPR, Particulate Filter, for Solid/Liquid Particulates, Radioactive/Toxic Particles, Bacteria, Viruses, Fumes/Mists | CNWELEC | CNW ELECTRICAL PTY LTD | UN052670 | Active | 1
2455434 | CARTRIDGE,RESPIRATOR,AIR FILTERING | Pro2000 PF 10, P3 PAPR, Particulate Filter, for Solid/Liquid Particulates, Radioactive/Toxic Particles, Bacteria, Viruses, Fumes/Mists | ALLENS | ALLENS INDUSTRIAL PRODUCTS | UN052670 | Active | 2
2455434 | CARTRIDGE,RESPIRATOR,AIR FILTERING | Pro2000 PF 10, P3 PAPR, Particulate Filter, for Solid/Liquid Particulates, Radioactive/Toxic Particles, Bacteria, Viruses, Fumes/Mists | SAFESCTT | SCOTT SAFETY AUSTRALIA | 52670 | Active | 5
2459089 | ACCESSORY,POWER QUALITY ANALYSER | PM45, 500A (1-500A) Flexible Current Probe, 600mm Lg | CHK | CHK POWER QUALITY PTY LTD | 1AF500-6 | Active | 1
2459188 | WATER-DISPLACING COMPOUND | CRC 5-56, Multi-Purpose Electrical Lubricant, Penetrant, Displaces Moisture, Rust Peventative, Loosens Rust & Corrosion, Cleans Dirt & Scale | BLKWOODJ | J BLACKWOOD & SONS LIMITED | 5210779 | Active | 2
2459188 | WATER-DISPLACING COMPOUND | CRC 5-56, Multi-Purpose Electrical Lubricant, Penetrant, Displaces Moisture, Rust Peventative, Loosens Rust & Corrosion, Cleans Dirt & Scale | CRC | CRC INDUSTRIES AUSTRALIA PTY LTD | 5005 | Active | 2
2459188 | WATER-DISPLACING COMPOUND | CRC 5-56, Multi-Purpose Electrical Lubricant, Penetrant, Displaces Moisture, Rust Peventative, Loosens Rust & Corrosion, Cleans Dirt & Scale | ATOMSUPP | ATOM SUPPLY GROUP P/L | 1117031 | Active | 1
2461697 | TOOL,MULTIFUNCTION | Milwaukee Multi-Tool, Conduit Cutter, 18V c/w Carry Case & Battery Charger, Skin Only | MILWAUKE | MILWAUKEE POWER TOOLS | M18FMT-0 | Active | 5
2461697 | TOOL,MULTIFUNCTION | Milwaukee Multi-Tool, Conduit Cutter, 18V c/w Carry Case & Battery Charger, Skin Only | C&LTOOL | C&L TOOL CENTRE | M18FMT-0 | Active | 1
2461697 | TOOL,MULTIFUNCTION | Milwaukee Multi-Tool, Conduit Cutter, 18V c/w Carry Case & Battery Charger, Skin Only | TTLTOOL | TOTAL TOOLS TOWNSVILLE | M18BMT0 | Active | 2
2461705 | KNIFE,LINEMANS | Safety Flat Straight Solid Blade, Coated Back, 50mm Lg Tempered S/Steel, Impact Resistant Insulated Plastic Handle, Retractable Scabbard, Insulated 1000V | AMPLITUD | AMPLITUDE PTY LTD (396777) | 201010/10 | Active | 1
2461705 | KNIFE,LINEMANS | Safety Flat Straight Solid Blade, Coated Back, 50mm Lg Tempered S/Steel, Impact Resistant Insulated Plastic Handle, Retractable Scabbard, Insulated 1000V | THEWMCCA | TMAC THEW & MCCANN GROUP | TM10269 | Active | 2
24830 | CABLE,FIBRE OPTIC | Aerial, 72 Fibres SMOF, OPGW, 11.1mm Dia 4.9kA, Left Hand Lay, 4000m Drum | SFPOC | SUZHOU FURUKAWA POWER OPTIC CABLE CO LTD | SFSJ-J-10777 | Active | 1
30394 | JUMPER BAR,TERMINAL BLOCK | Type JB6-4, 6mm Spacing, 4 Pole, Orange, Plug-in, Screwless Mounting, IP20, Terminal Block Accessory | ABBAUST | ABB AUSTRALIA PTY LTD | 1SNK 906 304 R0000 | Active | 1
30399 | CONNECTOR ASSEMBLY,ELECTRICAL | Compression, Al, 50mm Tube Size c/w Base Plate, suit 50mm Busbar | ADAPTAUS | ADAPT AUSTRALIA PTY LTD | PLKM2271D050H | Active | 1
30408 | DEVICE,OIL SAMPLE | Fit to Oil Tank Sampling Point/Valve, suit all Crompton Greaves Instrument VT & CT Transformers | ADAPTAUS | ADAPT AUSTRALIA PTY LTD | 3K-24-261 | Active | 1
30427 | MARKER,INSERT | Type MC812PA, Preprinted: 31->40 (x10), Vertical Card, 8mm Spacing, White, Polycarbonate, Terminal Block Accessory | ABBAUST | ABB AUSTRALIA PTY LTD | 1SNK 160 042 R0000 | Active | 1
30434 | TERMINAL BLOCK | Type ZS70, Standard Feed-through, 22mm Spacing, 70mm2 Rated Cross-Section, 192A Rated Current, Screw Clamp, IP10, Grey | ABBAUST | ABB AUSTRALIA PTY LTD | 1SNK 522 010 R0000 | Active | 1
30438 | CLAMP,ELECTRICAL | Palmless Connector, Al, 4x14mm Dia Holes 50mm Centre, suit 20-25.65mm OD Conductor, S/Steel U-bolts, Nuts & Spring Washers, for clamping cable to | PLP | PREFORMED LINE PRODUCTS (AUST) | D-APC5 | Active | 1
21611 | CABLE,POWER,ELECTRICAL | U/Ground, 0.6/1kV, 4C x 300mm2, Sector Shaped Stranded Cu/XLPE/PVC/HDPE, Metre Marked, 300m Drum, TS396 | MIDLAND | MIDLAND METALS OVERSEAS PTE LTD | MMO-1KV 4X300CXPH | Active | 1
2482867 | CHARGER,BATTERY | 125V, 32A, Substation Battery Charger, suits both single & dual string, Alpha Cordex, EESS-10735-01-0C, Contract 10591, Item 62 | ICS | ICS INDUSTRIES PTY LTD (ENERSYS) | PSM125B-3C0C-B | Active | 1
2482909 | CHARGER,BATTERY | 110V, 25A, Substation Battery Charger, suits both single & dual string, Alpha Cordex, EESS-10735-01-0C, Contract 10591, Item 66 | ICS | ICS INDUSTRIES PTY LTD (ENERSYS) | PSM110B-3C0C-C | Active | 1
22153 | BOLT | M12 Female/Male Generator Adaptor Bolt, 52mm Lg, Tinned Cu, 200A Max Rating, 40nm Tightening Torque, for Temporary Connection of Generator Lead with M12 | STATEWD | STATEWIDE FASTNERS & ENGEERING SUPPLIES | GCB-01 | Active | 1
2481091 | MULTIPLEXER CARD | SDH, 1662 SM, Fan Draw V2 | ALCATEL | ALCATEL-LUCENT AUSTRALIA LTD | 3AL98116ABXX | Active | 1
104780 | PAD,HELMET | Hard Hat Stabiliser Band, Safe-mate | HAYMANS | HAYMANS ELECTRICAL | ONSSMS601 | Active | 1
104780 | PAD,HELMET | Hard Hat Stabiliser Band, Safe-mate | TEN | THE ENERGY NETWORK (AUST) PTY LTD | SM3 | Active | 2
X2435956 | PARTS KIT | Retrofit Kit, Revision "C" Operating Mechanism Kit for ABB Safelink RMU | ABBAUST | ABB AUSTRALIA PTY LTD | CA2018 | Active | 5
2482453 | FIXTURE,LIGHTING | LED 18W Avenue Gen 2 (L18) 4K, Nostalgia Green c/w NEMA PE Cell, Minor Road, No Bracket, EQTS 05-01-02 (scm) | SYLVANIA | SYLVANIA SCHREDER | S1S4BD01L18 | Active | 1
2482495 | FIXTURE,LIGHTING | LED 17W Post Top B2001 Gen 2 (L17) 4K, Black c/w NEMA PE Cell, Minor Road, EQTS 05-01-02 (scm) | SYLVANIA | SYLVANIA SCHREDER | BX47BD02L17 | Active | 1
2482594 | ACCESSORY,POWER QUALITY ANALYSER | High Sensitivity Flexible Current Probe, 3000A (100-3000A), 600mm Lg, Dual Range, Colour Red, CAT IV 600V, can be set 500A or 3000A when used with the MiroPQA | CHK | CHK POWER QUALITY PTY LTD | 1AF3000-6-H | Active | 1
20262 | POLE,PUBLIC LIGHTING,METAL | Minor Road Mid Hinged (Left), 5.0m, Base Plate Mounted, 350 PCD Bolt Spacing, Galv, Integral 0.5m Outreach, EQTS 05-02-01, Dwg 5HG-A3 (scm) | GMPOLES | GM POLES PTY LTD | MH 5E-LEFT | Active | 1
19045 | ANCHOR,GUY | Thimble Eye Adapter, Galv, for Multi-Helix Swamp Anchor | ACCULEC | ACCULEC PTY LTD (303899) | C1020023 | Active | 1
19047 | EXTENSION SHAFT | 1.52m Lg, 38mm2, 9.5kN, Galv, for Multi-Helix Swamp Anchor | ACCULEC | ACCULEC PTY LTD (303899) | 12656 | Active | 1
2559 | BRACE,CROSSARM | Type 650C, 650 x 40 x 8mm, 2 x 18mm Dia Holes, Galv Steel, Bundle of 10 | GREGSF | GREG SEWELL FORGINGS PTY LTD | 6367 | Active | 1
2559 | BRACE,CROSSARM | Type 650C, 650 x 40 x 8mm, 2 x 18mm Dia Holes, Galv Steel, Bundle of 10 | GREGSF | GREG SEWELL FORGINGS PTY LTD | 2559 | Active | 2
2481075 | FIXTURE,LIGHTING | 113W RoadFlair BRP392 (L113A) 3K, c/w Upcast Adaptor, Major Road, EQTS05-01-02 (scm) | PHILIPS | PHILIPS AUSTRALIA PTY LTD | 824110110052 | Active | 1
23409 | TEST SET | Interface, Field Test Equip, for NOJA RC10 Controller Testing c/w 10m Unarmoured Control Cable | NOJA | NOJA POWER SWITCHGEAR PTY LTD | ITS-04 | Active | 1
2483303 | CLAMP,ELEC PWR CABLE,SUPPORT | Single STC Clamp, 72-100mm OD Cable, Black Polyamide, Fiberglass Reinforced | INTERENG | INTERTECH ENGINEERING PTY LTD | KOZ STC 72-100 | Active | 1
2483303 | CLAMP,ELEC PWR CABLE,SUPPORT | Single STC Clamp, 72-100mm OD Cable, Black Polyamide, Fiberglass Reinforced | KOZ | KOZ PRODUCTS (MANUFACTURER) | KOZ STC 72-100 | Active | 5
2483311 | CLAMP,ELEC PWR CABLE,SUPPORT | Trefoil, 82-98mm OD Cable, Black Polyamide, Fiberglass Reinforced | KOZ | KOZ PRODUCTS (MANUFACTURER) | KOZ TRI 82-98 | Active | 5
2483311 | CLAMP,ELEC PWR CABLE,SUPPORT | Trefoil, 82-98mm OD Cable, Black Polyamide, Fiberglass Reinforced | INTERENG | INTERTECH ENGINEERING PTY LTD | K-TRI 82-98 | Active | 1
2461739 | KNIFE,LINEMANS | Electricians Straight Blade, Heat Treated, Safety Holder c/w Sharpener & Belt Loop | ATOMSUPP | ATOM SUPPLY GROUP P/L | 40029801 | Active | 1
2461739 | KNIFE,LINEMANS | Electricians Straight Blade, Heat Treated, Safety Holder c/w Sharpener & Belt Loop | ATOMSUPP | ATOM SUPPLY GROUP P/L | LE325 | Active | 2
2461739 | KNIFE,LINEMANS | Electricians Straight Blade, Heat Treated, Safety Holder c/w Sharpener & Belt Loop | TTLTOOL | TOTAL TOOLS TOWNSVILLE | LE325 | Active | 2
2471837 | LIGHT UNIT,PORTABLE | Milwaukee Folding Flood Light Kit, 4V, 550 Lumens, L4B2 Red Li Battery, USB Recharge Cable, Magnetic Base, 3 Mode Light Output, 210 Degree Rotation, | MILWAUKE | MILWAUKEE POWER TOOLS | MILWTL4FFL-301 | Active | 1
2471837 | LIGHT UNIT,PORTABLE | Milwaukee Folding Flood Light Kit, 4V, 550 Lumens, L4B2 Red Li Battery, USB Recharge Cable, Magnetic Base, 3 Mode Light Output, 210 Degree Rotation, | MILWAUKE | MILWAUKEE POWER TOOLS | L4FFL301 | Active | 5
2471837 | LIGHT UNIT,PORTABLE | Milwaukee Folding Flood Light Kit, 4V, 550 Lumens, L4B2 Red Li Battery, USB Recharge Cable, Magnetic Base, 3 Mode Light Output, 210 Degree Rotation, | TTLTOOL | TOTAL TOOLS TOWNSVILLE | MILWAL4FFL-201 | Active | 2
2471837 | LIGHT UNIT,PORTABLE | Milwaukee Folding Flood Light Kit, 4V, 550 Lumens, L4B2 Red Li Battery, USB Recharge Cable, Magnetic Base, 3 Mode Light Output, 210 Degree Rotation, | C&LTOOL | C&L TOOL CENTRE | MILWTL4FFL-201 | Active | 2
2474534 | HANDLE,HOT LINE STICK | MV Series, Section 7, Telescopic Stick Part, Triangular, Yellow c/w Lock Assembly | TEN | THE ENERGY NETWORK (AUST) PTY LTD | A20358 | Active | 1
2474534 | HANDLE,HOT LINE STICK | MV Series, Section 7, Telescopic Stick Part, Triangular, Yellow c/w Lock Assembly | HASTINGS | HASTINGS (MANUFACTURER) | A20358 | Active | 5
2474542 | END CAP | MV Series, Section 7, Telescopic Stick Part, Triangular, Black, Rubber Base Cap | TEN | THE ENERGY NETWORK (AUST) PTY LTD | P18030 | Active | 1
2474542 | END CAP | MV Series, Section 7, Telescopic Stick Part, Triangular, Black, Rubber Base Cap | HASTINGS | HASTINGS (MANUFACTURER) | P18030 | Active | 5
2475267 | INSULATED EXTENSION SOCKET | Insulated Extension Socket, 130cm, 1/2 inch female to male, 1000V rated | PENTA | PENTA AUST (TMAC THEW & MCCANN/HYLEC) | PA01457 | Active | 1
2475267 | INSULATED EXTENSION SOCKET | Insulated Extension Socket, 130cm, 1/2 inch female to male, 1000V rated | THEWMCCA | TMAC THEW & MCCANN GROUP | 2475267 | Active | 2
2475267 | INSULATED EXTENSION SOCKET | Insulated Extension Socket, 130cm, 1/2 inch female to male, 1000V rated | THEWMCCA | TMAC THEW & MCCANN GROUP | 2475267 | Active | 2
2482859 | CHARGER,BATTERY | 125V, 25A, Substation Battery Charger, suits both single & dual string, Alpha Cordex, EESS-10735-01-0C, Contract 10591, Item 61 | ICS | ICS INDUSTRIES PTY LTD (ENERSYS) | PSM125B-3C0C-A | Active | 1
2483279 | RELAY,PROTECTION | FW B4C, Isolated Systems, 24/32V DC Pwr, 24/250V DC Logic 12/11 IO, 1A/5A, 196-560V AC Input, Flush/40TE, DNP 100Base-FX, MM LC Enet | CLIPSAL | CLIPSAL (BY SCHNEIDER ELECTRIC) | P14292QBLM | Active | 1
2483279 | RELAY,PROTECTION | FW B4C, Isolated Systems, 24/32V DC Pwr, 24/250V DC Logic 12/11 IO, 1A/5A, 196-560V AC Input, Flush/40TE, DNP 100Base-FX, MM LC Enet | SCHNEIDR | SCHNEIDER PTY LTD (MANUFACTURER) | P14292QBLM0B49L | Active | 5
417523 | DAMPER,VIBRATION,TRANSMISSION LINE | Spiral Vibration, 7/3.00 AAC & AAAC, 7/3.75 AAC & AAAC, 7/.134 AAC, 4/3/3.00 ACSR/GZ, 6/1/3.00 ACSR/GZ, 3/4/.134 ACSR/GZ (Imp), 6/1/3.75 ACSR/GZ | ACCULEC | ACCULEC PTY LTD (303899) | SVD0830H | Active | 1
417523 | DAMPER,VIBRATION,TRANSMISSION LINE | Spiral Vibration, 7/3.00 AAC & AAAC, 7/3.75 AAC & AAAC, 7/.134 AAC, 4/3/3.00 ACSR/GZ, 6/1/3.00 ACSR/GZ, 3/4/.134 ACSR/GZ (Imp), 6/1/3.75 ACSR/GZ | PLP | PREFORMED LINE PRODUCTS (AUST) | SVD-0104 | Active | 2
2482917 | CHARGER,BATTERY | 110V, 32A, Substation Battery Charger, suits both single & dual string, Alpha Cordex, EESS-10735-01-0C, Contract 10591, Item 67 | ICS | ICS INDUSTRIES PTY LTD (ENERSYS) | PSM110B-3C0C-D | Active | 1
2482941 | CHARGER,BATTERY | 48V, 10A, Substation Battery Charger, suits both single & dual string, Alpha Cordex, EESS-10735-01-0C, Contract 10591, Item 70 | ICS | ICS INDUSTRIES PTY LTD (ENERSYS) | PSM048A-3C0C-A | Active | 1
2482966 | CHARGER,BATTERY | 48V, 25A, Substation Battery Charger, suits both single & dual string, Alpha Cordex, EESS-10735-01-0C, Contract 10591, Item 72 | ICS | ICS INDUSTRIES PTY LTD (ENERSYS) | PSM048A-3C0C-B | Active | 1
2482974 | CHARGER,BATTERY | 48V, 32A, Substation Battery Charger, suits both single & dual string, Alpha Cordex, EESS-10735-01-0C, Contract 10591, Item 73 | ICS | ICS INDUSTRIES PTY LTD (ENERSYS) | PSM048A-3C0C-B(32A) | Active | 1
2482982 | CHARGER,BATTERY | 48V, 40A, Substation Battery Charger, suits both single & dual string, Alpha Cordex, EESS-10735-01-0C, Contract 10591, Item 74 | ICS | ICS INDUSTRIES PTY LTD (ENERSYS) | PSM048A-3C0C-B(40A) | Active | 1
2482990 | CHARGER,BATTERY | 48V, 80A, Substation Battery Charger, suits both single & dual string, Alpha Cordex, EESS-10735-01-0C, Contract 10591, Item 75 | ICS | ICS INDUSTRIES PTY LTD (ENERSYS) | PSM048A-3C0C-C | Active | 1
2483006 | CHARGER,BATTERY | 48V, 160A, Substation Battery Charger, suits both single & dual string, Alpha Cordex, EESS-10735-01-0C, Contract 10591, Item 76 | ICS | ICS INDUSTRIES PTY LTD (ENERSYS) | PSM048D-3C0C-A | Active | 1
2483048 | CHARGER,BATTERY | 24V, 40A, Substation Battery Charger, suits both single & dual string, Alpha Cordex, EESS-10735-01-0C, Contract 10591, Item 80 | ICS | ICS INDUSTRIES PTY LTD (ENERSYS) | PSM024H-3C0C-A | Active | 1
14922 | CUTTER,CABLE,HAND OPERATED | Gear & Ratchet Type, for Cutting Single Core Double Insulated Cable, Bare Al & Cu Cable up to 300mm2, Max 32mm OD, replacement blade Y-K683T/3 | CABAC | CABAC (MANUFACTURER) | K683/T | Active | 5
14922 | CUTTER,CABLE,HAND OPERATED | Gear & Ratchet Type, for Cutting Single Core Double Insulated Cable, Bare Al & Cu Cable up to 300mm2, Max 32mm OD, replacement blade Y-K683T/3 | TEN | THE ENERGY NETWORK (AUST) PTY LTD | K683/T | Active | 2
14922 | CUTTER,CABLE,HAND OPERATED | Gear & Ratchet Type, for Cutting Single Core Double Insulated Cable, Bare Al & Cu Cable up to 300mm2, Max 32mm OD, replacement blade Y-K683T/3 | SPECFORC | SPECIALISED FORCE PTY LTD | K683/T | Active | 1
2483253 | SLING | Endless, 6000mm, 4000Kg SWL, Grey | AMPLITUD | AMPLITUDE PTY LTD (396777) | 900460 | Active | 1
2461432 | TRANSFORMER,DISTRIBUTION | Padmount, 11kV/433-250V, 315kVA, 3 Ph (Sq) LV Switchgear, LV Statistical Meter & Siemens 8DJH HV RMU, JTS 02-02-03(scm) | WILSON | WILSON TRANSFORMER CO. PTY LTD | 880-A311-11-AG | Active | 1
22504 | OHMMETER | Milliohm Meter, Digital Display, 0.001 to 200 Ohms Range, 5MA Test Current 4 Terminal Input, Push Button Oper, Auto Ranging, Auto Switch-Off, c/w | AMPLITUD | AMPLITUDE PTY LTD (396777) | A210-092 | Active | 1
22504 | OHMMETER | Milliohm Meter, Digital Display, 0.001 to 200 Ohms Range, 5MA Test Current 4 Terminal Input, Push Button Oper, Auto Ranging, Auto Switch-Off, c/w | REXEL | REXEL AUSTRALIA | FAR109279 | Active | 2
417604 | DAMPER,VIBRATION,TRANSMISSION LINE | Spiral Vibration, 3/4/1.75 ACSR/GZ, 4/3/.074 ACSR/GZ (Imp), 3/2.75 SC/GZ, 3/2.75 SC/AC, Colour Code Red (P25)(scm) | ACCULEC | ACCULEC PTY LTD (303899) | SVD0441H | Active | 1
417604 | DAMPER,VIBRATION,TRANSMISSION LINE | Spiral Vibration, 3/4/1.75 ACSR/GZ, 4/3/.074 ACSR/GZ (Imp), 3/2.75 SC/GZ, 3/2.75 SC/AC, Colour Code Red (P25)(scm) | PLP | PREFORMED LINE PRODUCTS (AUST) | SVD-0102 | Active | 2
1811169 | BRUSH,WIRE,SCRATCH | SB Type, S/Steel 12mm Lg Exposed, Cylindrical 60mm Dia, Plastic Body, Blue, 140mm Lg, for Al Based Conductors, Pack of 5 | TYCOELEC | TYCO ELECTRONICS | SB-AL | Active | 2
1811169 | BRUSH,WIRE,SCRATCH | SB Type, S/Steel 12mm Lg Exposed, Cylindrical 60mm Dia, Plastic Body, Blue, 140mm Lg, for Al Based Conductors, Pack of 5 | ATOMSUPP | ATOM SUPPLY GROUP P/L | SB-AL | Active | 1
1811169 | BRUSH,WIRE,SCRATCH | SB Type, S/Steel 12mm Lg Exposed, Cylindrical 60mm Dia, Plastic Body, Blue, 140mm Lg, for Al Based Conductors, Pack of 5 | PLP | PREFORMED LINE PRODUCTS (AUST) | D-SB3 | Active | 2
1811177 | BRUSH,WIRE,SCRATCH | Cu, Black | ATOMSUPP | ATOM SUPPLY GROUP P/L | SB-CU | Active | 1
1811177 | BRUSH,WIRE,SCRATCH | Cu, Black | TYCOELEC | TYCO ELECTRONICS | SB-CU | Active | 2
1811177 | BRUSH,WIRE,SCRATCH | Cu, Black | PLP | PREFORMED LINE PRODUCTS (AUST) | D-SB4 | Active | 2
2481182 | JOINT,ELECTRICAL POWER CABLE | Straight Through, 38/66kV, 1C, 300mm2 Stranded Compacted Circ WB Cu, XLPE/WBT/ CAS/LLDPE/Nyl/MDPE, Graphite Coating | BRUGG | BRUGG CABLES (MANUFACTURER) | S1969-4 (300CU1C) | Active | 5
2481182 | JOINT,ELECTRICAL POWER CABLE | Straight Through, 38/66kV, 1C, 300mm2 Stranded Compacted Circ WB Cu, XLPE/WBT/ CAS/LLDPE/Nyl/MDPE, Graphite Coating | CBLGRID | CABLE GRID AUSTRALIA PTY LTD | CG-2481182-S1969-4 | Active | 1
2070 | BLADE,RECIPROCATING SAW | Metal, 150mm, 10 TPI (P5) | C&LTOOL | C&L TOOL CENTRE | MILWA48005712 | Active | 1
2070 | BLADE,RECIPROCATING SAW | Metal, 150mm, 10 TPI (P5) | MILWAUKE | MILWAUKEE POWER TOOLS | 48005712 | Active | 5
20817 | SANITISER | Aquim Liquid Gel; Anti-Bacterial Hand Sanitiser 1L Pump Action Bottle; For use when water is not avalable. Pack of 6; | ATOMSUPP | ATOM SUPPLY GROUP P/L | 90120187 | Active | 1
20817 | SANITISER | Aquim Liquid Gel; Anti-Bacterial Hand Sanitiser 1L Pump Action Bottle; For use when water is not avalable. Pack of 6; | ALPHAFAS | ALPHA FIRST AID SUPPLIES | 99644 | Active | 2
20817 | SANITISER | Aquim Liquid Gel; Anti-Bacterial Hand Sanitiser 1L Pump Action Bottle; For use when water is not avalable. Pack of 6; | ATOMSUPP | ATOM SUPPLY GROUP P/L | 11577 | Active | 2
21360 | CAP,UTILITY | Bump Cap, Baseball Style, Short Peak Brim, Adjustable for One size fits all, Plastic Insert, Hard, Lightweight, Navy, EN812 Industrial Cap Stds | HAYMANS | HAYMANS ELECTRICAL | ONSW91BL | Active | 1
21360 | CAP,UTILITY | Bump Cap, Baseball Style, Short Peak Brim, Adjustable for One size fits all, Plastic Insert, Hard, Lightweight, Navy, EN812 Industrial Cap Stds | MMELEC | MM ELECTRICAL MERCHANDISING | MXSHBC5645 | Active | 2
21808 | BLADE,RECIPROCATING SAW | General Purpose, 300mm, 10/14 TPI, for use on Wood, Metal & Plastic (P5) | C&LTOOL | C&L TOOL CENTRE | MILWA48005194 | Active | 1
21808 | BLADE,RECIPROCATING SAW | General Purpose, 300mm, 10/14 TPI, for use on Wood, Metal & Plastic (P5) | MILWAUKE | MILWAUKEE POWER TOOLS | 48005194 | Active | 5
22011 | CHARGER,BATTERY | Milwaukee 12-18V Rapid Charge, 220-240V, 50-60Hz, for Li-Ion Batteries | MILWAUKE | MILWAUKEE POWER TOOLS | M12-18FC | Active | 5
22011 | CHARGER,BATTERY | Milwaukee 12-18V Rapid Charge, 220-240V, 50-60Hz, for Li-Ion Batteries | C&LTOOL | C&L TOOL CENTRE | MILWAM12-18FC | Active | 1
22063 | BLADE | Round Saw Blade, suit Multi-Tool Conduit Cutter | C&LTOOL | C&L TOOL CENTRE | FEIA63502176210 | Active | 1
22063 | BLADE | Round Saw Blade, suit Multi-Tool Conduit Cutter | TTLTOOL | TOTAL TOOLS TOWNSVILLE | FEIN63502176210 | Active | 2
22087 | STEPLADDER | Fibreglass, 4.1m Safe Reach Height, 7 Step, 1.999 Height to Platform, Load Rating 150kg c/w 900mm H Platform Hand Rail, AS/NZS 1892.3 | LADAMAX | LADAMAX ALUMINIUM PRODUCTS PTY LTD | FPS10/7 | Active | 5
23148 | SHOE,SAFETY,LADDER | Step Ladder Feet Kit, c/w 4 Yellow Feet, Associated Washers & Rivets, suits Bailley Double Sided Step Ladder | CNWELEC | CNW ELECTRICAL PTY LTD | SP15-029AZ | Active | 1
23341 | BLADE,RECIPROCATING SAW | Pruning, 230mm, 5 TPI, 5 Blades Per Pack | C&LTOOL | C&L TOOL CENTRE | MILWA48001301 | Active | 1
23341 | BLADE,RECIPROCATING SAW | Pruning, 230mm, 5 TPI, 5 Blades Per Pack | MILWAUKE | MILWAUKEE POWER TOOLS | 48001301 | Active | 5
23414 | BATTERY,STORAGE | 12V, 4.0Ah, M12 Red Li-Ion, for Milwaukee Tools | MILWAUKE | MILWAUKEE POWER TOOLS | M12B4 | Active | 5
23414 | BATTERY,STORAGE | 12V, 4.0Ah, M12 Red Li-Ion, for Milwaukee Tools | C&LTOOL | C&L TOOL CENTRE | MILWAM12B4 | Active | 1
23784 | ROLLER,CABLE | Crossarm, suits Fibreglass & wooden Crossarms, c/w Ratchet Strap, WLL 250kg | SPECFORC | SPECIALISED FORCE PTY LTD | CARR-080 | Active | 2
23784 | ROLLER,CABLE | Crossarm, suits Fibreglass & wooden Crossarms, c/w Ratchet Strap, WLL 250kg | TEN | THE ENERGY NETWORK (AUST) PTY LTD | SPP-CARR-080 | Active | 1
23854 | LIGHT UNIT,PORTABLE | Milwaukee LED Area Light, 18V, 1100 Lumens, M18 Red Li-Ion, Cordless, Octagonal Roll Cage, 222mm | MILWAUKE | MILWAUKEE POWER TOOLS | M18AL0 | Active | 5
23854 | LIGHT UNIT,PORTABLE | Milwaukee LED Area Light, 18V, 1100 Lumens, M18 Red Li-Ion, Cordless, Octagonal Roll Cage, 222mm | C&LTOOL | C&L TOOL CENTRE | MILWTM18AL-0 | Active | 1
23957 | CLIP | Helmet Clip, for LED Safety Helmet Lamp, Pack of 4 | ATOMSUPP | ATOM SUPPLY GROUP P/L | 297089 | Active | 1
23957 | CLIP | Helmet Clip, for LED Safety Helmet Lamp, Pack of 4 | BLKWOODJ | J BLACKWOOD & SONS LIMITED | 03959103/PETZL L360-Z06 | Active | 2
2483329 | CLAMP,ELEC PWR CABLE,SUPPORT | Trefoil, 67-82mm OD Cable, Black Polyamide, Fiberglass Reinforced | INTERENG | INTERTECH ENGINEERING PTY LTD | K-TRI 67-82 | Active | 1
2483329 | CLAMP,ELEC PWR CABLE,SUPPORT | Trefoil, 67-82mm OD Cable, Black Polyamide, Fiberglass Reinforced | KOZ | KOZ PRODUCTS (MANUFACTURER) | KOZ TRI 67-82 | Active | 5
21744 | GRIP,DEADEND | OPGW Conductor Range 14.30 to 14.60mm, Colour Code Black, Left Hand Lay | PLP | PREFORMED LINE PRODUCTS (AUST) | OPGWTS-1430L-EN | Active | 1
2407125 | DAMPER,VIBRATION,TRANSMISSION LINE | Dogbone/Stockbridge Type, for Neptune, Krypton, Opal & Grape Cable, 19/3.25, AAC AAAC ACSR SC/GZ, 15.1 to 18.0mm Clamp Dia Range | PLP | PREFORMED LINE PRODUCTS (AUST) | D-DB05B15SS | Active | 1
2407125 | DAMPER,VIBRATION,TRANSMISSION LINE | Dogbone/Stockbridge Type, for Neptune, Krypton, Opal & Grape Cable, 19/3.25, AAC AAAC ACSR SC/GZ, 15.1 to 18.0mm Clamp Dia Range | DULHUNTY | DULHUNTY POWER (AUST) PTY LTD | 4D20-18.0: KRYPTON | Active | 2
2483477 | LABEL | Durasleeve Wire Marking Insert, 15 x 4mm, Polypropylene, White, BPTDS 15-390 (P3000 Labels) | BRADY | BRADY AUSTRALIA | 19305 | Active | 1
2483485 | HOLDER,CARD-LABEL | Wire Marking Carriers, Size 4-10mm, PVC, Clear, DMC-4/10-15 (P500) | BRADY | BRADY AUSTRALIA | 13258 | Active | 1
2402427 | LADDER,EXTENSION | Fibreglass, 9.4m Fully Extended, ETS RSE02, (32 FT) | LADAMAX | LADAMAX ALUMINIUM PRODUCTS PTY LTD | FXT-EQ32 | Active | 5
104235 | TIE,PREFORMED | Side, Neck Dia 76mm, 7/3.75 AAC & AAAC 6/1/3.75 ACSR 6/1/.161 ACSR/GZ (Imp) Armoured, (scm) (P40) | PLP | PREFORMED LINE PRODUCTS (AUST) | AWST-210A-76 | Active | 1
104239 | TIE,PREFORMED | Side, Neck Dia 76mm, 7/4.75 AAC & AAAC 6/4.75+7/1.60 ACSR, Armoured (scm) (P40) | PLP | PREFORMED LINE PRODUCTS (AUST) | AWST240A76 | Active | 1
104332 | SLEEVE,COMPRESSION | NT, 25mm2/6mm2, Cu, ABC Hex Die A/F 14.0mm2 (scm) | SICAME | SICAME AUSTRALIA PTY LTD | MJPB25-6 | Active | 1
104336 | CLIP,SPRING TENSION | S/Steel, for Spreader Rods, use 4 x per Rod (P400) (scm) | TECONN | TE CONNECTIVITY LTD | ROD-CLIP | Active | 1
104336 | CLIP,SPRING TENSION | S/Steel, for Spreader Rods, use 4 x per Rod (P400) (scm) | PLP | PREFORMED LINE PRODUCTS (AUST) | FGSS-125-B | Active | 2
104337 | SPACER,STRAIGHT | LV Spreader Rod, 3000mm Lg w/o SS Clips, use 4 x Spring Clips IIN104336 per Rod (scm) | PLP | PREFORMED LINE PRODUCTS (AUST) | FGSR-125-3 | Active | 1
104338 | SPACER,STRAIGHT | LV Spreader Rod, 2400mm Lg w/o SS Clips, use 4 x Spring Clips IIN104336 per Rod, (scm) | TECONN | TE CONNECTIVITY LTD | ROD-RW-12/2.7M | Active | 1
104338 | SPACER,STRAIGHT | LV Spreader Rod, 2400mm Lg w/o SS Clips, use 4 x Spring Clips IIN104336 per Rod, (scm) | PLP | PREFORMED LINE PRODUCTS (AUST) | FGSR-125-2.4 | Active | 2
104341 | GUARD | Earth, Made From 25mm OD Heavy Duty Hft Conduit, 2.65m Lg For HV & LV Earth (Not Swer) (P50) (scm) | RMSRVR | RMS (RIVERSLEIGH MANAGEMENT SERVICES) | HFT-H2 | Active | 1
104341 | GUARD | Earth, Made From 25mm OD Heavy Duty Hft Conduit, 2.65m Lg For HV & LV Earth (Not Swer) (P50) (scm) | PLP | PREFORMED LINE PRODUCTS (AUST) | PKGFR02527 | Active | 2
104378 | TIE,PREFORMED | Side, Neck Dia 112mm, 7/2.50 AAC & AAAC 3/4/2.50 ACSR 6/1/2.50 ACSR, Unarmoured (scm) | PLP | PREFORMED LINE PRODUCTS (AUST) | AWST075112 | Active | 1
104418 | SLEEVE,COMPRESSION | FT, 19/2.14mm, Cu, HDBCC Hex Die A/F 13.0mm, Utilux No THCSM3/50, (P50) | TYCOELEC | TYCO ELECTRONICS | THCSM3/1 | Active | 1
104427 | HOLDER,ROLLER | Bracket, for use with ABC Suspension Clamps | PLP | PREFORMED LINE PRODUCTS (AUST) | D-IBSRA | Active | 1
157789 | LINK,COMPRESSION | 120mm2 (37/203) (Utilux CK120) (P20) | TECONN | TE CONNECTIVITY LTD | CK120/20 | Active | 1
157789 | LINK,COMPRESSION | 120mm2 (37/203) (Utilux CK120) (P20) | LEGEND | LEGEND POWER SYSTEMS | CAS120 | Active | 2
157789 | LINK,COMPRESSION | 120mm2 (37/203) (Utilux CK120) (P20) | TYCOELEC | TYCO ELECTRONICS | H1492/20 | Active | 2
158020 | TERMINAL,LUG | Compression, Cu, 16mm2, M10 Bolt Hole, Hex Die A/F 6.3mm (P50) (scm) | TYCOELEC | TYCO ELECTRONICS | H1408A/50 | Active | 1
403638 | ADAPTOR,POLE TO CROSSARM | Gain Block, Al, Flat Face, 150mm, Dwg 01-10-03 (P20) | RMSRVR | RMS (RIVERSLEIGH MANAGEMENT SERVICES) | 403638 | Active | 1
403638 | ADAPTOR,POLE TO CROSSARM | Gain Block, Al, Flat Face, 150mm, Dwg 01-10-03 (P20) | QLDDIECA | QUEENSLAND DIECASTERS | GB150 | Active | 2
403638 | ADAPTOR,POLE TO CROSSARM | Gain Block, Al, Flat Face, 150mm, Dwg 01-10-03 (P20) | TYCOELEC | TYCO ELECTRONICS | GB150 | Active | 2
21854 | CABLE,FIBRE OPTIC | Aerial, 72 Fibres SMOF, ADSS, Short Span (0-250mm), 12.6mm Dia, Drum Dia 1400/840/1065, 4000m Drum | AFLG | AFL GLOBAL | EMM61ELA072BK | Active | 1
21854 | CABLE,FIBRE OPTIC | Aerial, 72 Fibres SMOF, ADSS, Short Span (0-250mm), 12.6mm Dia, Drum Dia 1400/840/1065, 4000m Drum | OPTIMAL | OPTIMAL CABLE SERVICES PTY LTD | EMM61ELA072BK | Active | 2
2429090 | BRUSH,WIRE,SCRATCH | Conductor Cleaning Brush, V Type, S/Steel, Universal & Sunrise Stick Connection, Replaceable Brushes | HASTINGS | HASTINGS (MANUFACTURER) | 10-180 | Active | 1
2429090 | BRUSH,WIRE,SCRATCH | Conductor Cleaning Brush, V Type, S/Steel, Universal & Sunrise Stick Connection, Replaceable Brushes | CHANCE | CHANCE (MANUFACTURER) | M4455-63 | Active | 2
2429108 | BRUSH,WIRE,SCRATCH | Replacement Brushes, S/Steel, for V Type Conductor Cleaning Brushes (Box of 10) | TEN | THE ENERGY NETWORK (AUST) PTY LTD | 10-179 | Active | 1
2429108 | BRUSH,WIRE,SCRATCH | Replacement Brushes, S/Steel, for V Type Conductor Cleaning Brushes (Box of 10) | CHANCE | CHANCE (MANUFACTURER) | M1899 | Active | 5
2429108 | BRUSH,WIRE,SCRATCH | Replacement Brushes, S/Steel, for V Type Conductor Cleaning Brushes (Box of 10) | HASTINGS | HASTINGS (MANUFACTURER) | 10-179 | Active | 5
429068 | GRIP,DEADEND | FT, Helical, for AAC, 7/4.50, Mercury & 7/.173, Wasp (Imp) 13.5mm Conductor Dia, Colour Code Green | PLP | PREFORMED LINE PRODUCTS (AUST) | AFG-135-CL | Active | 1
2481489 | TERMINATION KIT,ELECTRICAL CABLE | Outdoor, 76/132kV, 1C, 1600mm2 Stranded Segmental Milliken WB Cu, XLPE/OF/WBT/ CAS(40kA/0.5Sec)/MDPE, Graphite Coating | BRUGG | BRUGG CABLES (MANUFACTURER) | S1925-4-1600 | Active | 5
2481489 | TERMINATION KIT,ELECTRICAL CABLE | Outdoor, 76/132kV, 1C, 1600mm2 Stranded Segmental Milliken WB Cu, XLPE/OF/WBT/ CAS(40kA/0.5Sec)/MDPE, Graphite Coating | CBLGRID | CABLE GRID AUSTRALIA PTY LTD | CG-2481489-S1925-4 | Active | 1
2481497 | CONNECTOR,ELECTRICAL | Inner Cone Plug, suit Cable 76/132kV, 1C 630mm2 Stranded Compacted Circ WB Al, XLPE/WBT/CAS(25kA/1Sec)/LLDPE/Nyl/MDPE, Graphite Coating u/w Brugg Socket | CBLGRID | CABLE GRID AUSTRALIA PTY LTD | CG-2481497-S1960-4 | Active | 1
2481497 | CONNECTOR,ELECTRICAL | Inner Cone Plug, suit Cable 76/132kV, 1C 630mm2 Stranded Compacted Circ WB Al, XLPE/WBT/CAS(25kA/1Sec)/LLDPE/Nyl/MDPE, Graphite Coating u/w Brugg Socket | BRUGG | BRUGG CABLES (MANUFACTURER) | S1960-4 (630AL1C) | Active | 5
17846 | BRUSH,WIRE,SCRATCH | Conductor Cleaning Brush, V Type, S/Steel, Shotgun Stick Connection, Replaceable Brushes | HASTINGS | HASTINGS (MANUFACTURER) | 10-178 | Active | 1
24187 | DRILL | Milwaukee, 18V Hammer Drill, M18 Fuel Rotary, 3-Mode, Skin Only | MILWAUKE | MILWAUKEE POWER TOOLS | M18FHP-0 | Active | 5
24187 | DRILL | Milwaukee, 18V Hammer Drill, M18 Fuel Rotary, 3-Mode, Skin Only | C&LTOOL | C&L TOOL CENTRE | M18FHP-0 | Active | 1
24718 | STEPLADDER | Fibreglass; 1.2m Double sided; Load rated 150 kg; AS1892.3 | LADAMAX | LADAMAX ALUMINIUM PRODUCTS PTY LTD | FDS042 | Active | 5
24720 | FAN,CIRCULATING | Milwaukee, M18 Jobsite Fan, 18V, Portable, 3-Speed Setting, Skin Only c/w AC Adaptor | C&LTOOL | C&L TOOL CENTRE | MILWTM18AF20 | Active | 1
24720 | FAN,CIRCULATING | Milwaukee, M18 Jobsite Fan, 18V, Portable, 3-Speed Setting, Skin Only c/w AC Adaptor | MILWAUKE | MILWAUKEE POWER TOOLS | M18AF-0 | Active | 5
24720 | FAN,CIRCULATING | Milwaukee, M18 Jobsite Fan, 18V, Portable, 3-Speed Setting, Skin Only c/w AC Adaptor | C&LTOOL | C&L TOOL CENTRE | MILWTM18AF-0 | Active | 2
2451730 | SWITCHGEAR | RMU, 12kV, SafeLink 2 CCC c/w Operating Handle, Mounting Plinth & Outdoor Encl, JTS 06-08-01 | ABBAUST | ABB AUSTRALIA PTY LTD | 5811944 | Active | 5
21178 | GAUGE,PRESSURE | ABB SafeLink & SafeLink 2 Gas Density | ABBAUST | ABB AUSTRALIA PTY LTD | C2592 | Active | 5
404986 | BOX CONNECTOR,ELECTRICAL | Mains, 1Ph Supply Side Cable Range 10 - 35mm2 c/w IPC Consumer Side Cable Range 4 to 35mm2, NON-IPC (P10) (scm) | SICAME | SICAME AUSTRALIA PTY LTD | MCB1/2HAE | Active | 1
406303 | BUCKLE | suit 10mm S/Steel Band (P100) (scm) | LEGEND | LEGEND POWER SYSTEMS | CABBUCKLE9.5 | Active | 1
406303 | BUCKLE | suit 10mm S/Steel Band (P100) (scm) | PLP | PREFORMED LINE PRODUCTS (AUST) | SSSB-10 | Active | 2
409727 | CLAMP,INSULATION PIERCING | Connector, IPC, 6/35mm2 Bi-Metal Main, 4/35mm2 Non-IPC Tap, c/w Stainless Steel Fasteners, QESI 27/97 Item 5 (scm) (P10) | SICAME | SICAME AUSTRALIA PTY LTD | HSC435AE | Active | 1
409732 | CLAMP,CABLE | IPC Connector, Insulated, Multi-Service LV ABC Main, FRP Black Body, Black Id Plate, 35 to 95mm2 Mains, 4 x 6-35mm2 Taps c/w S/Steel Fasteners, Pack of 10 | SICAME | SICAME AUSTRALIA PTY LTD | MSCI/3595XE | Active | 1
411215 | CLAMP,INSULATION PIERCING | Connector, IPC, 35/95mm2 Main, 35/95mm2 Tap, c/w Stainless Steel Fasteners (P20) (scm) | SICAME | SICAME AUSTRALIA PTY LTD | TTD201XFAPE | Active | 1
411223 | CLAMP,CABLE | IPC, Bare Al Main 50-150mm2, Insulated Tap 35-95mm2, LV-ABC | TECONN | TE CONNECTIVITY LTD | P3B120I-BC | Active | 1
411223 | CLAMP,CABLE | IPC, Bare Al Main 50-150mm2, Insulated Tap 35-95mm2, LV-ABC | SICAME | SICAME AUSTRALIA PTY LTD | NTD351AXFAE | Active | 2
413447 | CLAMP,SUSPENSION | Straight-Line, LVABC, Fully Supported, Al Alloy, 2 x 95mm2, 30 to 33mm Dia Circ c/w Insulating Insert Clamp to have Roller Attachment Holes, Pack of 20 | PLP | PREFORMED LINE PRODUCTS (AUST) | D-IBSRC450 | Active | 2
413447 | CLAMP,SUSPENSION | Straight-Line, LVABC, Fully Supported, Al Alloy, 2 x 95mm2, 30 to 33mm Dia Circ c/w Insulating Insert Clamp to have Roller Attachment Holes, Pack of 20 | SICAME | SICAME AUSTRALIA PTY LTD | SC470 | Active | 1
414131 | CLAMP,INSULATION PIERCING | Connector, IPC, 3/14mm Dia Bare Cu Main, 6/35mm2 IPC Tap, ETS 27/97 Item 4 (P12) (scm) | SICAME | SICAME AUSTRALIA PTY LTD | CCW35E | Active | 1
414131 | CLAMP,INSULATION PIERCING | Connector, IPC, 3/14mm Dia Bare Cu Main, 6/35mm2 IPC Tap, ETS 27/97 Item 4 (P12) (scm) | TECONN | TE CONNECTIVITY LTD | P2B100UMK2I | Active | 2
417515 | DAMPER,VIBRATION,TRANSMISSION LINE | Spiral Vibration, 3/4/2.50 ACSR/GZ, 3/4/0.93 ACSR/GZ (Imp), 6/1/2.50 ACSR/GZ Colour Code Blue (P25) (scm) | ACCULEC | ACCULEC PTY LTD (303899) | SVD0635H | Active | 1
417515 | DAMPER,VIBRATION,TRANSMISSION LINE | Spiral Vibration, 3/4/2.50 ACSR/GZ, 3/4/0.93 ACSR/GZ (Imp), 6/1/2.50 ACSR/GZ Colour Code Blue (P25) (scm) | PLP | PREFORMED LINE PRODUCTS (AUST) | SVD-0103 | Active | 2
426146 | FUSEHOLDER,BASE & CARRIER | 415V AC, 160A, 6/95mm2, Service, IPC Terminals, suit HRC DIN Size 00 Fuse Links (Dulmison K292 only) (P24) (scm) | PLP | PREFORMED LINE PRODUCTS (AUST) | D-K292 | Active | 1
429033 | GRIP,DEADEND | FT, Helical, for AAC & AAAC, 7/3.00, Libra & Emerald, 9mm Conductor Dia, Colour Code Red | PLP | PREFORMED LINE PRODUCTS (AUST) | AFG-090-CL | Active | 1
429106 | TERMINATION,PREFORMED | FT, QUINCE, 3/4/1.75 ACSR/GZ (P50) | PLP | PREFORMED LINE PRODUCTS (AUST) | AWFG-053 | Active | 1
429114 | GRIP,DEADEND | FT, Helical, Single Piece, for ACSR/GZ, 3/4/2.50, Raisin, 7.5mm Conductor Dia, Colour Code Blue | TECONN | TE CONNECTIVITY LTD | FSLD0750-5 | Active | 1
429114 | GRIP,DEADEND | FT, Helical, Single Piece, for ACSR/GZ, 3/4/2.50, Raisin, 7.5mm Conductor Dia, Colour Code Blue | PLP | PREFORMED LINE PRODUCTS (AUST) | AWFG-075-X | Active | 2
429149 | GRIP,DEADEND | FT, Helical, Single Piece, for ACSR/GZ, 6/1/3.75, Banana, 11.25mm Conductor Dia, Colour Code Black | PLP | PREFORMED LINE PRODUCTS (AUST) | AWFG-113-X | Active | 1
429157 | GRIP,DEADEND | FT, 6/4.75+7/1.60 ACSR/GZ (Cherry) Colour Code Blue, (scm) (P20) | PLP | PREFORMED LINE PRODUCTS (AUST) | AWFG-143-X | Active | 1
22784 | TURNBUCKLE | Ratchet Turnbuckle, 1.6T WWL, 16mm Thd, 532mm Open & 350mm Closed, suit Inline Links | ACCULEC | ACCULEC PTY LTD (303899) | TBMSUEE | Active | 1
16485 | LADDER,EXTENSION | Fibreglass, 5.5m Fully Extended (18ft), ETS RSE02 | LADAMAX | LADAMAX ALUMINIUM PRODUCTS PTY LTD | FXT-EQ17 | Active | 5
2483808 | SHEETING,REFLECTIVE | Traffic Sign Blanking Plate, Roll-up, 600 x 600mm, Retroreflective Yellow, Hard Velcro Backed, 4 Corner Eyelets | REFLEFAB | REFLECT FABRICS PTY LTD | EXSC6060YB | Active | 1
2483808 | SHEETING,REFLECTIVE | Traffic Sign Blanking Plate, Roll-up, 600 x 600mm, Retroreflective Yellow, Hard Velcro Backed, 4 Corner Eyelets | REFLEFAB | REFLECT FABRICS PTY LTD | EXSCAAAAAA | Active | 2
2455319 | PROTECTOR,HEARING | Ear Plugs, Disposable, Corded, 26dB Min Rating, Class 5 (P100) | ATOMSUPP | ATOM SUPPLY GROUP P/L | 90098044 | Active | 1
2455319 | PROTECTOR,HEARING | Ear Plugs, Disposable, Corded, 26dB Min Rating, Class 5 (P100) | BLKWOODJ | J BLACKWOOD & SONS LIMITED | 6479982 | Active | 2
2455335 | PROTECTOR,HEARING | Ear Plugs, Disposable, Corded, Easy Removal Handles, 22dB Min Rating, Class 4 (P50) | BLKWOODJ | J BLACKWOOD & SONS LIMITED | 1498507 | Active | 1
2455335 | PROTECTOR,HEARING | Ear Plugs, Disposable, Corded, Easy Removal Handles, 22dB Min Rating, Class 4 (P50) | UVEX | UVEX SAFETY GROUP | UVEX-XA-CD | Active | 2
2479327 | PROTECTOR,HEARING | Ear Plugs, Disposable, Uncorded, 29 dB Min Rating, Class 5 (P200) | ATOMSUPP | ATOM SUPPLY GROUP P/L | 30000613 | Active | 1
2479327 | PROTECTOR,HEARING | Ear Plugs, Disposable, Uncorded, 29 dB Min Rating, Class 5 (P200) | MOLDEX | MOLDEX-METRIC | 6604 | Active | 5
24986 | BATTERY,STORAGE | 12V, 3.0Ah, Compact M12 Red Li-Ion, for Milwaukee Tools | MILWAUKE | MILWAUKEE POWER TOOLS | M12B3 | Active | 5
24986 | BATTERY,STORAGE | 12V, 3.0Ah, Compact M12 Red Li-Ion, for Milwaukee Tools | C&LTOOL | C&L TOOL CENTRE | MILWAM12B3 | Active | 1
25114 | WRENCH,IMPACT | Milwaukee, M18 Fuel, Small 155mm, 1/2" Friction Ring Anvil, 18V, Powerstate Brushless Motor, 4-Mode Drive Control, Skin Only | C&LTOOL | C&L TOOL CENTRE | MILWTM18FIW2F12-0 | Active | 1
25114 | WRENCH,IMPACT | Milwaukee, M18 Fuel, Small 155mm, 1/2" Friction Ring Anvil, 18V, Powerstate Brushless Motor, 4-Mode Drive Control, Skin Only | MILWAUKE | MILWAUKEE POWER TOOLS | M18FIW2F12-0 | Active | 5
25424 | DUST GUARD,SPECTACLE | Helios Clip-on/off Dust Guard, EVA Closed Cell Foam, Protect against Dust & Flying Particles, suit Helios Safety Glasses Range | PROTECTA | PROTECTA-VISION AUSTRALIA | SX915DG | Active | 2
25424 | DUST GUARD,SPECTACLE | Helios Clip-on/off Dust Guard, EVA Closed Cell Foam, Protect against Dust & Flying Particles, suit Helios Safety Glasses Range | ATOMSUPP | ATOM SUPPLY GROUP P/L | 248942 | Active | 1
25467 | SAFETY DEVICE,PERSONNEL SECURING | SALA Nano-Lok LE Twin Leg Lifeline, 2.4m x 20mm Kevlar/Dyneema Webbing, Self Retracting c/w Scaffold Hooks & Quick Connector for Harness Mounting, | HGHTDYNM | HEIGHT DYNAMICS | HD 3101640 | Active | 2
25467 | SAFETY DEVICE,PERSONNEL SECURING | SALA Nano-Lok LE Twin Leg Lifeline, 2.4m x 20mm Kevlar/Dyneema Webbing, Self Retracting c/w Scaffold Hooks & Quick Connector for Harness Mounting, | HGHTDYNM | HEIGHT DYNAMICS | 3101640 | Active | 1
25536 | INSECT REPELLENT,PERSONAL | Bushmans; Aerosol 150g; 20% Deet; 7 hours effective protection | ATOMSUPP | ATOM SUPPLY GROUP P/L | 88891588 | Active | 2
25536 | INSECT REPELLENT,PERSONAL | Bushmans; Aerosol 150g; 20% Deet; 7 hours effective protection | ALPHAFAS | ALPHA FIRST AID SUPPLIES | 99879 | Active | 1
25551 | INSECT REPELLENT,PERSONAL | RID Antiseptic Repellent; 100ml Lotion Pump-16% DEET;4 hours effective protection | ATOMSUPP | ATOM SUPPLY GROUP P/L | PRO-009788 | Active | 2
25551 | INSECT REPELLENT,PERSONAL | RID Antiseptic Repellent; 100ml Lotion Pump-16% DEET;4 hours effective protection | ALPHAFAS | ALPHA FIRST AID SUPPLIES | 347 | Active | 1
25551 | INSECT REPELLENT,PERSONAL | RID Antiseptic Repellent; 100ml Lotion Pump-16% DEET;4 hours effective protection | ATOMSUPP | ATOM SUPPLY GROUP P/L | 403321 | Active | 2
25562 | INSECT REPELLENT,PERSONAL | RID, Tropical Strength, Antispectic, Bite Protection, Repels + Protects, 150g Spray, 8hrs Protection | ALPHAFAS | ALPHA FIRST AID SUPPLIES | 320020 | Active | 1
25562 | INSECT REPELLENT,PERSONAL | RID, Tropical Strength, Antispectic, Bite Protection, Repels + Protects, 150g Spray, 8hrs Protection | ATOMSUPP | ATOM SUPPLY GROUP P/L | 417166 | Active | 2
2480655 | SWITCHBOARD,POWER | Feeder Switchgear Unit, 24kV, 630A, 25kA, 1250A Bus Metal Encl Fixed Switchgear & Control Gear Assy c/w 110V DC Aux Supply, incl CTs for Feeder | TAMCO | TAMCO SWITCHGEAR (MANUFACTURER) | 22000 | Active | 1
2480655 | SWITCHBOARD,POWER | Feeder Switchgear Unit, 24kV, 630A, 25kA, 1250A Bus Metal Encl Fixed Switchgear & Control Gear Assy c/w 110V DC Aux Supply, incl CTs for Feeder | TAMCO | TAMCO SWITCHGEAR (MANUFACTURER) | T1-GV3N630FDR | Active | 5
2483881 | RELAY,ELECTROMAGNETIC | 24V DC Input, 1 N/O Contact, Assembled Relay Module, Push-in Connection c/w Relay Base, Ejector & Multi-layer Gold Contact Relay (Pack of 10, MOQ 10) | PHOENIX | PHOENIX CONTACT PTY LTD | 2903359 | Active | 1
21736 | CLOTH,CLEANING | Disposable, Solvent Impregnated, Degreasing Wipe, for Cleaning EHV Cable 150 Wipes per Bucket | PENTA | PENTA AUST (TMAC THEW & MCCANN/HYLEC) | PA22383 | Active | 1
21736 | CLOTH,CLEANING | Disposable, Solvent Impregnated, Degreasing Wipe, for Cleaning EHV Cable 150 Wipes per Bucket | HYLEC | HYLEC ENERGY SOLUTIONS | 67159 | Active | 2
22825 | RANGE FINDER,LASER | Nikon Forestry Pro II, Three-Point Measurement System, 6 x Magnification, Back-Lit External Display, Max Range: 7.5-1600m, CR2 LI Battery | AMPLITUD | AMPLITUDE PTY LTD (396777) | BKA094YA | Active | 1
2466746 | BIT,AUGER | Impact, 18mm Dia, 610mm OAL, Steel, Ring Twist Pattern, 11mm Hex Shank, Quick Release | LEGEND | LEGEND POWER SYSTEMS | MSS-1116L | Active | 1
2466746 | BIT,AUGER | Impact, 18mm Dia, 610mm OAL, Steel, Ring Twist Pattern, 11mm Hex Shank, Quick Release | SPECFORC | SPECIALISED FORCE PTY LTD | STMSF818600 | Active | 2
2484756 | SWITCHBOARD,POWER | 48V DC Main & Dist Board, 36 Pole on 1 x 36 Pole Chassis, Indoor, 125V, 100A, Form 3b/2bi, 2kA, IP51, Main Section c/w 1 x Charger 100A MCCB, 2 x Battery | WEBER | WEBER SOUTH PACIFIC PTY LTD | DE8520028-M113 | Active | 1
2484822 | SWITCHBOARD,POWER | DC Dist Board, Indoor, 125V, 100A, Form 2bi, 2kA, IP51, 60 Pole Chassis c/w 2 x Supply 160A LBS, 30 x 2 Pole CBs on 1 x 60 Pole Chassis for Dist Circuits, | WEBER | WEBER SOUTH PACIFIC PTY LTD | DE6010025-M102 | Active | 1
2466282 | CABLE,POWER,ELECTRICAL | Control, 0.6/1kV, 10C x 2.5mm2 (7/0.67) Cu, X-HF-90 Insulated/HFS-90-TP Bedded/ DBT/HFS-90-TP Sheath, 250m Wood Drum, JTS 04-05-02 | MIDLAND | MIDLAND METALS OVERSEAS PTE LTD | MMO-10X2.5 CU XHF HFS DBT HFS | Active | 1
6076 | BRACKET,INSULATOR | Suspension/Angle Type, Galvanised Steel Suspension Style, LV Reel Insulator to Pole, 100mm x 86mm, 2 X 18mm Dia Holes | HAYMANS | HAYMANS ELECTRICAL | 6076 | Active | 1
2484889 | CIRCUIT BREAKER | 1600A, 42kA/1Sec, ACB Upgde, Sentron 3WL, ETU76B c/w COM35 | SIEMENS | SIEMENS LTD | 3WL1116-2NB62-1GA2 | Active | 1
2484889 | CIRCUIT BREAKER | 1600A, 42kA/1Sec, ACB Upgde, Sentron 3WL, ETU76B c/w COM35 | WEBER | WEBER SOUTH PACIFIC PTY LTD | SIE-1600ETU76B | Active | 2
2484897 | CIRCUIT BREAKER | 3200A, 65kA/1Sec, ACB Std, Sentron 3WL, ETU45B | SIEMENS | SIEMENS LTD | 3WL1232-2FB62-1AA2-Z | Active | 1
2484897 | CIRCUIT BREAKER | 3200A, 65kA/1Sec, ACB Std, Sentron 3WL, ETU45B | WEBER | WEBER SOUTH PACIFIC PTY LTD | SIE-3200ETU45B | Active | 2
2481588 | MODULE | MD100m Digital Input Module, 16 Channels, 2 Sets of 8 x DI, 5V DC Range, each Set Isolated | CGI | CGI TECHNOLOGIES & SOLUTIONS P/L | MD100M-DI-2 | Active | 1
2474773 | TERMINAL,LUG | Flat Blade, 4 x 13mm Dia, 5.5mm Wire, Yellow, Double Grip, Pack of 50 | CABAC | CABAC (MANUFACTURER) | FB5.5-4DG | Active | 5
2474724 | TERMINAL,LUG | Ring Terminal, 3mm Stud, 1.25mm Wire, Red, Double Grip, Pack of 100 | CABAC | CABAC (MANUFACTURER) | RT1.25-3DG | Active | 5
21743 | CLAMP,SUSPENSION,ELEC CONDUCTOR | Suspension Single, Colour Code Black, suit 14.36 to 14.55mm OPGW Conductor Range, Left Hand Lay | TECONN | TE CONNECTIVITY LTD | HSC-1379 | Active | 1
21743 | CLAMP,SUSPENSION,ELEC CONDUCTOR | Suspension Single, Colour Code Black, suit 14.36 to 14.55mm OPGW Conductor Range, Left Hand Lay | PLP | PREFORMED LINE PRODUCTS (AUST) | OPGWSS-1436LC-EN | Active | 2
23974 | SPLICE,CONDUCTOR | Mechanical Shear Head Bolt, 44.4kN, 800A, Cable Range 11-18.8mm Dia, suit AAC/AAAC/ACSR, Box of 1 (scm) | SICAME | SICAME AUSTRALIA PTY LTD | MTRS11-18 | Active | 1
30066 | EARTHING STIRRUP | Transverse Double, suit Sulphur 61/3.75 AAAC | PLP | PREFORMED LINE PRODUCTS (AUST) | ESTD-338-125 | Active | 1
104160 | LINK,COMPRESSION | 185mm2, Cu, Hex Die A/F 20.0mm (scm) (P20) | TECONN | TE CONNECTIVITY LTD | CK185/1 | Active | 1
104160 | LINK,COMPRESSION | 185mm2, Cu, Hex Die A/F 20.0mm (scm) (P20) | TYCOELEC | TYCO ELECTRONICS | H1494/20 | Active | 2
104191 | TIE,PREFORMED | Top, Neck Dia 76mm, 19/3.75 AAC, Pluto Armoured, (scm) (P50) | PLP | PREFORMED LINE PRODUCTS (AUST) | AWDT-290A-76T | Active | 1
104193 | SUPPORT,ELECTRICAL CABLE | Clamp, 30-110mm Dia c/w 2 x 13mm Holes, 95mm Centres with Centreline Parallel to Cable Axis, ETS 2009/0164/T (scm) | TYCOELEC | TYCO ELECTRONICS | CBH30-110/1 | Active | 1
104195 | DAMPER,VIBRATION,TRANSMISSION LINE | Spiral Vibration, 19/3.75 AAC, Pluto, Colour Code Green (P8) (scm) | ACCULEC | ACCULEC PTY LTD (303899) | SVD1432H | Active | 1
104195 | DAMPER,VIBRATION,TRANSMISSION LINE | Spiral Vibration, 19/3.75 AAC, Pluto, Colour Code Green (P8) (scm) | PLP | PREFORMED LINE PRODUCTS (AUST) | SVD-0106 | Active | 2
104206 | LINK,COMPRESSION | Reducing, Cu, 70mm2/35mm2, Cu, Hex Die A/F 11.5mm/9.2mm (scm) | TYCOELEC | TYCO ELECTRONICS | CKR7035/1 | Active | 1
104221 | TIE,PREFORMED | Side, Neck Dia 76mm, 19/3.75 AAC, Pluto Armoured (P40) (scm) | PLP | PREFORMED LINE PRODUCTS (AUST) | AWST290A76T | Active | 1
104223 | TIE,PREFORMED | Side, Neck Dia 76mm, 19/3.75 AAC, Pluto Unarmoured, (scm) (P40) | PLP | PREFORMED LINE PRODUCTS (AUST) | AWST-180-76 | Active | 1
104224 | TIE,PREFORMED | Side, Neck Dia 112mm, 3/2.75 SC/AC Armoured, (scm) (P50) | PLP | PREFORMED LINE PRODUCTS (AUST) | AWST-102A-112 | Active | 1
104225 | TIE,PREFORMED | Side, Neck Dia 76mm, 3/2.75 SC/AC Armoured, (scm) (P50) | TECONN | TE CONNECTIVITY LTD | ST-0549/76P | Active | 1
104225 | TIE,PREFORMED | Side, Neck Dia 76mm, 3/2.75 SC/AC Armoured, (scm) (P50) | PLP | PREFORMED LINE PRODUCTS (AUST) | AWST102A76 | Active | 2
2457877 | BATTERY,STORAGE | 48V, 125Ah, Dual String, 8 x FXH100-12S VRLA Monoblocs w/out Rack, Subs Standby Battery Bank, Contract 10591, Item 10a | CENTURY | CENTURY YUASA BATTERIES PTY LTD | 313122-ITEM 3C | Active | 1
2457919 | BATTERY,STORAGE | 48V, 1000Ah, Dual String, 48 x UXL550-2 VRLA Monoblocs w/out Rack, Subs Standby Battery Bank, Contract 10591, Item 14a | CENTURY | CENTURY YUASA BATTERIES PTY LTD | 341263 | Active | 1
2457968 | BATTERY,STORAGE | 125V, 180Ah, Dual String, 38 x UXH100-6 VRLA Monoblocs c/w Rack, Subs Standby Battery Bank, Contract 10591, Item 2b | CENTURY | CENTURY YUASA BATTERIES PTY LTD | 341274 | Active | 1
2458016 | BATTERY,STORAGE | 110V, 224Ah, Dual String, 36 x UXH125-6 VRLA Monoblocs c/w Rack, Subs Standby Battery Bank, Contract 10591, Item 7b | CENTURY | CENTURY YUASA BATTERIES PTY LTD | 341279 | Active | 1
2458040 | BATTERY,STORAGE | 48V, 125Ah, Dual String, 8 x FXH100-12S VRLA Monoblocs c/w Rack, Subs Standby Battery Bank, Contract 10591, Item 10b | CENTURY | CENTURY YUASA BATTERIES PTY LTD | 313122-ITEM 3C+R | Active | 1
2458073 | BATTERY,STORAGE | 48V, 500Ah, Dual String, 48 x UXL330-2 VRLA Monoblocs c/w Rack, Subs Standby Battery Bank, Contract 10591, Item 13b | CENTURY | CENTURY YUASA BATTERIES PTY LTD | 341285 | Active | 1
2458115 | BATTERY,STORAGE | 110V, 90Ah, Dual String, 18 x UXH50-12 VRLA Monoblocs c/w Enclosed Rack, Subs Standby Battery Bank, Contract 10591, Item 4c | CENTURY | CENTURY YUASA BATTERIES PTY LTD | 341296 | Active | 1
2458156 | BATTERY,STORAGE | 48V, 90Ah, Dual String, 8 x UXH50-12 VRLA Monoblocs c/w Enclosed Rack, Subs Standby Battery Bank, Contract 10591, Item 9c | CENTURY | CENTURY YUASA BATTERIES PTY LTD | 341236 | Active | 1
2458164 | BATTERY,STORAGE | 48V, 224Ah, Dual String, 16 x UXH125-6 VRLA Monoblocs c/w Enclosed Rack, Subs Standby Battery Bank, Contract 10591, Item 12c | CENTURY | CENTURY YUASA BATTERIES PTY LTD | 341301 | Active | 1
104449 | WRENCH | Drive End, 200mm Lg, for 38mm (1.5") Swamp Anchor, Rated at 10000 Lbf.ft | TEN | THE ENERGY NETWORK (AUST) PTY LTD | C303-0020 | Active | 2
104449 | WRENCH | Drive End, 200mm Lg, for 38mm (1.5") Swamp Anchor, Rated at 10000 Lbf.ft | CHANCE | CHANCE (MANUFACTURER) | C303-0020 | Active | 1
104449 | WRENCH | Drive End, 200mm Lg, for 38mm (1.5") Swamp Anchor, Rated at 10000 Lbf.ft | BRITECH | BRI-TECH PTY LTD | C303-0020 | Active | 2
104448 | WRENCH | Drive End, 2133mm Lg (7ft), Rated at 10000 Lbf.ft | AMPLITUD | AMPLITUDE PTY LTD (396777) | SAE09639 | Active | 1
104448 | WRENCH | Drive End, 2133mm Lg (7ft), Rated at 10000 Lbf.ft | TEN | THE ENERGY NETWORK (AUST) PTY LTD | C1021583 | Active | 2
104448 | WRENCH | Drive End, 2133mm Lg (7ft), Rated at 10000 Lbf.ft | BRITECH | BRI-TECH PTY LTD | C1021583 | Active | 2
104474 | STRIPPER,CABLE,HAND | Square Cut Bushing 50mm2 ABC to suit Ripley 2 x 2 Cable End Stripper (IIN2402357) | AMPLITUD | AMPLITUDE PTY LTD (396777) | 47550 | Active | 1
104474 | STRIPPER,CABLE,HAND | Square Cut Bushing 50mm2 ABC to suit Ripley 2 x 2 Cable End Stripper (IIN2402357) | THEWMCCA | TMAC THEW & MCCANN GROUP | TM10022 | Active | 2
104504 | CRIMPING TOOL,HYDRAULIC | Hand Operated, 12 Tonne | SPECFORC | SPECIALISED FORCE PTY LTD | EP431 | Active | 1
104578 | GRIP,CABLE,WOVEN | Sock, Cable Pulling, to suit 3 x 35mm2 Triplex U/G Cable, 40-55 Dia, Max Tension 35kN, 2 Ply, Galv Strands, Alloy Ferrule, Soft Eye (scm) | AMPLITUD | AMPLITUDE PTY LTD (396777) | CT20 | Active | 1
104578 | GRIP,CABLE,WOVEN | Sock, Cable Pulling, to suit 3 x 35mm2 Triplex U/G Cable, 40-55 Dia, Max Tension 35kN, 2 Ply, Galv Strands, Alloy Ferrule, Soft Eye (scm) | TYCOELEC | TYCO ELECTRONICS | MGC1040 | Active | 2
104618 | BLADE SET,CABLE STRIPPER | suit Cable Outer Sheath IR Cutter | PLP | PREFORMED LINE PRODUCTS (AUST) | IBST5024B | Active | 2
104618 | BLADE SET,CABLE STRIPPER | suit Cable Outer Sheath IR Cutter | TEN | THE ENERGY NETWORK (AUST) PTY LTD | IBST5024B | Active | 1
104618 | BLADE SET,CABLE STRIPPER | suit Cable Outer Sheath IR Cutter | TYCOELEC | TYCO ELECTRONICS | IBST5024B | Active | 2
104621 | DIE,COMPRESSION | Hex Crimp, 14mm A/F, suit Cu Screen, for Triplex Cable | TECONN | TE CONNECTIVITY LTD | 38-140CU/1 | Active | 1
104621 | DIE,COMPRESSION | Hex Crimp, 14mm A/F, suit Cu Screen, for Triplex Cable | TEN | THE ENERGY NETWORK (AUST) PTY LTD | K12-CS14 | Active | 2
104655 | SLING | Round, 1000mm, Effective 2000kg SWL, Out Of Green Polyester, Round Slings Synthetic Fibre, to AS4497.2 | AMPLITUD | AMPLITUDE PTY LTD (396777) | 900210 | Active | 1
104655 | SLING | Round, 1000mm, Effective 2000kg SWL, Out Of Green Polyester, Round Slings Synthetic Fibre, to AS4497.2 | ROBLIFT | ROBERTSONS LIFTING & RIGGING PTY LTD | MRS2000X1 | Active | 2
104775 | MULTIMETER | Clamp, Digital, Voltage, Current, Min of Cat III 600V, ETS RSE04 | YOKOGAWA | YOKOGAWA AUSTRALIA PTY LTD | CL150 | Active | 2
104775 | MULTIMETER | Clamp, Digital, Voltage, Current, Min of Cat III 600V, ETS RSE04 | RTE | RAPID-TECH EQUIPMENT PTY LTD | CL150 | Active | 1
104779 | SHADE BRIM,SAFETY HELMET | Snap Brim, Plastic, for Sun Protection, White Only, suit Protector 43 Safety Caps | ATOMSUPP | ATOM SUPPLY GROUP P/L | 79903070 | Active | 1
104779 | SHADE BRIM,SAFETY HELMET | Snap Brim, Plastic, for Sun Protection, White Only, suit Protector 43 Safety Caps | SNAPBRIM | SNAP BRIM (MANUFACTURER) | HC600 | Active | 5
104779 | SHADE BRIM,SAFETY HELMET | Snap Brim, Plastic, for Sun Protection, White Only, suit Protector 43 Safety Caps | BUNZL | BUNZL LIMITED | FRSNAPBRMWG1003 | Active | 2
104779 | SHADE BRIM,SAFETY HELMET | Snap Brim, Plastic, for Sun Protection, White Only, suit Protector 43 Safety Caps | ATOMSUPP | ATOM SUPPLY GROUP P/L | FRSNAPBRMWG1003 | Active | 2
105003 | METER | Digital Earth Resistance Tester, LCD, IP67 Rated, 0-2000 OHM | KYORITSU | KYORITSU (MANUFACTURER) | 4105DL-H | Active | 1
105003 | METER | Digital Earth Resistance Tester, LCD, IP67 Rated, 0-2000 OHM | YOKOGAWA | YOKOGAWA AUSTRALIA PTY LTD | YO EY200 | Active | 2
105016 | DETECTOR,VOLTAGE | HV Tester, 11/66kV, Indoor/Outdoor Kit, Audible/Visual Indication, Universal Sunrise Fitting in Carry Case c/w Full Range of Adapters, ETS RSE04 | HYLEC | HYLEC ENERGY SOLUTIONS | IDKCTAG200EMR1166 | Active | 2
105016 | DETECTOR,VOLTAGE | HV Tester, 11/66kV, Indoor/Outdoor Kit, Audible/Visual Indication, Universal Sunrise Fitting in Carry Case c/w Full Range of Adapters, ETS RSE04 | HYLEC | HYLEC ENERGY SOLUTIONS | IDKCTAG200MR1166Q | Active | 1
105026 | INSULATION,ELEC COND | Tiger Tail 2.5m Lg, Regular, Red & Black Stripe, Class 1, 650V, HDPE Insulating Barrier, 35mm ID Nom, Protective Cover for LV Conductor, Compliant to AS4202 | BALMORAL | BALMORAL ENGINEERING PTY LTD | DB35ARB | Active | 5
23941 | LINK,INLINE | Temp 11kV, 600A Continous, Flathooks, Link Only, w/o Arc Chute, Hardware or Turnbuckle | ACCULEC | ACCULEC PTY LTD (303899) | ALTD06200RH | Active | 1
2483170 | EARTHING STIRRUP | Substation Earthing, suit 50.8mm OD Cu Pipe, Natural Finish | FULTON | FULTON INDUSTRIES AUSTRALIA P/L | ESTC-51 | Active | 1
2484905 | CIRCUIT BREAKER | 3200A, 65kA/1Sec, ACB Upgde, Sentron 3WL, ETU76B c/w COM35 | SIEMENS | SIEMENS LTD | 3WL1232-2NB62-1GA2 | Active | 1
2484905 | CIRCUIT BREAKER | 3200A, 65kA/1Sec, ACB Upgde, Sentron 3WL, ETU76B c/w COM35 | WEBER | WEBER SOUTH PACIFIC PTY LTD | SIE-3200ETU76B | Active | 2
2484921 | CIRCUIT BREAKER SUBASSEMBLY | Arc Fault Protection System, VAMP 221, Central Unit | SCHNEIDR | SCHNEIDER PTY LTD (MANUFACTURER) | V2213A3AAA 12LSE VA1A6 VX002-5 | Active | 1
2484921 | CIRCUIT BREAKER SUBASSEMBLY | Arc Fault Protection System, VAMP 221, Central Unit | WEBER | WEBER SOUTH PACIFIC PTY LTD | MF135243EQ01-K2 | Active | 2
2484954 | CIRCUIT BREAKER SUBASSEMBLY | 3WL, Zone Selective Interlock Module | SIEMENS | SIEMENS LTD | 3WL9111-0AT2 | Active | 1
2484954 | CIRCUIT BREAKER SUBASSEMBLY | 3WL, Zone Selective Interlock Module | WEBER | WEBER SOUTH PACIFIC PTY LTD | SIE-3WL9111-0AT2 | Active | 2
2484962 | CIRCUIT BREAKER SUBASSEMBLY | 240V AC, 24V DC 5A Power Supply | PHOENIX | PHOENIX CONTACT PTY LTD | 2904600 | Active | 1
2484962 | CIRCUIT BREAKER SUBASSEMBLY | 240V AC, 24V DC 5A Power Supply | WEBER | WEBER SOUTH PACIFIC PTY LTD | PHO-2904600 | Active | 2
2484988 | COVER,TERMINAL | Vertigroup VS3, for Bottom Connect 630A Fuse Switch | WEBER | WEBER SOUTH PACIFIC PTY LTD | 36435.001 | Active | 1
2484988 | COVER,TERMINAL | Vertigroup VS3, for Bottom Connect 630A Fuse Switch | WEBER | WEBER SOUTH PACIFIC PTY LTD | EFE-36435.0010 | Active | 2
2484996 | LINK | Vertigroup VS3, 1250A Solid Link | WEBER | WEBER SOUTH PACIFIC PTY LTD | CSK3 | Active | 1
2485001 | COVER,TERMINAL | Vertigroup VS3, for Double Ganged Fuse Switch, for Bottom Connect 1260A Fuse Switch | WEBER | WEBER SOUTH PACIFIC PTY LTD | V-KU/O2000E | Active | 1
2485019 | ACCESSORY KIT,ELEC EQUIP | Feeder Parallel Connection Kit, Vertigroup VS3, for joining 2 x 630A Switch Fuses c/w 3 x Connection Tags, Cover, Handle Connect Bar, Bolt Pack, | WEBER | WEBER SOUTH PACIFIC PTY LTD | V-BK1P | Active | 1
2485027 | ACCESSORY KIT,ELEC EQUIP | Feeder Parallel Connection Kit, Vertigroup VS3, for 2 x 300mm2 Cables c/w 3 x Connection Tags, Cover, Bolt Pack | WEBER | WEBER SOUTH PACIFIC PTY LTD | V-TSKIT | Active | 1
2485035 | SWITCH,FUSED | LV Circuit, 630A, 3 Pole, Vertigroup VS3, Bottom Connect c/w 630A Fuse Switch, Cable Connection Kit for 2 x 240mm2 Cables | WEBER | WEBER SOUTH PACIFIC PTY LTD | VS31000BP-003 | Active | 1
2485043 | SWITCH,FUSED | LV Circuit, 1260A, 3 Pole, Vertigroup VS3, Bottom Connect c/w 2 x 630A Fuse Switches, Cable Connection Kit for 3 x 300mm2 Cables | WEBER | WEBER SOUTH PACIFIC PTY LTD | VS32000BP-004 | Active | 1
2430221 | CONNECTOR ELBOW | Set of 3, 630A, Bolted, suit 22kV 1 Core 185mm2 Al XLPE Cable, (scm) | TECONN | TE CONNECTIVITY LTD | RSTI-ERG52 | Active | 1
104226 | TIE,PREFORMED | Side, Neck Dia 112mm, 3/2.75 SC/GZ 3/12 Steel, Armoured, (scm) (P50) | PLP | PREFORMED LINE PRODUCTS (AUST) | GST-102A-112 | Active | 1
104227 | TIE,PREFORMED | Side, Neck Dia 76mm, 3/2.75 SC/GZ 3/12 Steel, Armoured, (scm) (P50) | PLP | PREFORMED LINE PRODUCTS (AUST) | GST102A76 | Active | 1
104229 | TIE,PREFORMED | Side, Neck Dia 76mm, 7/2.50 AAC & AAAC 3/4/2.50 ACSR 6/1/2.50 ACSR, Armoured (scm) (P50) | PLP | PREFORMED LINE PRODUCTS (AUST) | AWST-140A-76 | Active | 1
104232 | TIE,PREFORMED | Side, Neck Dia 112mm, 7/3.00 AAC, Libra Unarmoured, (scm) (P50) | PLP | PREFORMED LINE PRODUCTS (AUST) | AWST090112 | Active | 1
429173 | GRIP,DEADEND | FT, 6/1/3.00 ACSR/GZ (Apple) 4/3/3.00 ACSR/GZ, (Sultana) Colour Code Red (scm) (P25) | PLP | PREFORMED LINE PRODUCTS (AUST) | AWFG-090-X | Active | 1
429203 | GRIP,DEADEND | FT, Helical, for HDBC, 7/1.75, (7/.064 Imp), 5.25mm Conductor Dia, Colour Code Purple | PLP | PREFORMED LINE PRODUCTS (AUST) | CFG-0525 | Active | 1
430228 | TERMINATION,PREFORMED | FT, 7/2.75 SC/GZ, "GUY LOK" | TECONN | TE CONNECTIVITY LTD | FGG0790-0830 | Active | 1
430228 | TERMINATION,PREFORMED | FT, 7/2.75 SC/GZ, "GUY LOK" | PLP | PREFORMED LINE PRODUCTS (AUST) | GSC083 | Active | 2
431534 | GUARD | Earth Made From 20mm Heavy Duty Hft Conduit 2.65m L for HV & LV Earth (Not Swer) (P500) (scm) | TYCOELEC | TYCO ELECTRONICS | EG265020 | Active | 2
431534 | GUARD | Earth Made From 20mm Heavy Duty Hft Conduit 2.65m L for HV & LV Earth (Not Swer) (P500) (scm) | PLP | PREFORMED LINE PRODUCTS (AUST) | D-EG265020 | Active | 1
431593 | GUARD | Stay, Aluminium Tube Deburred, 32mm OD x 1.6mm Thick x 2.40m Long, Powder Coated Pearl White (scm) (P215) | RMSPROD | RMS PRODUCTS (RELAY MONITORING SYSTEMS) | 431593 | Active | 2
431593 | GUARD | Stay, Aluminium Tube Deburred, 32mm OD x 1.6mm Thick x 2.40m Long, Powder Coated Pearl White (scm) (P215) | RMSRVR | RMS (RIVERSLEIGH MANAGEMENT SERVICES) | 431593 | Active | 1
447021 | TERMINAL,LUG | Compression, Bi-Metal, Cu Palm, 25mm2, M10 Bolt Hole, Hex Die A/F 14.0mm, ABC (P10) (scm) | SICAME | SICAME AUSTRALIA PTY LTD | CPTAU25 | Active | 2
447021 | TERMINAL,LUG | Compression, Bi-Metal, Cu Palm, 25mm2, M10 Bolt Hole, Hex Die A/F 14.0mm, ABC (P10) (scm) | LEGEND | LEGEND POWER SYSTEMS | BMABC25-10 | Active | 1
468357 | PROTECTOR,ELECTRICAL CABLE | Armour Rod, Greyling (Imp) 6/1/2.50 ACSR Blue (P50) (scm) | PLP | PREFORMED LINE PRODUCTS (AUST) | AAR-075 | Active | 1
474602 | SLEEVE,COMPRESSION | FT, AAC 7/3.00 Libra, 7/0.110" Ladybird, 7/0.188" Grub, Hex Die 17.3mm A/F, Al (scm) | TYCOELEC | TYCO ELECTRONICS | FT44A/1 | Active | 1
474602 | SLEEVE,COMPRESSION | FT, AAC 7/3.00 Libra, 7/0.110" Ladybird, 7/0.188" Grub, Hex Die 17.3mm A/F, Al (scm) | LEGEND | LEGEND POWER SYSTEMS | AFT44A | Active | 2
474618 | SLEEVE,COMPRESSION | NT, 7/4.75, AL, AAC & AAAC 6/4.75+7/1.60 ACSR,7/4.50 AAC, Hex Die A/F 22.0mm (scm) (P1) | TYCOELEC | TYCO ELECTRONICS | NT61/1 | Active | 1
474651 | SLEEVE,COMPRESSION | FT, 7/4.75, AAAC, Iodine, Hex Die A/F 22.0mm (scm) | PLP | PREFORMED LINE PRODUCTS (AUST) | CMFT61A | Active | 1
474651 | SLEEVE,COMPRESSION | FT, 7/4.75, AAAC, Iodine, Hex Die A/F 22.0mm (scm) | TYCOELEC | TYCO ELECTRONICS | FT61R/1 | Active | 2
23914 | LINK,INLINE | Temp 11kV, 600A Continous, Full assembly Flathooks, Ratchet Turnbuckle, Clevis & Shackles, w/o Arc Chute | ACCULEC | ACCULEC PTY LTD (303899) | ALTDCSN_ARCEX | Active | 1
2481471 | TERMINATION KIT,ELECTRICAL CABLE | Outdoor, 76/132kV, 1C, 1200mm2 Stranded Segmental Milliken WB Cu, XLPE/OF/WBT/ CorrCu Sheath(40kA/0.5Sec)/MDPE, Graphite Coating | BRUGG | BRUGG CABLES (MANUFACTURER) | S1925-4-1200-OF-CU | Active | 5
2481471 | TERMINATION KIT,ELECTRICAL CABLE | Outdoor, 76/132kV, 1C, 1200mm2 Stranded Segmental Milliken WB Cu, XLPE/OF/WBT/ CorrCu Sheath(40kA/0.5Sec)/MDPE, Graphite Coating | CBLGRID | CABLE GRID AUSTRALIA PTY LTD | CG-2481471-S1925-4 | Active | 1
105074 | DRIVER,EARTH ROD | Driving Attachment to suit Kango Hammer, 12mm Driver, suits 13mm Cu Clad | C&LTOOL | C&L TOOL CENTRE | MILWA4932399265 | Active | 1
105074 | DRIVER,EARTH ROD | Driving Attachment to suit Kango Hammer, 12mm Driver, suits 13mm Cu Clad | MILWAUKE | MILWAUKEE POWER TOOLS | 4932399265 | Active | 5
105444 | DIE,COMPRESSION | Hex Crimp, 12T, Engraved 14.0mm A/F Al | TEN | THE ENERGY NETWORK (AUST) PTY LTD | K12-14.0-AL | Active | 1
105444 | DIE,COMPRESSION | Hex Crimp, 12T, Engraved 14.0mm A/F Al | TEN | THE ENERGY NETWORK (AUST) PTY LTD | K12-A7-2.25 | Active | 2
105449 | DIE,COMPRESSION | Hex Crimp, 12T, Engraved 28.4mm A/F Al | TECONN | TE CONNECTIVITY LTD | 38-284AL/1 | Active | 1
105449 | DIE,COMPRESSION | Hex Crimp, 12T, Engraved 28.4mm A/F Al | TEN | THE ENERGY NETWORK (AUST) PTY LTD | K12-A240-300 | Active | 2
105454 | DIE,COMPRESSION | Hex Crimp, 5T, Engraved 17.3mm A/F Al, ABC | TECONN | TE CONNECTIVITY LTD | 5T-M173-50 | Active | 1
105454 | DIE,COMPRESSION | Hex Crimp, 5T, Engraved 17.3mm A/F Al, ABC | SPECFORC | SPECIALISED FORCE PTY LTD | 5T-17.3AFABC | Active | 2
1001104 | CABLE TIE | Nylon, Natural, 380 x 7.6mm (P100) | TECONN | TE CONNECTIVITY LTD | CT3807/100 | Active | 1
1001104 | CABLE TIE | Nylon, Natural, 380 x 7.6mm (P100) | TYCOELEC | TYCO ELECTRONICS | CT3807/100 | Active | 2
1811190 | CLOTH,CLEANING | Silicone Impregnated for Wiping Epoxiglas Tools | PENTA | PENTA AUST (TMAC THEW & MCCANN/HYLEC) | PA23031 | Active | 1
1811190 | CLOTH,CLEANING | Silicone Impregnated for Wiping Epoxiglas Tools | TEN | THE ENERGY NETWORK (AUST) PTY LTD | 10-090 | Active | 2
1811190 | CLOTH,CLEANING | Silicone Impregnated for Wiping Epoxiglas Tools | HYLEC | HYLEC ENERGY SOLUTIONS | TC53 | Active | 2
1837490 | GLOVES,ELECTRICAL WORKER'S | Ansell ActivArmr, Class 00, 500VAC, Size 10, Insulating Rubber, Red, Straight Cuff, 280mm (11") Lg, ASTM D120 | BALMORAL | BALMORAL ENGINEERING PTY LTD | RIG0011RS10 | Active | 1
1837490 | GLOVES,ELECTRICAL WORKER'S | Ansell ActivArmr, Class 00, 500VAC, Size 10, Insulating Rubber, Red, Straight Cuff, 280mm (11") Lg, ASTM D120 | ANSELL | ANSELL LTD | RIG0011RS10 | Active | 5
1837490 | GLOVES,ELECTRICAL WORKER'S | Ansell ActivArmr, Class 00, 500VAC, Size 10, Insulating Rubber, Red, Straight Cuff, 280mm (11") Lg, ASTM D120 | NTWRKPWR | NETWORK POWER SERVICES | EOO500280-10 | Active | 2
1837610 | CLEANING COMPOUND,OPTICAL LENS | Spectrum, 200ML Pump Action Bottle, Cat # SACF34, suit Cleaning Station SACS30 c/w Spray Head Sash28 | ATOMSUPP | ATOM SUPPLY GROUP P/L | 1216004 | Active | 1
1837610 | CLEANING COMPOUND,OPTICAL LENS | Spectrum, 200ML Pump Action Bottle, Cat # SACF34, suit Cleaning Station SACS30 c/w Spray Head Sash28 | BLKWOODJ | J BLACKWOOD & SONS LIMITED | 3989908 | Active | 2
1841513 | HELMET,SAFETY | Wide Brim, HH40, ABS (Type 1), White, Non-Vented, Unbranded, AS1801 | 3MAUST | 3M AUSTRALIA PTY LTD | AT010703455 | Active | 5
1841513 | HELMET,SAFETY | Wide Brim, HH40, ABS (Type 1), White, Non-Vented, Unbranded, AS1801 | ATOMSUPP | ATOM SUPPLY GROUP P/L | 463959 | Active | 1
1841513 | HELMET,SAFETY | Wide Brim, HH40, ABS (Type 1), White, Non-Vented, Unbranded, AS1801 | RSEA | RSEA SAFETY PTY LTD | TA400 WHITEOSFA | Active | 2
1841513 | HELMET,SAFETY | Wide Brim, HH40, ABS (Type 1), White, Non-Vented, Unbranded, AS1801 | ATOMSUPP | ATOM SUPPLY GROUP P/L | 90078023 | Active | 2
1843001 | BAG,TOOL | Linesman Pouch, Leather c/w Belt | BALMORAL | BALMORAL ENGINEERING PTY LTD | 26028 | Active | 1
1843001 | BAG,TOOL | Linesman Pouch, Leather c/w Belt | BALMORAL | BALMORAL ENGINEERING PTY LTD | 26028 WB | Active | 2
1843001 | BAG,TOOL | Linesman Pouch, Leather c/w Belt | LINCLTHR | LINC LEATHER AUSTRALIA | TLBLBR50FTLHLBRF | Active | 2
2438943 | LINK,INLINE | Temp LV, 250A Continuous c/w 0.75m Lg, 50mm2 Cu Lead, Clear Insulation Bolted to Link one end, Hand Clamp with Non-conductive Handle, min 30mm Jaw | BRITECH | BRI-TECH PTY LTD | LVLINKCOMBOERG | Active | 2
2438943 | LINK,INLINE | Temp LV, 250A Continuous c/w 0.75m Lg, 50mm2 Cu Lead, Clear Insulation Bolted to Link one end, Hand Clamp with Non-conductive Handle, min 30mm Jaw | ACCULEC | ACCULEC PTY LTD (303899) | LVINLINELINKERG | Active | 1
21169 | TOWELETTE,CLEANING | PPE & Lens Cleaning Wipes, Pre-Moistened Alcohol Free, Anti-Static, Ultra Soft Non-abrasive, for Glass or PC Lens, Eyewear, Earmuffs, Respirators, Visors, | ATOMSUPP | ATOM SUPPLY GROUP P/L | 31020094 | Active | 1
21169 | TOWELETTE,CLEANING | PPE & Lens Cleaning Wipes, Pre-Moistened Alcohol Free, Anti-Static, Ultra Soft Non-abrasive, for Glass or PC Lens, Eyewear, Earmuffs, Respirators, Visors, | SAFESCTT | SCOTT SAFETY AUSTRALIA | SCT30 | Active | 2
21169 | TOWELETTE,CLEANING | PPE & Lens Cleaning Wipes, Pre-Moistened Alcohol Free, Anti-Static, Ultra Soft Non-abrasive, for Glass or PC Lens, Eyewear, Earmuffs, Respirators, Visors, | ATOMSUPP | ATOM SUPPLY GROUP P/L | 60010899 | Active | 2
21169 | TOWELETTE,CLEANING | PPE & Lens Cleaning Wipes, Pre-Moistened Alcohol Free, Anti-Static, Ultra Soft Non-abrasive, for Glass or PC Lens, Eyewear, Earmuffs, Respirators, Visors, | ATOMSUPP | ATOM SUPPLY GROUP P/L | 60013845 | Active | 2
23897 | LINK,INLINE | Temp 11kV, 600A Continous, Flathooks, Single Unit, c/w Arc Chute | ACCULEC | ACCULEC PTY LTD (303899) | ALTD06200RLH | Active | 1
2481794 | CAP,SCREW,BOTTLE AND JAR | Dorony, 38mm, Red, u/w 1Ltr Jerry Can Bottle | COXEN | COXEN CHEMICALS PTY LTD | CAP38MMDORR | Active | 1
2485050 | SWITCH,FUSED | LV Circuit, 160A, 3 Pole, Vertigroup VS3, Bottom Connect c/w 160A Fuse Switch | WEBER | WEBER SOUTH PACIFIC PTY LTD | V00-P185 | Active | 1
1803247 | BAG,TOOL | Canvas Carry c/w Drawstring for Linesman Body Belts, as per sample previously supplied | TEN | THE ENERGY NETWORK (AUST) PTY LTD | TENM415 | Active | 1
2407335 | BAG,TOOL | Recovery Bag, Large | TJM | TJM 4X4 MEGASTORE | 867TJMLGBAG | Active | 1
477429 | SPLICE,CONDUCTOR | Preformed, FT, 4/3/3.75 ACSR, 6/1/3.75 ACSR, Colour Code Black (P10) | PLP | PREFORMED LINE PRODUCTS (AUST) | FTS-113 | Active | 1
477526 | SPLICE,CONDUCTOR | Preformed, FT, 7/2.00 HDBC, Cu, Colour Code Yellow (P50) | PLP | PREFORMED LINE PRODUCTS (AUST) | CFS-060 | Active | 1
482341 | TIE,PREFORMED | Top, Neck Dia 76mm, 7/3.75 AAC & AAAC 6/1/3.75 ACSR 6/1/.161, ACSR/GZ (Imp) Armoured, (scm) (P50) | PLP | PREFORMED LINE PRODUCTS (AUST) | AWDT-210A-76 | Active | 1
482368 | TIE,PREFORMED | Top, Neck Dia 112mm, 7/3.75 AAC & AAAC 6/1/3.75 ACSR 6/1/.161, ACSR/GZ (Imp) Armoured, (scm) (P50) | PLP | PREFORMED LINE PRODUCTS (AUST) | AWDT-210A-112 | Active | 1
673008 | BUSHING SHIELD | 22kV, for Transformer Bushing, Polythene (MOQ 264) (P44) (scm) | ACCULEC | ACCULEC PTY LTD (303899) | GS565-B | Active | 1
673008 | BUSHING SHIELD | 22kV, for Transformer Bushing, Polythene (MOQ 264) (P44) (scm) | RMSRVR | RMS (RIVERSLEIGH MANAGEMENT SERVICES) | CM70380330 | Active | 2
673016 | BUSHING SHIELD | 11kV, for Transformer Bushing, Polythene (MOQ 288) (P72) (scm) | TECONN | TE CONNECTIVITY LTD | BCAC-P-IC-5D/6(B6) | Active | 1
673016 | BUSHING SHIELD | 11kV, for Transformer Bushing, Polythene (MOQ 288) (P72) (scm) | RMSRVR | RMS (RIVERSLEIGH MANAGEMENT SERVICES) | CM70380340 | Active | 2
1090398 | TERMINAL,LUG | Compression, Cu, 50mm2, M12 Bolt Hole, Hex Die A/F 10.4mm (P50) (scm) | TECONN | TE CONNECTIVITY LTD | CG50M12/25 | Active | 1
1090398 | TERMINAL,LUG | Compression, Cu, 50mm2, M12 Bolt Hole, Hex Die A/F 10.4mm (P50) (scm) | TYCOELEC | TYCO ELECTRONICS | H1421/25 | Active | 2
2401041 | TERMINAL,LUG | Compression, Bi-Metal, Cu Palm, 185mm2, M12 Bolt Hole, Hex Die A/F 22.0mm, ETS 01-09-23 (P1) (scm) | LEGEND | LEGEND POWER SYSTEMS | BL185-12 | Active | 2
2401041 | TERMINAL,LUG | Compression, Bi-Metal, Cu Palm, 185mm2, M12 Bolt Hole, Hex Die A/F 22.0mm, ETS 01-09-23 (P1) (scm) | TYCOELEC | TYCO ELECTRONICS | BG185M12/1 | Active | 1
2401097 | SLEEVE,COMPRESSION | FT, HDBC, 7/2.75, Hex Die 10.4mm A/F, Cu, Utilux p/n TGCSM1, for use on this cable only (P50) (scm) | TYCOELEC | TYCO ELECTRONICS | TGCSM1/1 | Active | 1
2401294 | CLAMP,STRAIN | Compression Deadend c/w Eye Tail, Jumper Lug & Bolts, Hex Die A/F 28.5mm, suit Neon, 19/3.75 AAAC (scm) | PLP | PREFORMED LINE PRODUCTS (AUST) | CDEAAAC-188-2A | Active | 1
2401296 | TERMINATION,PREFORMED | FT, PICKEREL, Grip Assembly, Colour Code White, Dwg 052-002-RD (P30) | PLP | PREFORMED LINE PRODUCTS (AUST) | FTG-084-SB | Active | 1
2402771 | TIE,PREFORMED | Top, Neck Dia 76mm, 16mm2, Polydrop Unarmoured (P40) | PLP | PREFORMED LINE PRODUCTS (AUST) | D-PTT14307G | Active | 1
2403514 | SLEEVE,COMPRESSION | FT, suit 30/7/2.50 ACSR, 30/7/.102 ACSR, 19/3.75 AAAC, 19/3.75 AAC, 37/.102 AAC, Hex Die A/F 26.2mm | LEGEND | LEGEND POWER SYSTEMS | AFT80R | Active | 2
2403514 | SLEEVE,COMPRESSION | FT, suit 30/7/2.50 ACSR, 30/7/.102 ACSR, 19/3.75 AAAC, 19/3.75 AAC, 37/.102 AAC, Hex Die A/F 26.2mm | PLP | PREFORMED LINE PRODUCTS (AUST) | CMSJ-175 | Active | 1
2403514 | SLEEVE,COMPRESSION | FT, suit 30/7/2.50 ACSR, 30/7/.102 ACSR, 19/3.75 AAAC, 19/3.75 AAC, 37/.102 AAC, Hex Die A/F 26.2mm | TYCOELEC | TYCO ELECTRONICS | FT80R/1 | Active | 2
2403952 | LINK,COMPRESSION | Cu, 150mm2, (37/2.25) (P20) | TYCOELEC | TYCO ELECTRONICS | H1493/20 | Active | 1
2403952 | LINK,COMPRESSION | Cu, 150mm2, (37/2.25) (P20) | CABLEACC | CABLE ACCESSORIES (AUST) | CAS150 | Active | 2
2403967 | TERMINAL,LUG | Compression, Bi-Metal, Cu Palm, 150mm2, M12 Bolt Hole, Hex Die A/F 22.0mm, ETS 01-09-23 (P1) (scm) | LEGEND | LEGEND POWER SYSTEMS | BL150-12EX | Active | 2
2403967 | TERMINAL,LUG | Compression, Bi-Metal, Cu Palm, 150mm2, M12 Bolt Hole, Hex Die A/F 22.0mm, ETS 01-09-23 (P1) (scm) | TYCOELEC | TYCO ELECTRONICS | BG150M12/1 | Active | 1
2403969 | SLEEVE,COMPRESSION | 630mm2 Al Cable, Nom 160mm Lg, use Al Hex Die A/F 43.2mm (P1) (scm) | CABLEACC | CABLE ACCESSORIES (AUST) | ALK630 | Active | 1
2434678 | SWITCH,ISOLATING | Load Break, 33kV, 400A, Horizontal Mount Enclosed, SF6 Insulated, Manually Operated c/w Surge Arresters, JTS 06-09-01 (scm) | INSULECT | INSULECT AUSTRALIA PTY LTD | 80974 | Active | 1
2434678 | SWITCH,ISOLATING | Load Break, 33kV, 400A, Horizontal Mount Enclosed, SF6 Insulated, Manually Operated c/w Surge Arresters, JTS 06-09-01 (scm) | AKPOWER | AK POWER SOLUTIONS PTY LTD | 80915 | Active | 2
2452142 | SWITCH,ISOLATING | Load Break, 22kV, 630A, Horizontal Mount Enclosed, SF6 Insulated, Manually Operated c/w Surge Arresters & HV Leads, JTS 06-09-01 (scm) | INSULECT | INSULECT AUSTRALIA PTY LTD | 80973 | Active | 1
2452142 | SWITCH,ISOLATING | Load Break, 22kV, 630A, Horizontal Mount Enclosed, SF6 Insulated, Manually Operated c/w Surge Arresters & HV Leads, JTS 06-09-01 (scm) | AKPOWER | AK POWER SOLUTIONS PTY LTD | 80914 | Active | 2
2452209 | SWITCH,ISOLATING | Load Break, 11kV, 630A, Horizontal Mount Enclosed, SF6 Insulated, Manually Operated c/w Surge Arresters & HV Leads, JTS 06-09-01 (scm) | AKPOWER | AK POWER SOLUTIONS PTY LTD | 80972 | Active | 1
2467371 | SWITCH,ISOLATING | DIL Disconnector, 24kV, 800A, 150BIL, 25/1, MV Lnk, 5 Hole | PLP | PREFORMED LINE PRODUCTS (AUST) | A-A4816-11 | Active | 5
2467389 | SWITCH,ISOLATING | DIL Disconnector, 36kV, 800A, 200BIL, 25/1, MV Lnk, 2/5 Hole | PLP | PREFORMED LINE PRODUCTS (AUST) | A-A4816-01 | Active | 5
2470995 | SWITCH,ISOLATING | 15.5kV, 3 Ph, 630A, 12.5kA, Switch in SF6 Tank c/w Control Cubicle, 9m Control Cable, ADVC3 Controller, IOEX2 & FTIM2 Modules, Schneider RL27 (scm) | SCHNEIDR | SCHNEIDER PTY LTD (MANUFACTURER) | 420400202(SUB) | Active | 1
2471001 | SWITCH,ISOLATING | 15.5kV, 3 Ph, 630A, 12.5kA, Switch in SF6 Tank c/w Control Cubicle, 9m Control Cable, ADVC3 Controller, Pole Mount Bracket, Aux Supply VT with VT CCT | SCHNEIDR | SCHNEIDER PTY LTD (MANUFACTURER) | 420400202(OH) | Active | 1
2461440 | TRANSFORMER,DISTRIBUTION | Padmount, 11kV/433-250V, 500kVA, 3 Ph (Sq) LV Switchgear, LV Statistical Meter & Siemens 8DJH HV RMU, JTS 02-02-03(scm) | WILSON | WILSON TRANSFORMER CO. PTY LTD | 880-A312-11-AG | Active | 1
2461457 | TRANSFORMER,DISTRIBUTION | Padmount, 11kV/433-250V, 750kVA, 3 Ph (Sq) LV Switchgear, LV Statistical Meter & Siemens 8DJH HV RMU, JTS 02-02-03(scm) | WILSON | WILSON TRANSFORMER CO. PTY LTD | 880-A313-11-AG | Active | 1
2461465 | TRANSFORMER,DISTRIBUTION | Padmount, 11kV/433-250V, 1000kVA, 3 Ph (Sq) LV Switchgear, LV Statistical Meter & Siemens 8DJH HV RMU, JTS 02-02-03(scm) | WILSON | WILSON TRANSFORMER CO. PTY LTD | 880-A314-11-AG | Active | 1
2461473 | TRANSFORMER,DISTRIBUTION | Padmount, 11kV/433-250V, 1500kVA, 3 Ph (Sq) LV Switchgear, LV Statistical Meter & Siemens 8DJH HV RMU, JTS 02-02-03(scm) | WILSON | WILSON TRANSFORMER CO. PTY LTD | 880-A417-11-AH | Active | 1
2469781 | TRANSFORMER,DISTRIBUTION | 11kV, 1500kVA, 3 Ph, Epoxy Encapsulated Dry Type, IP21 Enclosure, Top or Bottom Cable Entry, 7Tap 6% Z, 75kV BIL Impulse Strength c/w LV Monitoring, | NHPELEC | NHP ELECTRICAL ENGINEERING | TXCR11KV-415V-1500KVA-EQ | Active | 1
2481067 | FIXTURE,LIGHTING | 113W RoadFlair BRP392 (L113A) 4K, c/w Upcast Adaptor, Major Road, EQTS05-01-02 (scm) | PHILIPS | PHILIPS AUSTRALIA PTY LTD | 824110134371 | Active | 1
2481695 | RELAY,PROTECTION | FW R502, Line Diff 3 Ended, 14/25 IO Logic, 48/125VDC Pwr, 110VDC Ctrl, 1A Ph & 1A N, 110VAC Input, 4U Rack, 1300nm, DNP over RS485 or 100BASEFX Ethernet | SEL | SCHWEITZER ENGINEERING LAB PTY LTD | 0311L7JDD321325XX | Active | 5
2471613 | GROUNDING SET | Portable Trailing Earth, 18kA/0.5 Sec Outdoor Rating c/w 1 x 15m Lg 70mm2 Cu Conductor, Single Lead, G-Style Earth Clamps w/-Range 2 to 30mm & T-Bar Style | PENTA | PENTA AUST (TMAC THEW & MCCANN/HYLEC) | PA10770 | Active | 1
2471613 | GROUNDING SET | Portable Trailing Earth, 18kA/0.5 Sec Outdoor Rating c/w 1 x 15m Lg 70mm2 Cu Conductor, Single Lead, G-Style Earth Clamps w/-Range 2 to 30mm & T-Bar Style | THEWMCCA | TMAC THEW & MCCANN GROUP | 2471613 | Active | 2
2471613 | GROUNDING SET | Portable Trailing Earth, 18kA/0.5 Sec Outdoor Rating c/w 1 x 15m Lg 70mm2 Cu Conductor, Single Lead, G-Style Earth Clamps w/-Range 2 to 30mm & T-Bar Style | THEWMCCA | TMAC THEW & MCCANN GROUP | TM10770 | Active | 5
1843587 | MASK,AIR FILTERING | Type P2, Disposable Respirator, Valved, White, protects against Dust, Mist & Fumes | ATOMSUPP | ATOM SUPPLY GROUP P/L | 55055062 | Active | 2
1843587 | MASK,AIR FILTERING | Type P2, Disposable Respirator, Valved, White, protects against Dust, Mist & Fumes | ATOMSUPP | ATOM SUPPLY GROUP P/L | 40022584 | Active | 2
1843587 | MASK,AIR FILTERING | Type P2, Disposable Respirator, Valved, White, protects against Dust, Mist & Fumes | BLKWOODJ | J BLACKWOOD & SONS LIMITED | 3576621 | Active | 1
1843587 | MASK,AIR FILTERING | Type P2, Disposable Respirator, Valved, White, protects against Dust, Mist & Fumes | 3MAUST | 3M AUSTRALIA PTY LTD | 9322A+P2 | Active | 5
1843587 | MASK,AIR FILTERING | Type P2, Disposable Respirator, Valved, White, protects against Dust, Mist & Fumes | SAFENQ | SAFETY NQ PTY LTD | 4SAD260 | Active | 2
1843587 | MASK,AIR FILTERING | Type P2, Disposable Respirator, Valved, White, protects against Dust, Mist & Fumes | BLKWOODJ | J BLACKWOOD & SONS LIMITED | 4431805 | Active | 2
2173008 | SADDLE | Zinc Plated, 16mm, Conduit Electrical (P100) (scm) | CNWELEC | CNW ELECTRICAL PTY LTD | CLI171GM | Active | 1
2173008 | SADDLE | Zinc Plated, 16mm, Conduit Electrical (P100) (scm) | CLIPSAL | CLIPSAL (BY SCHNEIDER ELECTRIC) | CLI 171GM | Active | 5
2173016 | SADDLE | Zinc Plated, 20mm, Conduit Electrical (P100) (scm) | HAYMANS | HAYMANS ELECTRICAL | CLI172GM | Active | 1
2173016 | SADDLE | Zinc Plated, 20mm, Conduit Electrical (P100) (scm) | CLIPSAL | CLIPSAL (BY SCHNEIDER ELECTRIC) | CLI 172GM | Active | 5
2173019 | SADDLE | Galv, Single Sided, 20mm (P100) | CNWELEC | CNW ELECTRICAL PTY LTD | CLI180HD20 | Active | 1
2173019 | SADDLE | Galv, Single Sided, 20mm (P100) | CLIPSAL | CLIPSAL (BY SCHNEIDER ELECTRIC) | CLI 180HD20 | Active | 5
2173032 | SADDLE | Zinc Plated, 32mm, Conduit Electrical (P50) (scm) | HAYMANS | HAYMANS ELECTRICAL | MTLFS-M32/ZP | Active | 1
2173032 | SADDLE | Zinc Plated, 32mm, Conduit Electrical (P50) (scm) | MMELEC | MM ELECTRICAL MERCHANDISING | FGS-24340 | Active | 2
2173040 | SADDLE | HFT, Double Sided, 25mm with 8mm Fixing Holes (P100) (scm) | HAYMANS | HAYMANS ELECTRICAL | CLI261HF25 | Active | 1
2173040 | SADDLE | HFT, Double Sided, 25mm with 8mm Fixing Holes (P100) (scm) | CLIPSAL | CLIPSAL (BY SCHNEIDER ELECTRIC) | CLI 261HF25 | Active | 5
2173048 | SADDLE | HFT, Single Sided, 31mm with 6mm Fixing Holes (P100) (scm) | HAYMANS | HAYMANS ELECTRICAL | IPDEP10-120A | Active | 1
2173048 | SADDLE | HFT, Single Sided, 31mm with 6mm Fixing Holes (P100) (scm) | IPDGROUP | IPD GROUP LIMITED | EP10-120A | Active | 2
2400277 | CASE,SPECTACLES | For Safety Glass | ATOMSUPP | ATOM SUPPLY GROUP P/L | 236519 | Active | 1
2400277 | CASE,SPECTACLES | For Safety Glass | PROTECTA | PROTECTA-VISION AUSTRALIA | 3111408 | Active | 2
2400377 | GLOVES,ELECTRICAL WORKER'S | Ansell ActivArmr, Class 00, 500VAC, Size 8.5, Insulating Rubber, Red, Straight Cuff, 280mm (11") Lg, ASTM D120 | BALMORAL | BALMORAL ENGINEERING PTY LTD | RIG0011RS8H | Active | 1
2400377 | GLOVES,ELECTRICAL WORKER'S | Ansell ActivArmr, Class 00, 500VAC, Size 8.5, Insulating Rubber, Red, Straight Cuff, 280mm (11") Lg, ASTM D120 | ANSELL | ANSELL LTD | RIG0011RS8H | Active | 5
2400377 | GLOVES,ELECTRICAL WORKER'S | Ansell ActivArmr, Class 00, 500VAC, Size 8.5, Insulating Rubber, Red, Straight Cuff, 280mm (11") Lg, ASTM D120 | NTWRKPWR | NETWORK POWER SERVICES | EOO500280-8.5 | Active | 2
22826 | LEAD,TEST | 10cm Lg, Black PVC Cable c/w Black Stackable Plug, Green Right Angle Plug, CAT III 600V, suit Fault Loop Impedance Meters Kyoritsu 4118A & 4120 | PTE | PACIFIC TEST EQUIPMENT PTY LTD | 2410V/9010N/2710N-10 | Active | 1
22826 | LEAD,TEST | 10cm Lg, Black PVC Cable c/w Black Stackable Plug, Green Right Angle Plug, CAT III 600V, suit Fault Loop Impedance Meters Kyoritsu 4118A & 4120 | PTE | PACIFIC TEST EQUIPMENT PTY LTD | 2410V/9010N/2610N-10 | Active | 2
2475119 | TRANSFORMER,DISTRIBUTION | Padmount Substation, 11kV, 750kVA, 3 Ph (Sq), ABB Safelink 2 (CFC) Switchgear & LV Switchgear, Ergon Branded w/o Padlock JTS 02-02-03 (scm) | WILSON | WILSON TRANSFORMER CO. PTY LTD | 880-A313-11-AD | Active | 1
2484376 | CABLE,POWER,ELECTRICAL | U/Ground, 38/66kV, 1C, 1000mm2 Stranded Segmental Milliken WB Al, XLPE/WBT/CAS (25kA/1Sec)/LLDPE/Nyl/MDPE, Graphite Coating | KEI | KEI INDUSTRIES LIMITED | EHV-ECB036 - ITEM4 | Active | 1
2484566 | JOINT,ELECTRICAL POWER CABLE | Screen Break, 76/132kV, 1C, 1200mm2 Stranded Segmental Milliken WB Cu, XLPE/ WBT/CAS(40kA/0.5Sec)/MDPE, Graphite Coating | BRUGG | BRUGG CABLES (MANUFACTURER) | S1964-4 | Active | 5
2484566 | JOINT,ELECTRICAL POWER CABLE | Screen Break, 76/132kV, 1C, 1200mm2 Stranded Segmental Milliken WB Cu, XLPE/ WBT/CAS(40kA/0.5Sec)/MDPE, Graphite Coating | CBLGRID | CABLE GRID AUSTRALIA PTY LTD | CG-2484566-S1964-4 | Active | 1
2484608 | JOINT,ELECTRICAL POWER CABLE | Screen Break, 76/132kV, 1C, 1600mm2 Stranded Segmental Milliken WB Cu, XLPE/ WBT/CorrCu Sheath(40kA/0.5Sec)/MDPE, Graphite Coating | BRUGG | BRUGG CABLES (MANUFACTURER) | S1964-4 | Active | 5
2484608 | JOINT,ELECTRICAL POWER CABLE | Screen Break, 76/132kV, 1C, 1600mm2 Stranded Segmental Milliken WB Cu, XLPE/ WBT/CorrCu Sheath(40kA/0.5Sec)/MDPE, Graphite Coating | CBLGRID | CABLE GRID AUSTRALIA PTY LTD | CG-2484608-S1964-4 | Active | 1
2403991 | SLEEVE,COMPRESSION | FT, AAC 7/2.50 Leo, AAAC 7/2.50 Chlorine 7/0.093" Locust, Hex Die 14.0mm A/F, Al (scm) | TYCOELEC | TYCO ELECTRONICS | FT36R/1 | Active | 1
2404032 | TERMINATION,PREFORMED | FT, 3/3.25SC/AC (ALWLD) (P30) | TECONN | TE CONNECTIVITY LTD | FLD0675-704-5L | Active | 1
2404032 | TERMINATION,PREFORMED | FT, 3/3.25SC/AC (ALWLD) (P30) | PLP | PREFORMED LINE PRODUCTS (AUST) | AWFG-K032 | Active | 2
2405083 | LINK,COMPRESSION | Cu, 6mm2 Stranded Round Cable, Hex Die A/F 4.4mm Cu (P50) | TECONN | TE CONNECTIVITY LTD | CK6/50 | Active | 1
2405083 | LINK,COMPRESSION | Cu, 6mm2 Stranded Round Cable, Hex Die A/F 4.4mm Cu (P50) | TYCOELEC | TYCO ELECTRONICS | H1453/50 | Active | 2
2405101 | TERMINAL,LUG | Compression, Cu, 185mm2, M12 Bolt Hole, Hex Die A/F 20.0mm (P20) (scm) | TYCOELEC | TYCO ELECTRONICS | H1387/20 | Active | 1
2405221 | PROTECTOR,ELECTRICAL CABLE | Armour Rod, 7/4.50 AAC & AAAC, Green (P20) | PLP | PREFORMED LINE PRODUCTS (AUST) | AAR-135 | Active | 1
2406150 | LINK,COMPRESSION | 10mm2 Cu Stranded Round Cable, Hex Die A/F 5.7mm Cu (P50) | LEGEND | LEGEND POWER SYSTEMS | CAS10 | Active | 2
2406150 | LINK,COMPRESSION | 10mm2 Cu Stranded Round Cable, Hex Die A/F 5.7mm Cu (P50) | TECONN | TE CONNECTIVITY LTD | CK10/50 | Active | 1
2406150 | LINK,COMPRESSION | 10mm2 Cu Stranded Round Cable, Hex Die A/F 5.7mm Cu (P50) | TYCOELEC | TYCO ELECTRONICS | H1454/50 | Active | 2
2407118 | CLAMP,STRAIN | Termination, Bolted ABC, 25mm2, 4 Core, Stainless Steel Fittings, Galv Steel Strap with Closed eye (scm) | PLP | PREFORMED LINE PRODUCTS (AUST) | BCST-4035-3GA | Active | 1
2407127 | DAMPER,VIBRATION,TRANSMISSION LINE | Stockbridge Type, Nitrogen, 37/3.00 AAAC 1120, ETS 11-09-01 | PLP | PREFORMED LINE PRODUCTS (AUST) | D-DB1B18SS | Active | 2
2407127 | DAMPER,VIBRATION,TRANSMISSION LINE | Stockbridge Type, Nitrogen, 37/3.00 AAAC 1120, ETS 11-09-01 | TEN | THE ENERGY NETWORK (AUST) PTY LTD | 4D20-23.4 | Active | 1
2407127 | DAMPER,VIBRATION,TRANSMISSION LINE | Stockbridge Type, Nitrogen, 37/3.00 AAAC 1120, ETS 11-09-01 | DULHUNTY | DULHUNTY POWER (AUST) PTY LTD | 4D20-23.4: NITROGEN | Active | 2
2407185 | CLAMP,SUSPENSION,ELEC CONDUCTOR | Armour Grip, 7/3.25 SC/GZ, M16 Bolt, ETS 11-09-01 | PLP | PREFORMED LINE PRODUCTS (AUST) | D-SHS0975 | Active | 1
2407215 | PROTECTOR,ELECTRICAL CABLE | Armour Rod, Preformed, Full Length, Oxygen 19/4.75 AAAC 1120, ETS 11-09-01 (scm) | PLP | PREFORMED LINE PRODUCTS (AUST) | D-AAR2375 | Active | 1
2407216 | PROTECTOR,ELECTRICAL CABLE | Armour Rod, Preformed, Full Length, Selenium 61/3.25 AAAC 1120, ETS 11-09-01 | PLP | PREFORMED LINE PRODUCTS (AUST) | D-AAR2930 | Active | 1
2407218 | PROTECTOR,ELECTRICAL CABLE | Armour Rod, Preformed, Full Length, Grape 30/7/2.5 ACSR/GZ, ETS 11-09-01 | PLP | PREFORMED LINE PRODUCTS (AUST) | D-AAR1750 | Active | 1
4005 | PLATE,MOUNTING | Type 3U-2, 19" Rack Mounting Plate 3U, 16 x Fuse/Link | GMG | GLOBAL MANUFACTURING GROUP | EESS-10255-01 | Active | 1
4018 | PLATE,BLANKING | Type S4-4U-BL, 19" Rack Blanking Plate, High Size 4 | B&R | B&R ENCLOSURES PTY LTD | XB-586135/40 | Active | 5
4098 | FLANGE,ELEC BOX ENTRY | Type 1U-BR, 19" Rack Brushed Cable Entry 1U | B&R | B&R ENCLOSURES PTY LTD | XB-586135/31 | Active | 5
4148 | CABINET,ELEC EQUIP | RA1 Cubicle, Rear Access 48U, 800 x 800mm Base, c/w Duct, Rail & Bars, Mesh Rear Door | B&R | B&R ENCLOSURES PTY LTD | XB-443926/3 | Active | 5
4150 | CABINET,ELEC EQUIP | RA3 Cubicle, Rear Access 45U, 600 x 600mm Base, c/w Duct, Rail & Bars, Mesh Rear Door | B&R | B&R ENCLOSURES PTY LTD | XB-443926/5 | Active | 5
4152 | CABINET,ELEC EQUIP | RA5 Cubicle, Rear Access 45U, 800 x 800mm Base, c/w Duct, Rail & Bars, Mesh Rear Door | B&R | B&R ENCLOSURES PTY LTD | XB-443926/7 | Active | 5
4157 | RACK,ELEC EQUIP | Side Panel, suit FA1 & RA1, 48U, 800mm | B&R | B&R ENCLOSURES PTY LTD | XB-443926/12 | Active | 5
104786 | SCREW,COACH | M10 x 50mm, S/Steel Gde 316 (P100) | HOBSON | HOBSON ENGINEERING CO PTY LTD | BH16PLM100050 | Active | 1
104787 | SCREW,COACH | M12 x 100mm, S/Steel Gde 316 (P100) | GREGSF | GREG SEWELL FORGINGS PTY LTD | 104787 | Active | 2
104787 | SCREW,COACH | M12 x 100mm, S/Steel Gde 316 (P100) | STATEWD | STATEWIDE FASTNERS & ENGEERING SUPPLIES | CSM612100 | Active | 2
104787 | SCREW,COACH | M12 x 100mm, S/Steel Gde 316 (P100) | HOBSON | HOBSON ENGINEERING CO PTY LTD | BH16PLM120100 | Active | 1
2481893 | CABLE,FIBRE OPTIC | U/Ground, 72 Fibres SMOF, c/w Termite & Rodent Protection, 4000m Drum | PRYSMIAN | PRYSMIAN POWER CABLES & SYSTEMS AUST | 60103119 | Active | 1
2481927 | CABLE,FIBRE OPTIC | U/Ground, DTS, 4 Fibres SMOF, 4 Fibres MMOF, OM3, c/w Termite & Rodent Protection, 4000m Drum | PRYSMIAN | PRYSMIAN POWER CABLES & SYSTEMS AUST | 60103082 | Active | 1
2473866 | TRANSFORMER,DISTRIBUTION | Groundmount, 11kV/433-250V, 315kVA, 3Ph, Air HV 180 LV Bsh, KNAN, FR3 Fluid Vol 580Ltr, Dyn 11, 7 Tap Positions, LV & HV Cable Box Fitted, OTI Dial Type, | TYREE | TYREE TRANSFORMERS PTY LTD | 200037 | Active | 1
2476117 | TRANSFORMER,DISTRIBUTION | Padmount, 11kV, 500kVA, 3 Ph (Rect), ONAN, DYN11, 3CR12 Cubicle c/w ABB Safelink 2 11kV RMU CFCC, LV Switchboard w/Jean Muller Switchgear, LV Monitoring, | WILSON | WILSON TRANSFORMER CO. PTY LTD | 881-0651-11-AC | Active | 1
2400509 | FUSEHOLDER,BASE & CARRIER | 550V AC, SC32PWH, 32A, Back Wired to 2 Studs, White, SC20/32Link, suit NS Fuse Carrier | FUSECO | FUSECO POWER SOLUTIONS PTY LTD | FB32PWH | Active | 1
2400509 | FUSEHOLDER,BASE & CARRIER | 550V AC, SC32PWH, 32A, Back Wired to 2 Studs, White, SC20/32Link, suit NS Fuse Carrier | IPDGROUP | IPD GROUP LIMITED | SC32PWH/ERGON | Active | 2
2400657 | SCREW,MACHINE | Nylon Thread, 3/16 x 1-1/2, Meter Mounting, use with IIN2407110 (P500) | HAYMANS | HAYMANS ELECTRICAL | HOBOOXOFR | Active | 1
2400657 | SCREW,MACHINE | Nylon Thread, 3/16 x 1-1/2, Meter Mounting, use with IIN2407110 (P500) | MMELEC | MM ELECTRICAL MERCHANDISING | BOLOOXOFR | Active | 2
2400776 | CABLE TIE | Nylon, Black, 200 x 4.8mm, UV Resistant (P100) | TECONN | TE CONNECTIVITY LTD | CT2004W/100 | Active | 1
2400776 | CABLE TIE | Nylon, Black, 200 x 4.8mm, UV Resistant (P100) | TYCOELEC | TYCO ELECTRONICS | CT2004W/100 | Active | 2
2400860 | COVER,INSULATING | LV, Line Cover, Rubber, 1200 x 450mm, Red c/w Velcro Fasteners & 0.5m Velcro Strap for rolled storage, AS4202, EE Dwg 941013-01/0F Item C | BALMORAL | BALMORAL ENGINEERING PTY LTD | 2004-EQ | Active | 1
2401581 | CONNECTOR,ELECTRICAL | 3 Pin Plug, Top, for Extension Lead (P10) | CLIPSAL | CLIPSAL (BY SCHNEIDER ELECTRIC) | CLI 439STR | Active | 5
2401581 | CONNECTOR,ELECTRICAL | 3 Pin Plug, Top, for Extension Lead (P10) | CNWELEC | CNW ELECTRICAL PTY LTD | CLI439STR | Active | 1
2402773 | LEAD,ELECTRICAL | Temporary Bridge, LV, 250A, 900mm Lg Handle c/w 2 x Clamps, 3m x 50mm2 Cu Clear Insulation, Marked with Rating, Date of Manufacture & Supplier | PENTA | PENTA AUST (TMAC THEW & MCCANN/HYLEC) | PA21875 | Active | 1
2402773 | LEAD,ELECTRICAL | Temporary Bridge, LV, 250A, 900mm Lg Handle c/w 2 x Clamps, 3m x 50mm2 Cu Clear Insulation, Marked with Rating, Date of Manufacture & Supplier | HYLEC | HYLEC ENERGY SOLUTIONS | LVBRIDGEERG3.0L-HS | Active | 2
2402773 | LEAD,ELECTRICAL | Temporary Bridge, LV, 250A, 900mm Lg Handle c/w 2 x Clamps, 3m x 50mm2 Cu Clear Insulation, Marked with Rating, Date of Manufacture & Supplier | HYLEC | HYLEC ENERGY SOLUTIONS | LVBRIDGEERG3.0 | Active | 2
2402779 | DIE,COMPRESSION | Hex, 12T, 11.5mm A/F Cu | TECONN | TE CONNECTIVITY LTD | 38-115CU/1 | Active | 1
2402779 | DIE,COMPRESSION | Hex, 12T, 11.5mm A/F Cu | TEN | THE ENERGY NETWORK (AUST) PTY LTD | K12-C70 | Active | 2
2402973 | ADAPTOR,SWITCH HOOK FITTING | Tool Head to Hot Line Stick, 100 x 32mm, Plastic, Universal Male Head, for the top of a Hot Line Stick | TEN | THE ENERGY NETWORK (AUST) PTY LTD | A10012 | Active | 1
2403317 | WRENCH,RATCHET | Single Ended, Reversible, Dual Size, 19mm & 24mm A/F Hex Sockets, Cushioned Grip Handle | ATOMSUPP | ATOM SUPPLY GROUP P/L | 222799 | Active | 1
2403317 | WRENCH,RATCHET | Single Ended, Reversible, Dual Size, 19mm & 24mm A/F Hex Sockets, Cushioned Grip Handle | WARBTOOL | WARBY TOOLS | SRRNG1924 | Active | 2
2403367 | HOOK,CANT | Lightweight, Solid Alloy Handle, Adjustable Hook Length, suit all Wood Pole Sizes | PENTA | PENTA AUST (TMAC THEW & MCCANN/HYLEC) | PA10832 | Active | 1
2403367 | HOOK,CANT | Lightweight, Solid Alloy Handle, Adjustable Hook Length, suit all Wood Pole Sizes | THEWMCCA | TMAC THEW & MCCANN GROUP | 2403367 | Active | 2
2403367 | HOOK,CANT | Lightweight, Solid Alloy Handle, Adjustable Hook Length, suit all Wood Pole Sizes | THEWMCCA | TMAC THEW & MCCANN GROUP | TM10832 | Active | 5
2403388 | CLAMP | Live Line, Operating Tool to suit Ring/ Bayonet Type Clamps, Tool to fit Sunrise Fitting | PENTA | PENTA AUST (TMAC THEW & MCCANN/HYLEC) | PA22880 | Active | 1
2403388 | CLAMP | Live Line, Operating Tool to suit Ring/ Bayonet Type Clamps, Tool to fit Sunrise Fitting | HYLEC | HYLEC ENERGY SOLUTIONS | LLCR | Active | 2
2403388 | CLAMP | Live Line, Operating Tool to suit Ring/ Bayonet Type Clamps, Tool to fit Sunrise Fitting | TEN | THE ENERGY NETWORK (AUST) PTY LTD | LLCR | Active | 2
2403405 | ROD,EARTH | 900mm, Steel c/w attachment for Portable Earths | SICAME | SICAME AUSTRALIA PTY LTD | GALROD-900ER | Active | 1
2403455 | SADDLE | Galv Steel, Conduit, 20mm (3/4") (P100) | HAYMANS | HAYMANS ELECTRICAL | MTLFS-M20/HDG | Active | 2
2403455 | SADDLE | Galv Steel, Conduit, 20mm (3/4") (P100) | HAYMANS | HAYMANS ELECTRICAL | CLI172HDGM | Active | 1
2403455 | SADDLE | Galv Steel, Conduit, 20mm (3/4") (P100) | MMELEC | MM ELECTRICAL MERCHANDISING | FGS-29200 | Active | 2
2469674 | BLADE,CUTTER,CABLE | Replacement Blade for Milwaukee M18HCC, suit Cu/Al Cable | C&LTOOL | C&L TOOL CENTRE | MILWA48440411 | Active | 1
2469674 | BLADE,CUTTER,CABLE | Replacement Blade for Milwaukee M18HCC, suit Cu/Al Cable | MILWAUKE | MILWAUKEE POWER TOOLS | 48440411 | Active | 5
3350 | SWITCH,ISOLATING | 24V DC - 30V DC, AC/DC Power, Q-Diode, St George STATCOM | AMSC | AMSC AUSTRALIA PTY LTD | 16363 | Active | 1
3351 | SWITCH,ISOLATING | Aux Transverse, St George STATCOM | AMSC | AMSC AUSTRALIA PTY LTD | 16608 | Active | 1
3352 | SWITCH,ISOLATING | Aux, 110V, 3A, St George STATCOM MC070 | AMSC | AMSC AUSTRALIA PTY LTD | 17366 | Active | 1
3353 | SWITCH,ISOLATING | Test Switch, 600V, 30A, 10 Pole, 3 PT, 3 CT, St George STATCOM | AMSC | AMSC AUSTRALIA PTY LTD | 16078 | Active | 1
2407219 | PROTECTOR,ELECTRICAL CABLE | Armour Rod, Preformed, Full Length, Lime 30/7/3.5 ACSR/GZ, ETS 11-09-01 | PLP | PREFORMED LINE PRODUCTS (AUST) | D-AAR2375N | Active | 1
2407234 | CLAMP,SUPPORT,ELEC CONDUCTOR | Armour Grip, Nitrogen, 37/3.00 AAAC 1120 For use with Clamp End Post Insulator, ETS 11-09-01 | PLP | PREFORMED LINE PRODUCTS (AUST) | D-HSP2100 | Active | 1
2407241 | CLAMP,SUSPENSION | Double Armour Grip, suit 13.62mm-14.20mm LHL OPGW CC-38/48/551 c/w Yoke Plate, No Shackle or Clevis Tongues, M16 Bolt, ETS 11-09-01 | DULHUNTY | DULHUNTY POWER (AUST) PTY LTD | ERG-2407241 | Active | 2
2407241 | CLAMP,SUSPENSION | Double Armour Grip, suit 13.62mm-14.20mm LHL OPGW CC-38/48/551 c/w Yoke Plate, No Shackle or Clevis Tongues, M16 Bolt, ETS 11-09-01 | PLP | PREFORMED LINE PRODUCTS (AUST) | OFAGS-4300212L- + YPT-070-560 | Active | 1
2419547 | TERMINATION CONDUCTOR COMPRESSION | FT, Iodine, 7/4.75 AAAC 1120, Inline Palm, Jumper Lug & Bolt, Die Size Al 22mm, ETS 11-09-01 | PLP | PREFORMED LINE PRODUCTS (AUST) | D-HD706E | Active | 5
2419562 | TERMINATION CONDUCTOR COMPRESSION | FT, Grape, 30/7/2.50 ACSR/GZ Transverse Palm, Jumper Lug & Bolt, Die Size Al 28.5mm, Steel 16.0mm, ETS 11-09-01 | PLP | PREFORMED LINE PRODUCTS (AUST) | D-HD525X | Active | 5
2419588 | TERMINATION CONDUCTOR COMPRESSION | FT, Neon, 19/3.75 AAAC 1120, Transverse Palm, Jumper Lug & Bolt, Die Size Al 28.5mm, ETS 11-09-01 | PLP | PREFORMED LINE PRODUCTS (AUST) | D-HD708X | Active | 5
2443901 | COVER,ELECTRICAL CONNECTOR | Termination, 120mm2, 7/4.75, CCT, Cover for Wedge Strain Clamp (scm) | PLP | PREFORMED LINE PRODUCTS (AUST) | CCC80120 | Active | 1
2443927 | COVER,ELECTRICAL CONNECTOR | Working Earth Point Cover, 120mm2, CCT, UV Stabilised Material (scm) | PLP | PREFORMED LINE PRODUCTS (AUST) | CCWEPC | Active | 5
2458727 | SPLICE,CONDUCTOR | Preformed, FT, LAMPREY, Compacted ACSR, Two Piece, Colour Code Red, Dwg 060-039-RD | PLP | PREFORMED LINE PRODUCTS (AUST) | FTS-087-SB | Active | 5
2458735 | SPLICE,CONDUCTOR | Preformed, FT, 7/0.173-7/0.076 ACSR, Hyena, Colour Code Blue, (scm) | PLP | PREFORMED LINE PRODUCTS (AUST) | FTS-146 | Active | 5
2462315 | BUSHING SHIELD | Bushing Connection Insulating Cover, suit 22kV NGK Gas Switch | TECONN | TE CONNECTIVITY LTD | BCIC-1226 | Active | 1
2462323 | BUSHING SHIELD | Bushing Connection Insulating Cover, suit 11kV NGK Gas Switch | TECONN | TE CONNECTIVITY LTD | BCIC-1227 | Active | 1
2471373 | CLAMP,INSULATION PIERCING | Connector, IPC 7/120mm2 Bare Al Main 25/95mm2 IPC Tap c/w S/Steel Fasteners (P20) (scm) | PLP | PREFORMED LINE PRODUCTS (AUST) | K473 | Active | 5
2481976 | GUIDE BAR,CHAINSAW | 406mm, Dual-Stud Retention, Compatible with Milwaukee Chainsaw (M18FCHS) | C&LTOOL | C&L TOOL CENTRE | MILWA48093001 | Active | 1
2481976 | GUIDE BAR,CHAINSAW | 406mm, Dual-Stud Retention, Compatible with Milwaukee Chainsaw (M18FCHS) | MILWAUKE | MILWAUKEE POWER TOOLS | 48093001 | Active | 5
20199 | BRACKET,RAISER | Extension, Galv Steel, SHS, 800mm Ext, 100 x 100 x 5mm, 1490mm Lg, 9kN MWT, u/w Metal Xarm, EQTS 01-03-01, Dwg 8866-A4 Rev-D | HAYIND | HAYMAN INDUSTRIES PTY LTD | 20199 | Active | 1
2407192 | CLAMP,SUSPENSION,ELEC CONDUCTOR | Armour Grip, Selenium, 61/3.25 ACCC 1120 M16 Bolt, ETS 11-09-01 | PLP | PREFORMED LINE PRODUCTS (AUST) | D-HSU2930 | Active | 1
2477966 | TRANSFORMER,DISTRIBUTION | Padmount, 11kV, 315 kVA, 4-Way (Sq), ONAN, DYN11, 3CR12 Cubicle, c/w ABB Safelink 2 CFCC & LV Switchboard w/ Jean Muller Switchgear, LV Monitoring, LV CTs | WILSON | WILSON TRANSFORMER CO. PTY LTD | 880-A311-11-AL | Active | 1
2477974 | TRANSFORMER,DISTRIBUTION | Padmount, 11kV, 500 kVA, 4-Way (Sq), ONAN, DYN11, 3CR12 Cubicle, c/w ABB Safelink 2 CFCC & LV Switchboard w/ Jean Muller Switchgear, LV Monitoring, LV CTs | WILSON | WILSON TRANSFORMER CO. PTY LTD | 880-A312-11-AL | Active | 1
2477982 | TRANSFORMER,DISTRIBUTION | Padmount, 11kV, 750 kVA, 4-Way (Sq), ONAN, DYN11, 3CR12 Cubicle, c/w ABB Safelink 2 CFCC & LV Switchboard w/ Jean Muller Switchgear, LV Monitoring, LV CTs | WILSON | WILSON TRANSFORMER CO. PTY LTD | 880-A313-11-AL | Active | 1
2477990 | TRANSFORMER,DISTRIBUTION | Padmount, 11kV, 1000 kVA, 4-Way (Sq), ONAN, DYN11, 3CR12 Cubicle, c/w ABB Safelink 2 CFCC & LV Switchboard w/ Jean Muller Switchgear, LV Monitoring, LV CTs | WILSON | WILSON TRANSFORMER CO. PTY LTD | 880-A314-11-AL | Active | 1
2403557 | GRIP,CABLE,JAW | Come-Along, suit Bare Cu, Al & Uncoated Steel Wire, Cable Range 4.57-15.24mm Dia c/w Safety Latch | SPECFORC | SPECIALISED FORCE PTY LTD | AL-10KN-GRIP | Active | 1
2406020 | SEALING COMPOUND | Sikaflex 11FC, Black Adhesive to attach Site Id Digits, 300g Cartridge (scm) | ATOMSUPP | ATOM SUPPLY GROUP P/L | 90360073 | Active | 1
2406020 | SEALING COMPOUND | Sikaflex 11FC, Black Adhesive to attach Site Id Digits, 300g Cartridge (scm) | BLKWOODJ | J BLACKWOOD & SONS LIMITED | 351271 | Active | 2
2406872 | DETECTOR,VOLTAGE | Fameca TAG, HV Tester, 11/66kV, Outdoor Kit, Audible/Visual Indication, Universal Sunrise Fitting in Carry Case c/w Hook & Probe, TS RSE04 | PENTA | PENTA AUST (TMAC THEW & MCCANN/HYLEC) | PA21420 | Active | 1
2406872 | DETECTOR,VOLTAGE | Fameca TAG, HV Tester, 11/66kV, Outdoor Kit, Audible/Visual Indication, Universal Sunrise Fitting in Carry Case c/w Hook & Probe, TS RSE04 | HYLEC | HYLEC ENERGY SOLUTIONS | TAG200EMR1166 | Active | 2
2406872 | DETECTOR,VOLTAGE | Fameca TAG, HV Tester, 11/66kV, Outdoor Kit, Audible/Visual Indication, Universal Sunrise Fitting in Carry Case c/w Hook & Probe, TS RSE04 | HYLEC | HYLEC ENERGY SOLUTIONS | TAG200MR11223366 | Active | 2
2407089 | FOOTWEAR COVERS | Tyvek Overboots, Short Leg, CTYOB, XL WH Per Pair | ATOMSUPP | ATOM SUPPLY GROUP P/L | 90160482 | Active | 1
2407089 | FOOTWEAR COVERS | Tyvek Overboots, Short Leg, CTYOB, XL WH Per Pair | BLKWOODJ | J BLACKWOOD & SONS LIMITED | 4237070 | Active | 2
2407099 | SLING | Cross Arm Flat Webbing, 680 x 50mm, Effective, 750kg WLL, Compliant to AS 1353.1 | HGHTDYNM | HEIGHT DYNAMICS | HD-CA680-750 | Active | 2
2407099 | SLING | Cross Arm Flat Webbing, 680 x 50mm, Effective, 750kg WLL, Compliant to AS 1353.1 | HGHTDYNM | HEIGHT DYNAMICS | CA680-750 | Active | 1
2416139 | WRENCH,RATCHET | Single Ended, Reversible, Dual Size, 13mm & 17mm A/F Hex Sockets, Long Handle with Grip, Approx O/A 260mm Lg | SICAME | SICAME AUSTRALIA PTY LTD | RPS13/17-6H | Active | 1
2416543 | TELESCOPIC STICK | Fibreglass, 12m Ext Length, Combination Operating/Measuring Telescopic Hot Line Stick, Metric Graduations M/CM, Triang Shape, Hi-Vis Foam-Filled Top Section, | TEN | THE ENERGY NETWORK (AUST) PTY LTD | MV40-Q-EQL | Active | 1
2416543 | TELESCOPIC STICK | Fibreglass, 12m Ext Length, Combination Operating/Measuring Telescopic Hot Line Stick, Metric Graduations M/CM, Triang Shape, Hi-Vis Foam-Filled Top Section, | TEN | THE ENERGY NETWORK (AUST) PTY LTD | MV-40-EGX | Active | 2
2416543 | TELESCOPIC STICK | Fibreglass, 12m Ext Length, Combination Operating/Measuring Telescopic Hot Line Stick, Metric Graduations M/CM, Triang Shape, Hi-Vis Foam-Filled Top Section, | TEN | THE ENERGY NETWORK (AUST) PTY LTD | MV-40-K | Active | 2
2416592 | SCREWDRIVER,CROSS TIP | 4 x 75, Insulated 1000V, for Insulated Tool Kit (Phillips Head) | PENTA | PENTA AUST (TMAC THEW & MCCANN/HYLEC) | PA23060 | Active | 1
2416592 | SCREWDRIVER,CROSS TIP | 4 x 75, Insulated 1000V, for Insulated Tool Kit (Phillips Head) | HYLEC | HYLEC ENERGY SOLUTIONS | IC18DB-4X75 | Active | 2
2416592 | SCREWDRIVER,CROSS TIP | 4 x 75, Insulated 1000V, for Insulated Tool Kit (Phillips Head) | TEN | THE ENERGY NETWORK (AUST) PTY LTD | CRU-4X75 | Active | 2
2416634 | SCREWDRIVER,FLAT TIP | 4 x 100, Insulated 1000V, for Insulated Tool Kit | PENTA | PENTA AUST (TMAC THEW & MCCANN/HYLEC) | PA23075 | Active | 1
2416634 | SCREWDRIVER,FLAT TIP | 4 x 100, Insulated 1000V, for Insulated Tool Kit | HYLEC | HYLEC ENERGY SOLUTIONS | IS18DB-4X120 | Active | 2
2416634 | SCREWDRIVER,FLAT TIP | 4 x 100, Insulated 1000V, for Insulated Tool Kit | TEN | THE ENERGY NETWORK (AUST) PTY LTD | TB-4X100B | Active | 2
2416667 | SCREWDRIVER,FLAT TIP | 8 x 150, Insulated 1000V, for Insulated Tool Kit | PENTA | PENTA AUST (TMAC THEW & MCCANN/HYLEC) | PA23078 | Active | 1
2416667 | SCREWDRIVER,FLAT TIP | 8 x 150, Insulated 1000V, for Insulated Tool Kit | HYLEC | HYLEC ENERGY SOLUTIONS | IS18DB-8X150 | Active | 2
2416667 | SCREWDRIVER,FLAT TIP | 8 x 150, Insulated 1000V, for Insulated Tool Kit | TEN | THE ENERGY NETWORK (AUST) PTY LTD | TB-8X150 | Active | 2
2416683 | WRENCH,RATCHET | Reversible 1/2" Drive Insulated 1000V for use in Insulated Tool Kit | PENTA | PENTA AUST (TMAC THEW & MCCANN/HYLEC) | PA23172 | Active | 1
2416683 | WRENCH,RATCHET | Reversible 1/2" Drive Insulated 1000V for use in Insulated Tool Kit | HYLEC | HYLEC ENERGY SOLUTIONS | MS65P | Active | 2
2416683 | WRENCH,RATCHET | Reversible 1/2" Drive Insulated 1000V for use in Insulated Tool Kit | TEN | THE ENERGY NETWORK (AUST) PTY LTD | C250VM | Active | 2
2426781 | CLAMP,SUSPENSION,ELEC CONDUCTOR | Double Armour Grip Assembly, Diving, 30/7/3.50 ACSR/AC, M16 Bolt, Incl Yoke Plate, No Clevis Tongues, ETS 11-09-01 | PLP | PREFORMED LINE PRODUCTS (AUST) | D-HSD2450+DI (NEW) | Active | 5
104312 | SWITCH,ISOLATING | 1000A c/w Removable Solid Links, Suit LV Distribution Cabinet (scm) | WEBER | WEBER SOUTH PACIFIC PTY LTD | VER1000AUPO8 | Active | 5
104731 | SWITCH,ISOLATING | Meter Isolation Link c/w 22mm Brass Tube Isolating Link, Clear PC w/-Meter Seal Eyelets, Backwired 4 x 35mm Terminals, Rated 125, Dwg 887923-01, ETS 04-04-02 | LEGENDCS | LEGEND CORPORATE SERVICES (MANUFACTURE) | S7125BWQ | Active | 5
2481406 | JOINT,ELECTRICAL POWER CABLE | Screen Break, 76/132kV, 1C, 630mm2 Stranded Compacted Circ WB Al, XLPE/OF/ WBT/CAS(25kA/1Sec)/LLDPE/Nyl/MDPE, Graphite Coating | BRUGG | BRUGG CABLES (MANUFACTURER) | S1962-4 | Active | 5
2481406 | JOINT,ELECTRICAL POWER CABLE | Screen Break, 76/132kV, 1C, 630mm2 Stranded Compacted Circ WB Al, XLPE/OF/ WBT/CAS(25kA/1Sec)/LLDPE/Nyl/MDPE, Graphite Coating | CBLGRID | CABLE GRID AUSTRALIA PTY LTD | CG-2481406-S1962-4 | Active | 1
2481505 | CONNECTOR,ELECTRICAL | Inner Cone Plug, suit Cable 76/132kV, 1C 630mm2 Stranded Compacted Circ WB Al, XLPE/OF/WBT/CAS(25kA/1Sec)/LLDPE/Nyl/ MDPE, Graphite Coating u/w Brugg Socket | BRUGG | BRUGG CABLES (MANUFACTURER) | S1960-4 (630AL1COF) | Active | 5
2481505 | CONNECTOR,ELECTRICAL | Inner Cone Plug, suit Cable 76/132kV, 1C 630mm2 Stranded Compacted Circ WB Al, XLPE/OF/WBT/CAS(25kA/1Sec)/LLDPE/Nyl/ MDPE, Graphite Coating u/w Brugg Socket | CBLGRID | CABLE GRID AUSTRALIA PTY LTD | CG-2481505-S1960-4 | Active | 1
2404555 | BUSBAR | Flat, Cu, 4m Lg, 40 x 6.3mm, Hard Drawn, Round Edge | PRIMETAL | PRIMARY METALS & ALLOYS PTY LTD | 1-0014 | Active | 1
2404555 | BUSBAR | Flat, Cu, 4m Lg, 40 x 6.3mm, Hard Drawn, Round Edge | CNSDEXTR | CONSOLIDATED EXTRUSIONS PTY LTD | 707710058 | Active | 2
2462414 | BUSBAR | Tubular, Al Alloy 6063-T6, 8m Lg, 80mm OD, 6mm Thk Wall (Mill run min 20 lengths) | CAPRAL | CAPRAL ALUMINIUM LTD | EX5032 (ME233) 839240 | Active | 5
30048 | BRACKET,INSULATOR | Support, Bolted Run Post Insulator, suit Post Insulated Mount 127 PCD, Neon, 19/3.75 AAAC | PLP | PREFORMED LINE PRODUCTS (AUST) | BBFCS-135195-127-76 | Active | 1
30081 | CONNECTOR ASSEMBLY,ELECTRICAL | Compression Expansion Termination, suit 50mm Busbar | ADAPTAUS | ADAPT AUSTRALIA PTY LTD | PLKM2904D050P5 | Active | 1
30083 | TERMINATION CONDUCTOR COMPRESSION | Deadend, 2 Inline Palm, 180 Deg Apart, AS5 9, 4 Hole 50mm Centre, 2 Hole 50mm Centre, suit Sulphur Conductor 61/3.75 AAAC, Outer Sleeve Die Size 47.5 A/F | PLP | PREFORMED LINE PRODUCTS (AUST) | CDEAAAC-338-P5P1 | Active | 1
30084 | SPACER,STRAIGHT | Bolted Clamp, Double 125mm Centre, suit Sulphur Conductor 61/3.75 AAAC | PLP | PREFORMED LINE PRODUCTS (AUST) | SPSD-338-125 | Active | 1
30085 | CLAMP,ELECTRICAL | Bolted with Spacer Inside, suit Sulphur to Sulphur Conductor | PLP | PREFORMED LINE PRODUCTS (AUST) | EPOPGB | Active | 1
23395 | FACESHIELD,INDUSTRIAL | Arc Flash Protection Faceshield c/w Chin Guard, 10cal/cm2 | CNWELEC | CNW ELECTRICAL PTY LTD | VLTARC-FS | Active | 1
23395 | FACESHIELD,INDUSTRIAL | Arc Flash Protection Faceshield c/w Chin Guard, 10cal/cm2 | CNWELEC | CNW ELECTRICAL PTY LTD | BI11524 | Active | 2
23395 | FACESHIELD,INDUSTRIAL | Arc Flash Protection Faceshield c/w Chin Guard, 10cal/cm2 | LEGEND | LEGEND POWER SYSTEMS | 140204BSDERGOS | Active | 2
23395 | FACESHIELD,INDUSTRIAL | Arc Flash Protection Faceshield c/w Chin Guard, 10cal/cm2 | ATOMSUPP | ATOM SUPPLY GROUP P/L | 250103 | Active | 2
23395 | FACESHIELD,INDUSTRIAL | Arc Flash Protection Faceshield c/w Chin Guard, 10cal/cm2 | EFO | ELECTRICAL FACTORY OUTLET PTY LTD | SALISBURY AS1000 | Active | 2
2425288 | FACESHIELD,INDUSTRIAL | Full Face Shield, Browguard & Ratchett Headband, use in Bat Removal Kit | BLKWOODJ | J BLACKWOOD & SONS LIMITED | 1442236 | Active | 1
2425288 | FACESHIELD,INDUSTRIAL | Full Face Shield, Browguard & Ratchett Headband, use in Bat Removal Kit | PRALSAFE | PROTECTOR ALSAFE | 4276459 | Active | 2
2483832 | TEST KIT | Rapid Antigen Nasal Self-Test Device, to Detect COVID-19 (SARS-CoV-2, Influenza A&B Combo Detection), ARTG approval #443914 (1 Pack contains 5 x Tests) | AHC | ABSOLUTE HEALTH CO | RAT-JC-COMBO | Active | 1
2416691 | EXTENSION,SOCKET WRENCH | 1/2" Drive, 125mm Lg Insulated 1000V for use in Insulated Tool Kit | PENTA | PENTA AUST (TMAC THEW & MCCANN/HYLEC) | PA23202 | Active | 1
2416691 | EXTENSION,SOCKET WRENCH | 1/2" Drive, 125mm Lg Insulated 1000V for use in Insulated Tool Kit | HYLEC | HYLEC ENERGY SOLUTIONS | MS71 | Active | 2
2416691 | EXTENSION,SOCKET WRENCH | 1/2" Drive, 125mm Lg Insulated 1000V for use in Insulated Tool Kit | TEN | THE ENERGY NETWORK (AUST) PTY LTD | R250-125 | Active | 2
2416758 | WRENCH,BOX | Single Spanner, 14mm, Offset, 1000V Insulated, for Tool Kit | PENTA | PENTA AUST (TMAC THEW & MCCANN/HYLEC) | PA23131 | Active | 1
2416758 | WRENCH,BOX | Single Spanner, 14mm, Offset, 1000V Insulated, for Tool Kit | TEN | THE ENERGY NETWORK (AUST) PTY LTD | D13-14 | Active | 2
2416758 | WRENCH,BOX | Single Spanner, 14mm, Offset, 1000V Insulated, for Tool Kit | HYLEC | HYLEC ENERGY SOLUTIONS | MS21-14 | Active | 2
2416881 | WRENCH,OPEN END | Single Spanner, 17mm, Insulated 1000V, for use in Insulated Tool Kit | PENTA | PENTA AUST (TMAC THEW & MCCANN/HYLEC) | PA23114 | Active | 1
2416881 | WRENCH,OPEN END | Single Spanner, 17mm, Insulated 1000V, for use in Insulated Tool Kit | HYLEC | HYLEC ENERGY SOLUTIONS | MS16-17 | Active | 2
2416881 | WRENCH,OPEN END | Single Spanner, 17mm, Insulated 1000V, for use in Insulated Tool Kit | TEN | THE ENERGY NETWORK (AUST) PTY LTD | D14-17 | Active | 2
2416915 | SOCKET,SOCKET WRENCH | 1/2", 16mm for use in Insulated Tool Kit | PENTA | PENTA AUST (TMAC THEW & MCCANN/HYLEC) | PA23181 | Active | 1
2416915 | SOCKET,SOCKET WRENCH | 1/2", 16mm for use in Insulated Tool Kit | HYLEC | HYLEC ENERGY SOLUTIONS | MS66-16 | Active | 2
2416915 | SOCKET,SOCKET WRENCH | 1/2", 16mm for use in Insulated Tool Kit | TEN | THE ENERGY NETWORK (AUST) PTY LTD | D250-12P-16 | Active | 2
2416972 | SOCKET,SOCKET WRENCH | Male, 4mm for use in Insulated Tool Kit | PENTA | PENTA AUST (TMAC THEW & MCCANN/HYLEC) | PA23195 | Active | 1
2416972 | SOCKET,SOCKET WRENCH | Male, 4mm for use in Insulated Tool Kit | HYLEC | HYLEC ENERGY SOLUTIONS | MS67-4 | Active | 2
2416972 | SOCKET,SOCKET WRENCH | Male, 4mm for use in Insulated Tool Kit | TEN | THE ENERGY NETWORK (AUST) PTY LTD | M250-4 | Active | 2
2417368 | ROPE,FIBROUS | Static, Kernmantle, 11mm x 60m, American Std ASTM F2116-01 | HGHTDYNM | HEIGHT DYNAMICS | DG LSK 11MM X 60M COLOURED | Active | 1
2417442 | BOLT,HANGER | Plate, S/Steel c/w 10mm Bolt Hole & Clip In Point large enough for 2 x Karabiners, AS 1891 or BS EN959 | HGHTDYNM | HEIGHT DYNAMICS | P34050 | Active | 2
2417442 | BOLT,HANGER | Plate, S/Steel c/w 10mm Bolt Hole & Clip In Point large enough for 2 x Karabiners, AS 1891 or BS EN959 | HGHTDYNM | HEIGHT DYNAMICS | H168,P36AS,10 | Active | 1
2417467 | KARABINER | Alloy, 36kN, American Std ASTM F1956-99 (2005) | HGHTDYNM | HEIGHT DYNAMICS | 8700198 | Active | 1
2417608 | RESCUE KIT | for LV Switchboard c/w 1 x Rescue Crook, 1 x Pair Gloves Size 11 Class 'O', 1 x Torch, 1 x Fire Blanket, 1 x Burn Dressing, 1 x Sign "Isolate Here in | PENTA | PENTA AUST (TMAC THEW & MCCANN/HYLEC) | PA21734 | Active | 1
2417608 | RESCUE KIT | for LV Switchboard c/w 1 x Rescue Crook, 1 x Pair Gloves Size 11 Class 'O', 1 x Torch, 1 x Fire Blanket, 1 x Burn Dressing, 1 x Sign "Isolate Here in | HYLEC | HYLEC ENERGY SOLUTIONS | QLVRKITERGON | Active | 2
2417772 | PROBE-LEAD ASSEMBLY,TEST | Trailing Earth Lead, Soil Probe, Storage Spool, Reel Spike c/w 15m of Lead, 4mm Banana Plug, min Cat III 600V Rated to IEC 61010, suit Voltage Meter Input | AMPLITUD | AMPLITUDE PTY LTD (396777) | ETL15SS | Active | 1
2417772 | PROBE-LEAD ASSEMBLY,TEST | Trailing Earth Lead, Soil Probe, Storage Spool, Reel Spike c/w 15m of Lead, 4mm Banana Plug, min Cat III 600V Rated to IEC 61010, suit Voltage Meter Input | PTE | PACIFIC TEST EQUIPMENT PTY LTD | PTE-015 | Active | 2
2417871 | TIP,TEST PROBE | Phase Rotation Meter, Red, White & Blue, suit Kyoritsu 8031F | ATOMSUPP | ATOM SUPPLY GROUP P/L | 500188 | Active | 1
2417871 | TIP,TEST PROBE | Phase Rotation Meter, Red, White & Blue, suit Kyoritsu 8031F | MMELEC | MM ELECTRICAL MERCHANDISING | KYO9000016037 | Active | 2
2480671 | SWITCHBOARD,POWER | Feeder/Bus Tie Switchgear Unit, 24kV, 1250A, 25kA, 1250A Bus Metal Encl Fixed Switchgear & Control Gear Assy c/w 110V DC Aux Supply, incl CTs for Bus Tie | TAMCO | TAMCO SWITCHGEAR (MANUFACTURER) | 22002 | Active | 1
2480671 | SWITCHBOARD,POWER | Feeder/Bus Tie Switchgear Unit, 24kV, 1250A, 25kA, 1250A Bus Metal Encl Fixed Switchgear & Control Gear Assy c/w 110V DC Aux Supply, incl CTs for Bus Tie | TAMCO | TAMCO SWITCHGEAR (MANUFACTURER) | T3-GV3N1250TIE | Active | 5
2480713 | SWITCHBOARD,POWER | Single Feeder Switchgear Unit (Egx Incomer), 12kV, 800A, 25kA, 2000A Bus Metal Encl Fixed Switchgear, 110V DC Aux Supply, incl CTs for Feeder & Bus | TAMCO | TAMCO SWITCHGEAR (MANUFACTURER) | 11005 | Active | 1
2480713 | SWITCHBOARD,POWER | Single Feeder Switchgear Unit (Egx Incomer), 12kV, 800A, 25kA, 2000A Bus Metal Encl Fixed Switchgear, 110V DC Aux Supply, incl CTs for Feeder & Bus | TAMCO | TAMCO SWITCHGEAR (MANUFACTURER) | T2-VHIF630INC450 | Active | 5
649085 | SWITCH,ISOLATING | 22kV, 400A Outdoor Isolator, Double Insulator, Crossarm Mounting, Purchase Spec PS6/005/OMDE/85 | ABBAUST | ABB AUSTRALIA PTY LTD | 7502760 | Active | 1
649107 | SWITCH,ISOLATING | Link, 11/22kV, 630A, 150kV BIL, Crossarm Mounted, ETS 06-05-01 (scm) | NGKSTANG | NGK STANGER PTY LTD | 70414ERGON | Active | 1
649107 | SWITCH,ISOLATING | Link, 11/22kV, 630A, 150kV BIL, Crossarm Mounted, ETS 06-05-01 (scm) | NGKSTANG | NGK STANGER PTY LTD | 70414ERGON2 | Active | 1
677488 | SWITCH,ISOLATING | 1250A, 72.5kV, DB c/w Control Box with Earth Switch, High Structure, CEB TS PS6/012/SE/86/C | AEMAUST | AEM AUSTRALIA PTY LTD | DB72/SE72 | Active | 1
2402290 | SWITCH,ISOLATING | Switchboard, Power, LV Isolator URD 250A c/w Links with Back Entry Terminal Palms GS & Barriers | WEBER | WEBER SOUTH PACIFIC PTY LTD | STSAR01 | Active | 1
2402290 | SWITCH,ISOLATING | Switchboard, Power, LV Isolator URD 250A c/w Links with Back Entry Terminal Palms GS & Barriers | WEBER | WEBER SOUTH PACIFIC PTY LTD | ST1SAR01 | Active | 2
2481232 | JOINT,ELECTRICAL POWER CABLE | Screen Break, 38/66kV, 1C, 300mm2 Stranded Compacted Circ WB Cu, XLPE/WBT CAS/LLDPE/Nyl/MDPE, Graphite Coating | CBLGRID | CABLE GRID AUSTRALIA PTY LTD | CG-2481232-S1968-4 | Active | 1
2481232 | JOINT,ELECTRICAL POWER CABLE | Screen Break, 38/66kV, 1C, 300mm2 Stranded Compacted Circ WB Cu, XLPE/WBT CAS/LLDPE/Nyl/MDPE, Graphite Coating | BRUGG | BRUGG CABLES (MANUFACTURER) | S1968-4 (300CU1C) | Active | 5
2481844 | CABLE,FIBRE OPTIC | Aerial, 72 Fibres SMOF, ADSS, Long Span (0-600m), 4000m Drum | AFLG | AFL GLOBAL | EMJ81ELS072BK | Active | 1
2481901 | CABLE,FIBRE OPTIC | U/Ground, Ploughed, 72 Fibres SMOF, Tensile 6kN, Crush 4kN, c/w Termite & Rodent Protection, 4000m Drum | PRYSMIAN | PRYSMIAN POWER CABLES & SYSTEMS AUST | 60103255 | Active | 1
171013 | CABLE GLAND | Heatshrink, 72mm Max Dia, Single Entry | PLP | PREFORMED LINE PRODUCTS (AUST) | PLP-HSG-5 | Active | 2
171013 | CABLE GLAND | Heatshrink, 72mm Max Dia, Single Entry | GILBERT | GILBERT LODGE AUSTRALIA PTY LTD | RAYCFTS5 | Active | 1
2400894 | CABLE GLAND | Brass, 83mm c/w Armour Clamp (CABUS) | INTERENG | INTERTECH ENGINEERING PTY LTD | VA164+VA202 | Active | 1
2400895 | CABLE GLAND | Nylon, M40, 19-28mm OD, 18mm Lg Thread, A/F 49.2mm, Black, IP68 | LEGEND | LEGEND POWER SYSTEMS | GN40 | Active | 1
2400895 | CABLE GLAND | Nylon, M40, 19-28mm OD, 18mm Lg Thread, A/F 49.2mm, Black, IP68 | CABAC | CABAC (MANUFACTURER) | GN40 | Active | 5
2400896 | CABLE GLAND | Nylon, M32, 15-21mm OD, 15mm Lg Thread, A/F 41.5mm, Black, IP68 | LEGEND | LEGEND POWER SYSTEMS | GN32 | Active | 1
2400896 | CABLE GLAND | Nylon, M32, 15-21mm OD, 15mm Lg Thread, A/F 41.5mm, Black, IP68 | CABAC | CABAC (MANUFACTURER) | GN32 | Active | 5
2400896 | CABLE GLAND | Nylon, M32, 15-21mm OD, 15mm Lg Thread, A/F 41.5mm, Black, IP68 | GILBERT | GILBERT LODGE AUSTRALIA PTY LTD | CABGN32 | Active | 2
2400897 | CABLE GLAND | Nylon, M25, 11-17mm OD, 15mm Lg Thread, A/F 32.0mm, Black, IP68 | GILBERT | GILBERT LODGE AUSTRALIA PTY LTD | CABGN25 | Active | 2
2400897 | CABLE GLAND | Nylon, M25, 11-17mm OD, 15mm Lg Thread, A/F 32.0mm, Black, IP68 | LEGEND | LEGEND POWER SYSTEMS | GN25 | Active | 1
2400897 | CABLE GLAND | Nylon, M25, 11-17mm OD, 15mm Lg Thread, A/F 32.0mm, Black, IP68 | CABAC | CABAC (MANUFACTURER) | GN25 | Active | 5
2428969 | POLESTRAP KIT | 12 Non-conductive Heavy Duty Strap & Carry Bag | TEN | THE ENERGY NETWORK (AUST) PTY LTD | TENM714 | Active | 1
2443554 | CABLE ASSY,FIBRE OPTIC | Patch Lead, 5m Lg, FC-FC Connectors, 3 Fibre D-Series, SMOF MIL Spec, 2 Core, 5mm Jacket, Black | OPTICAL | OPTICAL FIBRE SYSTEMS PTY LTD | OFS-CAB-09D2-MIL-II-05 | Active | 1
2418788 | GLOVES,PROTECTIVE | Mechanical Protection, Size 10, Rating 5 for Cut Protection, Knitted Material c/w Protective Coating on Palms & Fingers | PENTA | PENTA AUST (TMAC THEW & MCCANN/HYLEC) | PA21275 | Active | 1
2418788 | GLOVES,PROTECTIVE | Mechanical Protection, Size 10, Rating 5 for Cut Protection, Knitted Material c/w Protective Coating on Palms & Fingers | HYLEC | HYLEC ENERGY SOLUTIONS | 80813-10 | Active | 2
2418788 | GLOVES,PROTECTIVE | Mechanical Protection, Size 10, Rating 5 for Cut Protection, Knitted Material c/w Protective Coating on Palms & Fingers | BALMORAL | BALMORAL ENGINEERING PTY LTD | PFLEX-10 | Active | 2
2418838 | GRIP,CABLE,WOVEN | Sock, Cable Pulling, to suit 185mm U/G Cable, 59-69mm Dia, Synthetic, Single Eye | SPECFORC | SPECIALISED FORCE PTY LTD | HV3185 | Active | 1
2418838 | GRIP,CABLE,WOVEN | Sock, Cable Pulling, to suit 185mm U/G Cable, 59-69mm Dia, Synthetic, Single Eye | BLKWOODJ | J BLACKWOOD & SONS LIMITED | 1119951 | Active | 2
2419687 | HOSE,NONMETALLIC | Hydraulic, Aux LP, Rubber Twin Line Non-conductive 2250psi, 3/8NPT Male Ends Clear Bend Restrictors 10ft Lg (3.048m) NRP B098 c/w Parker FF3726FP | TEN | THE ENERGY NETWORK (AUST) PTY LTD | REL-2250-3-O-TEN | Active | 1
2419687 | HOSE,NONMETALLIC | Hydraulic, Aux LP, Rubber Twin Line Non-conductive 2250psi, 3/8NPT Male Ends Clear Bend Restrictors 10ft Lg (3.048m) NRP B098 c/w Parker FF3726FP | SPECFORC | SPECIALISED FORCE PTY LTD | B098/FF | Active | 2
2421519 | COVER,INSULATING | LV, Arm Cover, Rubber, 1200 x 450mm, Lt Blue c/w Xarm Cutout 125 x 100mm c/w Velcro Fasteners & 0.5m Velcro Strap for rolled storage, AS4202, | BALMORAL | BALMORAL ENGINEERING PTY LTD | 7004-EQ | Active | 1
2422541 | DISPENSER,DRINKING WATER | 2L Bladder, Hydration Backpack, Portable Personal Fluid System | ATA | ADVENTURE TRADING AUSTRALIA | BLUE TONGUE TACTIX 2L | Active | 2
2422541 | DISPENSER,DRINKING WATER | 2L Bladder, Hydration Backpack, Portable Personal Fluid System | HAYMANS | HAYMANS ELECTRICAL | MMBPACK2LBLADDER | Active | 1
2422541 | DISPENSER,DRINKING WATER | 2L Bladder, Hydration Backpack, Portable Personal Fluid System | RSEA | RSEA SAFETY PTY LTD | 936336 | Active | 2
2422541 | DISPENSER,DRINKING WATER | 2L Bladder, Hydration Backpack, Portable Personal Fluid System | BLKWOODJ | J BLACKWOOD & SONS LIMITED | STINGER 02795080 | Active | 2
2422897 | ACCESS KIT | Roof Access c/w 2x 11mm x 30m Dynamic Ropes, 2x 1200mm Sling, 2x 400mm Sling, 1x Fragram Tape Angle Measuring Spirit Level, 10x Bolt Plate Hangers with 10mm | HGHTDYNM | HEIGHT DYNAMICS | ER KIT ROOF ACCESS | Active | 1
2422897 | ACCESS KIT | Roof Access c/w 2x 11mm x 30m Dynamic Ropes, 2x 1200mm Sling, 2x 400mm Sling, 1x Fragram Tape Angle Measuring Spirit Level, 10x Bolt Plate Hangers with 10mm | HGHTDYNM | HEIGHT DYNAMICS | HD RAKIT | Active | 2
2422988 | DRILL BIT,STEP | 4 - 20mm Size Range, Single Flute, TiNi High Speed Steel | C&LTOOL | C&L TOOL CENTRE | PROAMPSTEP4-20 | Active | 1
2423002 | DRILL BIT,STEP | 4 - 32mm Size Range, Single Flute, TiNi High Speed Steel | C&LTOOL | C&L TOOL CENTRE | PROAMPSTEP4-32 | Active | 1
2423895 | BLADE,CABLE STRIPPER | Blunt Nose, suit Stripper Cable, Outer Sheath must suit IR Cutter | PENTA | PENTA AUST (TMAC THEW & MCCANN/HYLEC) | PA21865 | Active | 1
2423895 | BLADE,CABLE STRIPPER | Blunt Nose, suit Stripper Cable, Outer Sheath must suit IR Cutter | HYLEC | HYLEC ENERGY SOLUTIONS | HSJRB | Active | 2
2423895 | BLADE,CABLE STRIPPER | Blunt Nose, suit Stripper Cable, Outer Sheath must suit IR Cutter | TEN | THE ENERGY NETWORK (AUST) PTY LTD | HRIPS-B | Active | 2
2423929 | STRIPPER,CABLE,HAND | Suitable for Cables up to 45mm Dia, Sheath & Insulation up to 12mm Depth, must be Speed Stripper Model # 1542-2CL1 | TEN | THE ENERGY NETWORK (AUST) PTY LTD | 1542-2CL-1 | Active | 1
2428597 | INSULATION,ELEC COND | Flexible Line Hose, Class 2, Style B, Short Lip, Coupler One End, Orange, 31.5mm Dia, 915mm Lg | TEN | THE ENERGY NETWORK (AUST) PTY LTD | C406-0304 | Active | 1
2428597 | INSULATION,ELEC COND | Flexible Line Hose, Class 2, Style B, Short Lip, Coupler One End, Orange, 31.5mm Dia, 915mm Lg | SALISBRY | SALISBURY (MANUFACTURER) | OR125-3C | Active | 5
2428597 | INSULATION,ELEC COND | Flexible Line Hose, Class 2, Style B, Short Lip, Coupler One End, Orange, 31.5mm Dia, 915mm Lg | CHANCE | CHANCE (MANUFACTURER) | C406-0304 | Active | 5
2481950 | PROTECTOR,HEARING | Ear Plugs, Banded, 22dB Min Rating, Class 4, Pack of 5 | ATOMSUPP | ATOM SUPPLY GROUP P/L | 445851 | Active | 1
2481950 | PROTECTOR,HEARING | Ear Plugs, Banded, 22dB Min Rating, Class 4, Pack of 5 | UVEX | UVEX SAFETY GROUP | 2125.372 | Active | 5
2483071 | MODULE | Relay Module, 4G Option A, for NOJA Reclosers RC20 Series | NOJA | NOJA POWER SWITCHGEAR PTY LTD | REL-20-4GA-S | Active | 1
2403349 | SWITCH,ISOLATING | LV 660V, 800A, Crossarm Mounted with Lug Type Terminal Palms c/w Bolts, Washers & Nuts, ETS 06-02-01 | NGKSTANG | NGK STANGER PTY LTD | NZ4298EXP/2 | Active | 1
2405284 | SWITCH,ISOLATING | Mains, Panel Mount, 80A, 3Ph Heavy Duty, Triple Pole, Back Wiring | CLIPSAL | CLIPSAL (BY SCHNEIDER ELECTRIC) | CLI PT80BK | Active | 5
2405285 | SWITCH,ISOLATING | Mains, Panel Mount, 80A, 1Ph Heavy Duty, Single Pole, Back Wiring | CLIPSAL | CLIPSAL (BY SCHNEIDER ELECTRIC) | CLI PS80BK | Active | 5
2434033 | CABLE GLAND | Non-Metalic, Compression Fitting, 30.0 - 38.0mm2 Dia Cable (scm) | LEGEND | LEGEND POWER SYSTEMS | GN50 | Active | 1
2434033 | CABLE GLAND | Non-Metalic, Compression Fitting, 30.0 - 38.0mm2 Dia Cable (scm) | CABAC | CABAC (MANUFACTURER) | GN50 | Active | 5
2434033 | CABLE GLAND | Non-Metalic, Compression Fitting, 30.0 - 38.0mm2 Dia Cable (scm) | GILBERT | GILBERT LODGE AUSTRALIA PTY LTD | CABGN50 | Active | 2
2437929 | CABLE GLAND | Metal, 70 - 150mm2 GN/YE Covered Cu Conductor Cable, IP66, Non-armoured A2-25, Dwg # EESS-10031-04 | CABLEACC | CABLE ACCESSORIES (AUST) | A2-25 | Active | 5
2437937 | CABLE GLAND | Metal, 185mm2 & 240mm2 GN/YE Covered Cu Conductor Cable, IP66, Non-armoured A2-32, Dwg # EESS-10031-04 | CABLEACC | CABLE ACCESSORIES (AUST) | A2-32 | Active | 5
2438364 | CABLE GLAND | Brass, A2 Compression Fitting, M25 OD, 14.5 - 20.5mm, Non-armoured c/w Brass Locknuts | CCG | CCG CABLE TERMINATIONS | 53502 | Active | 5
2438372 | CABLE GLAND | Brass, A2 Compression Fitting, M32 OD, 20.5 - 26.5mm, Non-armoured c/w Brass Locknuts | CCG | CCG CABLE TERMINATIONS | 53503 | Active | 5
2438380 | CABLE GLAND | Brass, A2 Compression Fitting, M40 OD, 26.5 - 34.5mm, Non-armoured c/w Brass Locknuts | CCG | CCG CABLE TERMINATIONS | 53504 | Active | 5
2438398 | CABLE GLAND | Brass, A2 Compression Fitting, M50 OD, 34.5 - 43.5mm, Non-armoured c/w Brass Locknuts | CCG | CCG CABLE TERMINATIONS | 53505 | Active | 5
2438406 | CABLE GLAND | Brass, A2 Compression Fitting, M63 OD, 43.5 - 56.0mm, Non-armoured c/w Brass Locknuts (P2) | CCG | CCG CABLE TERMINATIONS | 53506 | Active | 5
2438414 | CABLE GLAND | Brass, A2 Compression Fitting, M75 OD, 56.0 - 65.0mm, Non-armoured c/w Brass Locknuts | CCG | CCG CABLE TERMINATIONS | 53507 | Active | 5
2438422 | CABLE GLAND | Brass, A2 Compression Fitting, M82 OD, 65.0 - 74.0mm, Non-armoured c/w Brass Locknuts | CCG | CCG CABLE TERMINATIONS | 53508 | Active | 5
2438430 | CABLE GLAND | Brass, A2 Compression Fitting, M90 OD, 73.0 - 82.0mm, Non-armoured c/w Brass Locknuts | CCG | CCG CABLE TERMINATIONS | 53509 | Active | 5
2439263 | CABLE GLAND | Gland Plate Kit to suit 35mm 22kV Cable, for Entry to RM6 22kV Switchgear, 107mm Phase Centres, for 1 Switch (scm) | SCHNEIDR | SCHNEIDER PTY LTD (MANUFACTURER) | 51194117F0 | Active | 5
2439271 | CABLE GLAND | Gland Plate Kit to suit 35mm 22kV Cable, for Entry to RM6 22kV Switchgear with Config SSFS or FSFS, 145mm Phase Centres for 1 Switch or Fuse (scm) | SCHNEIDR | SCHNEIDER PTY LTD (MANUFACTURER) | 51194114F0 | Active | 5
2439289 | CABLE GLAND | Gland Plate Kit c/w Cable Clamps & Support Plate, to suit 630mm 22kV Cable, for Entry to RM6 22kV Switchgear, 107mm Phase Centres, for 1 Switch (scm) | SCHNEIDR | SCHNEIDER PTY LTD (MANUFACTURER) | 51193819F0 | Active | 5
2439297 | CABLE GLAND | Gland Plate Kit c/w Cable Clamps & Support Plate, to suit 630mm 22kV Cable, for Entry to RM6 22kV Switchgear with Config SSFS or FSFS, 145mm Phase Centres | SCHNEIDR | SCHNEIDER PTY LTD (MANUFACTURER) | 51193818F0 | Active | 5
2456499 | CABLE GLAND | Brass, A2 Compression Fitting, M50 OD, 29.5- 38.1mm, Non-armoured c/w Brass Locknuts, IP66 (P2) (scm) | CABAC | CABAC (MANUFACTURER) | A2-50S GLAND | Active | 5
2456598 | CABLE GLAND | Brass, A2 Compression Fitting, M63 OD, 32- 42mm, Non-armoured c/w Brass Locknuts, IP68 (P2) (scm) | LEGEND | LEGEND POWER SYSTEMS | GU63+LNM63 | Active | 2
2456598 | CABLE GLAND | Brass, A2 Compression Fitting, M63 OD, 32- 42mm, Non-armoured c/w Brass Locknuts, IP68 (P2) (scm) | GILBERT | GILBERT LODGE AUSTRALIA PTY LTD | POWMG63 | Active | 1
2456598 | CABLE GLAND | Brass, A2 Compression Fitting, M63 OD, 32- 42mm, Non-armoured c/w Brass Locknuts, IP68 (P2) (scm) | CABAC | CABAC (MANUFACTURER) | GU63+LNM63 | Active | 5
2464998 | CABLE GLAND | Nylon, M16, 5-10mm OD, 15mm Lg Thread, A/F 21.8mm, Black, IP68 | HAYMANS | HAYMANS ELECTRICAL | CAB GN16 | Active | 1
2464998 | CABLE GLAND | Nylon, M16, 5-10mm OD, 15mm Lg Thread, A/F 21.8mm, Black, IP68 | CABAC | CABAC (MANUFACTURER) | GN16 | Active | 5
2482107 | PARTS KIT,HEARING | HYX4 Hygiene Kit, for 3M Earmuffs | 3MAUST | 3M AUSTRALIA PTY LTD | HYX4 | Active | 1
2423945 | STRIPPER,CABLE,HAND | Scoring Tool, 0.6mm Depth, for Tram Tracking of Semi-conductive Screen on HV Cables | GILBERT | GILBERT LODGE AUSTRALIA PTY LTD | TT-2352-2 | Phasing | 1
2423945 | STRIPPER,CABLE,HAND | Scoring Tool, 0.6mm Depth, for Tram Tracking of Semi-conductive Screen on HV Cables | TEN | THE ENERGY NETWORK (AUST) PTY LTD | UTT23522 | Phasing | 2
2457927 | BATTERY,STORAGE | 32V, 125Ah, Dual String, 10 x UXH75-6 VRLA Monoblocs w/out Rack, Subs Standby Battery Bank, Contract 10591, Item 15a | CENTURY | CENTURY YUASA BATTERIES PTY LTD | 341264 | Active | 1
2457935 | BATTERY,STORAGE | 32V, 180Ah, Dual String, 10 x UXH100-6 VRLA Monoblocs w/out Rack, Subs Standby Battery Bank, Contract 10591, Item 16a | CENTURY | CENTURY YUASA BATTERIES PTY LTD | 341265 | Active | 1
2458081 | BATTERY,STORAGE | 48V, 1000Ah, Dual String, 48 x UXL550-2 VRLA Monoblocs c/w Rack, Subs Standby Battery Bank, Contract 10591, Item 14b | CENTURY | CENTURY YUASA BATTERIES PTY LTD | 341286 | Active | 1
2481398 | JOINT,ELECTRICAL POWER CABLE | Screen Break, 76/132kV, 1C, 630mm2 Stranded Compacted Circ WB Al, XLPE/ WBT/CAS(25kA/1Sec)/LLDPE/Nyl/MDPE, Graphite Coating | BRUGG | BRUGG CABLES (MANUFACTURER) | S1962-4 | Active | 5
2481398 | JOINT,ELECTRICAL POWER CABLE | Screen Break, 76/132kV, 1C, 630mm2 Stranded Compacted Circ WB Al, XLPE/ WBT/CAS(25kA/1Sec)/LLDPE/Nyl/MDPE, Graphite Coating | CBLGRID | CABLE GRID AUSTRALIA PTY LTD | CG-2481398-S1962-4 | Active | 1
2481430 | JOINT,ELECTRICAL POWER CABLE | Screen Break, 76/132kV, 1C, 1600mm2 Stranded Segmental Milliken WB Cu, XLPE/ OF/WBT/CAS(40kA/0.5Sec)/MDPE, Graphite Coating | BRUGG | BRUGG CABLES (MANUFACTURER) | S1964-4 | Active | 5
2481430 | JOINT,ELECTRICAL POWER CABLE | Screen Break, 76/132kV, 1C, 1600mm2 Stranded Segmental Milliken WB Cu, XLPE/ OF/WBT/CAS(40kA/0.5Sec)/MDPE, Graphite Coating | CBLGRID | CABLE GRID AUSTRALIA PTY LTD | CG-2481430-S1964-4 | Active | 1
2481869 | CABLE,FIBRE OPTIC | U/Ground, 72 Fibres SMOF, c/w Termite Protection, 4000m Drum | PRYSMIAN | PRYSMIAN POWER CABLES & SYSTEMS AUST | 60103077 | Active | 1
2481984 | COVER,DUST AND MOISTURE | Protective Boot, Rubber, u/w Milwaukee Compact Impact Wrench | MILWAUKE | MILWAUKEE POWER TOOLS | 49162864 | Active | 5
2481984 | COVER,DUST AND MOISTURE | Protective Boot, Rubber, u/w Milwaukee Compact Impact Wrench | C&LTOOL | C&L TOOL CENTRE | MILWA49162854 | Active | 1
2423937 | BLADE,CABLE STRIPPER | Spare Blade, suit Speed Stripper, Model 1542-2CL1 | TEN | THE ENERGY NETWORK (AUST) PTY LTD | 1562 | Active | 1
2425171 | HARNESS,SAFETY,INDUSTRIAL | Style E, Size Medium, Full Body, Fall Arrest, for large Transformer & Substation Structures, ETS RSE01 | HGHTDYNM | HEIGHT DYNAMICS | 823M0018 | Active | 1
2425171 | HARNESS,SAFETY,INDUSTRIAL | Style E, Size Medium, Full Body, Fall Arrest, for large Transformer & Substation Structures, ETS RSE01 | HGHTDYNM | HEIGHT DYNAMICS | SALA 823M0018 | Active | 2
2427102 | RESCUE KIT | for Tower c/w Container IIN2427110, Controlled Descent Device IIN2427151, Haul Trak System IIN2470284, Karabiner Triple Action IIN1804018, | HGHTDYNM | HEIGHT DYNAMICS | HD TRK CS BOX | Active | 1
2427110 | CONTAINER | Weatherproof Construction, for Tower Rescue Kit | HGHTDYNM | HEIGHT DYNAMICS | BG35034034BL-TOWER | Active | 1
2427128 | KNIFE,LINEMANS | Rescue Cutter, Flat, Hook Style, Fixed Blade, suit Cutting HD Webbing & up to 11mm Kernmantle Style Ropes when used with a Gloved Hand, ETS RSE01 | HGHTDYNM | HEIGHT DYNAMICS | ER AEROJACK & POUCH | Active | 1
2427128 | KNIFE,LINEMANS | Rescue Cutter, Flat, Hook Style, Fixed Blade, suit Cutting HD Webbing & up to 11mm Kernmantle Style Ropes when used with a Gloved Hand, ETS RSE01 | HGHTDYNM | HEIGHT DYNAMICS | K2003K | Active | 2
2427136 | ROPE,FIBROUS | Blue Kernmantle Type, 80m x 11mm c/w Permanent Eye One End & Back Splice Other End, for Tower Rescue Kit Only | HGHTDYNM | HEIGHT DYNAMICS | HD EETR80 | Active | 1
2427193 | HARNESS,SAFETY,INDUSTRIAL | Style D, Size Small, Full Body, Fall Arrest, Light Weight, for comfort fit on Female Figure, ETS RSE01 | HGHTDYNM | HEIGHT DYNAMICS | 783S4016 | Active | 1
2427193 | HARNESS,SAFETY,INDUSTRIAL | Style D, Size Small, Full Body, Fall Arrest, Light Weight, for comfort fit on Female Figure, ETS RSE01 | HGHTDYNM | HEIGHT DYNAMICS | SALA 783S4016 | Active | 2
2427193 | HARNESS,SAFETY,INDUSTRIAL | Style D, Size Small, Full Body, Fall Arrest, Light Weight, for comfort fit on Female Figure, ETS RSE01 | LRI | LIFE AND RESCUE INTERNATIONAL | 101207 | Active | 2
2452423 | GLOVES,HEAT PROTECTIVE | Vantage, Heat Retardant, Size 8, Plaited, DuPont Kevlar & Ploy/Cotton, Knitwrist, suitable for Hot Work Environments | ANSELL | ANSELL LTD | 70-761/SIZE 8 | Active | 2
2452423 | GLOVES,HEAT PROTECTIVE | Vantage, Heat Retardant, Size 8, Plaited, DuPont Kevlar & Ploy/Cotton, Knitwrist, suitable for Hot Work Environments | ATOMSUPP | ATOM SUPPLY GROUP P/L | 131584 | Active | 1
2452423 | GLOVES,HEAT PROTECTIVE | Vantage, Heat Retardant, Size 8, Plaited, DuPont Kevlar & Ploy/Cotton, Knitwrist, suitable for Hot Work Environments | ALLENS | ALLENS INDUSTRIAL PRODUCTS | AN70761/08 | Active | 2
2482057 | FIXTURE,LIGHTING | LED 40W Evolve Leopard (L40) 4K c/w Tilt Adaptor, Major Road, EQTS 05-01-02 | CLS | CONNECTED LIGHT SOLUTIONS | S16406R | Active | 1
2482875 | CHARGER,BATTERY | 125V, 40A, Substation Battery Charger, suits both single & dual string, Alpha Cordex, EESS-10735-01-0C, Contract 10591, Item 63 | ICS | ICS INDUSTRIES PTY LTD (ENERSYS) | PSM125B-3C0C-C | Active | 1
2482883 | CHARGER,BATTERY | 110V, 10A, Substation Battery Charger, suits both single & dual string, Alpha Cordex, EESS-10735-01-0C, Contract 10591, Item 64 | ICS | ICS INDUSTRIES PTY LTD (ENERSYS) | PSM110B-3C0C-A | Active | 1
2482891 | CHARGER,BATTERY | 110V, 16A, Substation Battery Charger, suits both single & dual string, Alpha Cordex, EESS-10735-01-0C, Contract 10591, Item 65 | ICS | ICS INDUSTRIES PTY LTD (ENERSYS) | PSM110B-3C0C-B | Active | 1
2482925 | CHARGER,BATTERY | 110V, 40A, Substation Battery Charger, suits both single & dual string, Alpha Cordex, EESS-10735-01-0C, Contract 10591, Item 68 | ICS | ICS INDUSTRIES PTY LTD (ENERSYS) | PSM110B-3C0C-D(40A) | Active | 1
2482933 | CHARGER,BATTERY | 110V, 63A, Substation Battery Charger, suits both single & dual string, Alpha Cordex, EESS-10735-01-0C, Contract 10591, Item 69 | ICS | ICS INDUSTRIES PTY LTD (ENERSYS) | PSM110E-3C0C-A | Active | 1
2482958 | CHARGER,BATTERY | 48V, 16A, Substation Battery Charger, suits both single & dual string, Alpha Cordex, EESS-10735-01-0C, Contract 10591, Item 71 | ICS | ICS INDUSTRIES PTY LTD (ENERSYS) | PSM048A-3C0C-A(16A) | Active | 1
2405429 | SWITCH,ISOLATING | Disconnector, 12/24kV, Single Insulator, 400A Min, Suitable for 30 Deg, Crossarm Mounting, 125 BIL c/w Type "Z" Hanger Kit (part no. 69196) | NGKSTANG | NGK STANGER PTY LTD | 70414ERGON2 | Active | 1
2405430 | SWITCH,ISOLATING | Disconnector, 12/24kV 630A, 120kV BIL (Min) Single Pole Links c/w Crossarm Mounting Bracket & Fitted with Load Break Device | NGKSTANG | NGK STANGER PTY LTD | 70414AB1 | Active | 1
2481620 | HOLDER,TELEPHONE | EQ RAM Mounts Phone Kit, u/w Universal Sticks, c/w Carry Bag | AMPLITUD | AMPLITUDE PTY LTD (396777) | EQRMPHKIT | Active | 1
2427201 | SLING | Rescue Connector Sling, Flat, Short c/w Triple Action Karabiner Each End | HGHTDYNM | HEIGHT DYNAMICS | HD E300E | Active | 1
2427490 | TOWELETTE,CLEANING | Boom Stick Pre-wash Wipes, Individual Saturated 24" x 24" in Sealed Foil Pouch (Box of 24 Wipes) | TEN | THE ENERGY NETWORK (AUST) PTY LTD | B-1-K | Active | 1
2427953 | HOT LINE STICK | Live Line, Insulated Stick, 720mm Lg, 76mm Dia, Construct as per Specs in Dwg 901962-01 | TEN | THE ENERGY NETWORK (AUST) PTY LTD | ALIFT-JIB-EEC | Active | 1
2428068 | GLOVES,ELECTRICAL WORKER'S | Class 2, Size 11, Natural Rubber, Black, Straight Cuff, 16" (400mm Lg) | BALMORAL | BALMORAL ENGINEERING PTY LTD | RIG216YBS11 | Active | 1
2428068 | GLOVES,ELECTRICAL WORKER'S | Class 2, Size 11, Natural Rubber, Black, Straight Cuff, 16" (400mm Lg) | ANSELL | ANSELL LTD | RIG216YBS11 | Active | 2
2428159 | GLOVES,LIVE LINE ELECTRICAL WORKERS | Class 3, Natural Rubber, Black Straight Cuff, Size 11 (pair) Glove Length, 16 inch (400mm) | BALMORAL | BALMORAL ENGINEERING PTY LTD | RIG316YBS11 | Active | 1
2428159 | GLOVES,LIVE LINE ELECTRICAL WORKERS | Class 3, Natural Rubber, Black Straight Cuff, Size 11 (pair) Glove Length, 16 inch (400mm) | ANSELL | ANSELL LTD | RIG316YBS11 | Active | 2
2428159 | GLOVES,LIVE LINE ELECTRICAL WORKERS | Class 3, Natural Rubber, Black Straight Cuff, Size 11 (pair) Glove Length, 16 inch (400mm) | SALISBRY | SALISBURY (MANUFACTURER) | E316YB/11 | Active | 5
2428241 | GLOVES,ELECTRICAL WORKER'S | Class 4, Size 11, Natural Rubber, Black, Straight Cuff, 18" (450mm Lg) | BALMORAL | BALMORAL ENGINEERING PTY LTD | RIG418YBS11 | Active | 1
2428241 | GLOVES,ELECTRICAL WORKER'S | Class 4, Size 11, Natural Rubber, Black, Straight Cuff, 18" (450mm Lg) | ANSELL | ANSELL LTD | RIG418YBS11 | Active | 2
2428290 | SLEEVES,ELECTRICAL WORKERS | Live Line, Class 2, Natural Rubber, Extra Curve (pair), Sleeve Length Regular (R) (675mm), Size 26.5 | TEN | THE ENERGY NETWORK (AUST) PTY LTD | D2RRY-EC | Phasing | 1
2428290 | SLEEVES,ELECTRICAL WORKERS | Live Line, Class 2, Natural Rubber, Extra Curve (pair), Sleeve Length Regular (R) (675mm), Size 26.5 | BALMORAL | BALMORAL ENGINEERING PTY LTD | RIS2RYECM | Phasing | 1
2428290 | SLEEVES,ELECTRICAL WORKERS | Live Line, Class 2, Natural Rubber, Extra Curve (pair), Sleeve Length Regular (R) (675mm), Size 26.5 | AMPLITUD | AMPLITUDE PTY LTD (396777) | LLSCL2R | Phasing | 1
2428290 | SLEEVES,ELECTRICAL WORKERS | Live Line, Class 2, Natural Rubber, Extra Curve (pair), Sleeve Length Regular (R) (675mm), Size 26.5 | SALISBRY | SALISBURY (MANUFACTURER) | D2-R-RYEC | Phasing | 5
2428308 | SLEEVES,ELECTRICAL WORKERS | Live Line, Class 2, Natural Rubber, Extra Curve (pair), Sleeve Length Large (L) (725mm), Size 28.5 | BALMORAL | BALMORAL ENGINEERING PTY LTD | RIS2RYECL | Phasing | 1
2428308 | SLEEVES,ELECTRICAL WORKERS | Live Line, Class 2, Natural Rubber, Extra Curve (pair), Sleeve Length Large (L) (725mm), Size 28.5 | TEN | THE ENERGY NETWORK (AUST) PTY LTD | D2LRY-EC | Phasing | 1
2428308 | SLEEVES,ELECTRICAL WORKERS | Live Line, Class 2, Natural Rubber, Extra Curve (pair), Sleeve Length Large (L) (725mm), Size 28.5 | SALISBRY | SALISBURY (MANUFACTURER) | D2-L-RYEC | Phasing | 5
2428332 | SLEEVES,ELECTRICAL WORKERS | Live Line, Class 3, Natural Rubber, Extra Curve (pair), Sleeve Length 24 Inch (610mm), Size 24 | TEN | THE ENERGY NETWORK (AUST) PTY LTD | D3SRY-EC | Phasing | 1
2428332 | SLEEVES,ELECTRICAL WORKERS | Live Line, Class 3, Natural Rubber, Extra Curve (pair), Sleeve Length 24 Inch (610mm), Size 24 | BALMORAL | BALMORAL ENGINEERING PTY LTD | RIS3RYECS | Phasing | 1
2428332 | SLEEVES,ELECTRICAL WORKERS | Live Line, Class 3, Natural Rubber, Extra Curve (pair), Sleeve Length 24 Inch (610mm), Size 24 | SALISBRY | SALISBURY (MANUFACTURER) | D3-R-RYEC24 | Phasing | 5
2428357 | SLEEVES,ELECTRICAL WORKERS | Live Line, Class 3, Natural Rubber, Extra Curve (pair), Sleeve Length Large (L) (725mm), Size 28.5 | TEN | THE ENERGY NETWORK (AUST) PTY LTD | D3LRY-EC | Phasing | 1
2428357 | SLEEVES,ELECTRICAL WORKERS | Live Line, Class 3, Natural Rubber, Extra Curve (pair), Sleeve Length Large (L) (725mm), Size 28.5 | BALMORAL | BALMORAL ENGINEERING PTY LTD | RIS3RYECL | Phasing | 1
2428357 | SLEEVES,ELECTRICAL WORKERS | Live Line, Class 3, Natural Rubber, Extra Curve (pair), Sleeve Length Large (L) (725mm), Size 28.5 | SALISBRY | SALISBURY (MANUFACTURER) | D3-L-RYEC | Phasing | 5
2405661 | SWITCH,ISOLATING | Link Isolating Substation (Zone) 24kV, 150kV BIL 630A Single Pole, Double Insulator Disconnector with Undrilled Terminal Palms | NGKSTANG | NGK STANGER PTY LTD | 70423/3CAP | Active | 1
2406361 | SWITCH,ISOLATING | Link, Type B, 12kV (W/B Quote 1466 Closing 31/04/01) | NGKSTANG | NGK STANGER PTY LTD | 70416WBB7258469298/2 | Active | 1
2406795 | SWITCH,ISOLATING | Link Isolating, 33kV, 400A, 170kV BIL, Crossarm Mounted, ETS 06-05-01 (scm) | NGKSTANG | NGK STANGER PTY LTD | 70423ERGON2 | Active | 1
30090 | CONNECTOR-SWITCH | Internal Socket Housing, 500V, 20A, 5 Round Pins, 3Ph, 1Ph Outlet, Orange | CLIPSAL | CLIPSAL (BY SCHNEIDER ELECTRIC) | CLI 56SO520LERO | Active | 1
30091 | CONNECTOR-SWITCH | Appliance Inlet, 500V, 50A, 5 Round Pins Generator Connection | CLIPSAL | CLIPSAL (BY SCHNEIDER ELECTRIC) | CLI 56AI550 | Active | 1
30114 | CROSS,CABLE RACK | Tray, 450mm W, 60mm H, 300mm Rad, NEMA 12B Steel, Galv Steel | EZYSTRUT | EZYSTRUT CABLE & PIPE SUPPORTS | N1C4503H | Active | 1
30127 | RISER,CABLE RACK,EXTERNAL CURVE | 90 Deg, 600mm W, 60mm H, 300mm Rad, NEMA 12B Steel, Galv Steel | EZYSTRUT | EZYSTRUT CABLE & PIPE SUPPORTS | N1ER6003H | Active | 1
30136 | REDUCER,CABLE RACK | Offset, Left Hand, 450 to 150mm W, 60mm H, NEMA 12B Steel, Galv Steel | EZYSTRUT | EZYSTRUT CABLE & PIPE SUPPORTS | N1LHR450150H | Active | 1
30142 | REDUCER,CABLE RACK | Offset, Right Hand, 450 to 150mm W, 60mm H, NEMA 12B Steel, Galv Steel | EZYSTRUT | EZYSTRUT CABLE & PIPE SUPPORTS | N1RHR450150H | Active | 1
30143 | REDUCER,CABLE RACK | Offset, Right Hand, 300 to 150mm W, 60mm H, NEMA 12B Steel, Galv Steel | EZYSTRUT | EZYSTRUT CABLE & PIPE SUPPORTS | N1RHR300150H | Active | 1
22259 | ADAPTOR KIT | Parallel, Convert 2 x 630A Weber LV Fuse Strips to 800A, c/w Copper Tags, Handle Joiner, Polycarb Cover | WEBER | WEBER SOUTH PACIFIC PTY LTD | V-BK3 | Active | 5
2433852 | CABLE,POWER,ELECTRICAL | U/Ground, 19/33(36)kV, 1C, 1000mm2 Milliken Stranded WB Al, TRXLPE/WBT/CWS inc OF(13.7kA/1Sec)/WBT/LAT/LLDPE/Nyl/ MDPE, Graphite Coating, Drum w/Pulling | KEI | KEI INDUSTRIES LIMITED | KEI33AL1C1000LAT13.7KAOFC | Active | 1
2433852 | CABLE,POWER,ELECTRICAL | U/Ground, 19/33(36)kV, 1C, 1000mm2 Milliken Stranded WB Al, TRXLPE/WBT/CWS inc OF(13.7kA/1Sec)/WBT/LAT/LLDPE/Nyl/ MDPE, Graphite Coating, Drum w/Pulling | CBLGRID | CABLE GRID AUSTRALIA PTY LTD | CG-2433852 | Active | 2
2484061 | BRUSH,WIRE,SCRATCH | Conductor Cleaning Brush, Semi-Tubular Shape Type, Sunrise Attachment (Live Line Tools) | RITZ | RITZ FERRAMENTAS (MANUFACTURER) | RM4455-92 | Active | 1
2484079 | GAUGE | Conductor Diameter, Aluminium, Sunrise Attachment (Live Line Tools) | RITZ | RITZ FERRAMENTAS (MANUFACTURER) | RM4455-72 | Active | 1
2484087 | TOOL | Cotter Key, All-Purpose, Sunrise Attachment (Live Line Tools) | RITZ | RITZ FERRAMENTAS (MANUFACTURER) | RM4455-82 | Active | 1
2484277 | ADAPTOR,UNIVERSAL | Sunrise Attachment (Live Line Tools) | RITZ | RITZ FERRAMENTAS (MANUFACTURER) | RM4455-84 | Active | 1
23886 | WRENCH,RATCHET | Large VDE Adjustable Torque Wrench, 460mm,Dualescale, 20-100Nm(15-80 lbf.ft) 1/2" Drive, CW/CCW Operation, Reversible Ratchet, 1000V AC/1500V DC, | CNWELEC | CNW ELECTRICAL PTY LTD | 36 50393 0100 029 ASSY | Active | 1
2484319 | INSTALLATION TOOL,CABLE TIE | Tensioning Tool, Palm Grip, Metal Body with Plastic Hand-Grips | ABBAUST | ABB AUSTRALIA PTY LTD | WT3D | Active | 5
2484459 | CABLE,POWER,ELECTRICAL | U/Ground, 76/132kV, 1C, 1200mm2 Stranded Segmental Milliken WB Cu, XLPE/WBT/CAS (40kA/0.5Sec)/MDPE, Graphite Coating | KEI | KEI INDUSTRIES LIMITED | EHV-ECB036 - ITEM32 | Active | 1
2404380 | SEALING COMPOUND | Insulating Sealer, 300gm Pressure Pack, Ivy Spray (Ctn 12) | IDEALELE | IDEAL ELECTRICAL SUPPLIERS | CRC2044 | Active | 5
2404380 | SEALING COMPOUND | Insulating Sealer, 300gm Pressure Pack, Ivy Spray (Ctn 12) | CNWELEC | CNW ELECTRICAL PTY LTD | 2044 | Active | 1
2442093 | INSULATION SLEEVING,ELECTRICAL | Heat Shrink Tubing, BPTM 30/12-A/U, 3m Lg, HV Outdoor Tubing (scm) | TECONN | TE CONNECTIVITY LTD | BPTM-30/12-A/U-4(S30) | Active | 5
2428399 | SLEEVES,ELECTRICAL WORKERS | Live Line, Class 4, Natural Rubber, Extra Curve (pair), Sleeve Length Regular (R) (675mm), Size 26.5 | TEN | THE ENERGY NETWORK (AUST) PTY LTD | D4RRY-EC | Phasing | 1
2428399 | SLEEVES,ELECTRICAL WORKERS | Live Line, Class 4, Natural Rubber, Extra Curve (pair), Sleeve Length Regular (R) (675mm), Size 26.5 | BALMORAL | BALMORAL ENGINEERING PTY LTD | RIS4RYECM | Phasing | 1
2428399 | SLEEVES,ELECTRICAL WORKERS | Live Line, Class 4, Natural Rubber, Extra Curve (pair), Sleeve Length Regular (R) (675mm), Size 26.5 | SALISBRY | SALISBURY (MANUFACTURER) | D4-R-RYEC | Phasing | 5
2428423 | GLOVE SHELLS,ELECTRICAL WORKERS | Live Line Leather Protector, Goat Skin, 3" Cuff, suit Glove Sizes 8.0 & 8.5, 12" Lg (305mm) | ANSELL | ANSELL LTD | OUTHVGS8 | Active | 2
2428423 | GLOVE SHELLS,ELECTRICAL WORKERS | Live Line Leather Protector, Goat Skin, 3" Cuff, suit Glove Sizes 8.0 & 8.5, 12" Lg (305mm) | BALMORAL | BALMORAL ENGINEERING PTY LTD | OUTHVGS8 | Active | 1
2428423 | GLOVE SHELLS,ELECTRICAL WORKERS | Live Line Leather Protector, Goat Skin, 3" Cuff, suit Glove Sizes 8.0 & 8.5, 12" Lg (305mm) | SALISBRY | SALISBURY (MANUFACTURER) | ILP3S 8/8.5 | Active | 5
2428522 | COVER,UTILITY LINE | Live Line, Hardcover, Rated 25kV, High Density PE, 1500mm Lg, Conductor Cover w/out Gripall Adapter | TEN | THE ENERGY NETWORK (AUST) PTY LTD | P406-0184 | Active | 1
2428522 | COVER,UTILITY LINE | Live Line, Hardcover, Rated 25kV, High Density PE, 1500mm Lg, Conductor Cover w/out Gripall Adapter | CHANCE | CHANCE (MANUFACTURER) | P406-0184 | Active | 5
2428563 | COVER,UTILITY POLE | Live Line, Class 4, High Dielectric Linear PE, 1830mm Lg, 300mm Dia | TEN | THE ENERGY NETWORK (AUST) PTY LTD | C406-0000 | Active | 1
2428563 | COVER,UTILITY POLE | Live Line, Class 4, High Dielectric Linear PE, 1830mm Lg, 300mm Dia | CHANCE | CHANCE (MANUFACTURER) | C406-0000 | Active | 5
2428696 | INSULATION,ELEC COND | Flexible Line Hose, Class 4, Style D, Extended Lip, Coupler One End, Orange, 40mm Dia, 915mm Lg | TEN | THE ENERGY NETWORK (AUST) PTY LTD | SU150-3C | Active | 1
2428696 | INSULATION,ELEC COND | Flexible Line Hose, Class 4, Style D, Extended Lip, Coupler One End, Orange, 40mm Dia, 915mm Lg | SALISBRY | SALISBURY (MANUFACTURER) | SU150-3C | Active | 5
2428779 | CLAMP,LIVE LINE | Blanket Clamp Peg, Large, Wooden, 200mm Opening, for Live Line | TEN | THE ENERGY NETWORK (AUST) PTY LTD | CNS-3 | Active | 1
2428779 | CLAMP,LIVE LINE | Blanket Clamp Peg, Large, Wooden, 200mm Opening, for Live Line | HASTINGS | HASTINGS (MANUFACTURER) | CNS-3 | Active | 5
2428837 | HAND STICK,INSULATED | Wire Holding Stick, Overall 1900mm Lg, Stick 32mm Dia | TEN | THE ENERGY NETWORK (AUST) PTY LTD | C403-3068 | Active | 1
2428837 | HAND STICK,INSULATED | Wire Holding Stick, Overall 1900mm Lg, Stick 32mm Dia | CHANCE | CHANCE (MANUFACTURER) | C403-3068 | Active | 5
2428852 | HAND STICK,INSULATED | Roller Link Stick, Overall 1450mm Lg, Stick 32mm Dia | TEN | THE ENERGY NETWORK (AUST) PTY LTD | H4714-4 | Active | 1
2428852 | HAND STICK,INSULATED | Roller Link Stick, Overall 1450mm Lg, Stick 32mm Dia | CHANCE | CHANCE (MANUFACTURER) | H47144 | Active | 5
2428860 | HAND STICK,INSULATED | Hoist Link Stick, Insulation 390mm Lg, Stick 32mm Dia | TEN | THE ENERGY NETWORK (AUST) PTY LTD | C400-1175 | Active | 1
2428860 | HAND STICK,INSULATED | Hoist Link Stick, Insulation 390mm Lg, Stick 32mm Dia | CHANCE | CHANCE (MANUFACTURER) | C400-1175 | Active | 5
2434777 | HOOK | Drag, for Moving/Positioning Versadeck Ground Protection Mats | ENVIREX | ENVIREX | VH | Active | 1
2419570 | TERMINATION CONDUCTOR COMPRESSION | FT, Iodine, 7/4.75 AAAC 1120, Transverse Palm, Jumper Lug & Bolt, Die Size Al 22mm, ETS 11-09-01 | PLP | PREFORMED LINE PRODUCTS (AUST) | D-HD706X | Active | 5
2426708 | PROTECTOR,ELECTRICAL CABLE | Armour Rod, Preformed, Full Length, Cricket 30/7/2.50 ACSR/AC, ETS 11-09-01 | PLP | PREFORMED LINE PRODUCTS (AUST) | D-AAR1750 | Active | 5
2426765 | CLAMP,SUSPENSION,ELEC CONDUCTOR | Double Armour Grip Assembly, Cherry, 6/4.75+7/1.6 ACSR/GZ, M16 Bolt, Incl Yoke Plate, No Clevis Tongues, ETS 11-09-01 | PLP | PREFORMED LINE PRODUCTS (AUST) | D-HSD1430+YOKE | Active | 5
2426922 | LEAD,ELECTRICAL | Earth Bonding Lead + PG Clamp (10kA/0.5Sec), suit "Banana", 6/1/3.75, ACSR/GZ Armour Grip Suspension Units, to Ergon Transmission Line Spec (scm) | PLP | PREFORMED LINE PRODUCTS (AUST) | EBL-OPGW010719-ER | Active | 5
2434017 | TIE,PREFORMED | Side, Neck Dia 54mm Insulator, 7/2.75 SC/GZ OHEW, Armoured (scm) | PLP | PREFORMED LINE PRODUCTS (AUST) | GTY-083-54 | Active | 5
30148 | REDUCER,CABLE RACK | Straight, 450 to 150mm W, 60mm H, NEMA 12B Steel, Galv Steel | EZYSTRUT | EZYSTRUT CABLE & PIPE SUPPORTS | N1SR450150H | Active | 1
30158 | RACK,CABLE | ST3 Supatray, 3m Lg, 150mm W, 50mm H, Galvabond, ST3-150-GB | EZYSTRUT | EZYSTRUT CABLE & PIPE SUPPORTS | ET3150G | Active | 1
30172 | RACK,CABLE | ST5 Supatray, 3m Lg, 450mm W, 75mm H, Galv Steel, ST5-450-GB | EZYSTRUT | EZYSTRUT CABLE & PIPE SUPPORTS | ET5450H | Active | 1
30178 | BRACE,CORNER | ST3 T-X Bracket, 50mm H, Galvabond, to Intersect/Change Cable Tray Direction by Creating a Tee or Cross Section | EZYSTRUT | EZYSTRUT CABLE & PIPE SUPPORTS | ET3TXG | Active | 1
30180 | BRACE,CORNER | ST5 T-X Bracket, 75mm H, Galvabond, to Intersect/Change Cable Tray Direction by Creating a Tee or Cross Section | EZYSTRUT | EZYSTRUT CABLE & PIPE SUPPORTS | ET5TXH | Active | 1
2482537 | CULVERT BOX | Concrete, 1.7 Tonne, 11kV 1.5MVA Substation Support, Super Heavy Duty | BUNDCNCT | BUNDABERG CONCRETE CASTERS | 939 | Active | 1
2475101 | TRANSFORMER,DISTRIBUTION | Padmount Substation, 11kV, 500kVA, 3 Ph (Sq), ABB Safelink 2 (CFC) Switchgear & LV Switchgear, Ergon Branded w/o Padlock JTS 02-02-03 (scm) | WILSON | WILSON TRANSFORMER CO. PTY LTD | 880-A312-11-AD | Active | 1
2485274 | SWITCH,ISOLATING | Battery Isolation Cubicle, 1 x Indoor, 125V, 160A, Form 1, 2kA, IP51, 1 x 3 Pole 200A DC CB, c/w 160A Overload Trip & 2000A Instantaneous Trip w/-Aux | WEBER | WEBER SOUTH PACIFIC PTY LTD | VC110010-M103 | Active | 1
3293 | COIL,ELECTRICAL | Inverter Pole Assy, St George STATCOM | AMSC | AMSC AUSTRALIA PTY LTD | 7302319 | Active | 5
3293 | COIL,ELECTRICAL | Inverter Pole Assy, St George STATCOM | AMSC | AMSC AUSTRALIA PTY LTD | 7302319 | Active | 1
2402865 | TRANSFORMER,DISTRIBUTION | Groundmount, 33kV/433V, 1000kVA, 3 Ph, 50Hz, O/A 2004 x 1849mm, KNAN, Dyn11, HV Busing DIN Interface C, c/w LV & HV Cable Box (scm) | TYREE | TYREE TRANSFORMERS PTY LTD | 0750-1591 | Active | 1
2404649 | TRANSFORMER,DISTRIBUTION | Groundmount, 22kV/433-250V, 1000kVA, 3 Ph, 50Hz, ONAN, Cable Entry c/w HV Cable Box & LV Bushing, ETS 02-03-02 | WILSON | WILSON TRANSFORMER CO. PTY LTD | 875-0646-11-AB | Active | 1
2405701 | TRANSFORMER,DISTRIBUTION | Padmount, 11kV, 315kVA, 3 Ph (Sq) LV Switchgear & No HV Switchgear Front Entry, JTS 02-04-01 Item 7 (scm) | WILSON | WILSON TRANSFORMER CO. PTY LTD | 880-0641-11-AA | Active | 1
2405704 | TRANSFORMER,DISTRIBUTION | Padmount, 11kV, 200kVA, 3 Ph (Sq) Weber LV Switchgear & No HV Switchgear (scm) | ABBAUST | ABB AUSTRALIA PTY LTD | 168149 | Active | 1
2406496 | TRANSFORMER,DISTRIBUTION | SWER Pole Mount, 11kV, 10kVA (Pallet x 4) (scm) | TOSHIBA | TOSHIBA INTERNATIONAL CORPORATION P/L | TXSPS-0010AA-001 | Active | 1
2485373 | GLOVES,PROTECTIVE | Bamboo TwinFlex, Size 10, Cut Level D, 18 Gauge, Protective Coating on Palms & Fingers, Knitted Cuff, Green/Black, for Dry & Slightly Damp/Oily Conditions | UVEX | UVEX SAFETY GROUP | 60090-10 | Active | 1
2485381 | GLOVES,PROTECTIVE | Bamboo TwinFlex, Size 11, Cut Level D, 18 Gauge, Protective Coating on Palms & Fingers, Knitted Cuff, Green/Black, for Dry & Slightly Damp/Oily Conditions | UVEX | UVEX SAFETY GROUP | 60090-11 | Active | 1
2437580 | MOTOR | Drive for Feeder Switch, suit ABB Safelink2, JTS 06-08-01 (scm) | ABBAUST | ABB AUSTRALIA PTY LTD | 5811940 | Active | 5
2426377 | PARTS KIT | Retrofit Kit, 3 x AB Chance Load Break Interrupter Kit, suit AEM ABS | PLP | PREFORMED LINE PRODUCTS (AUST) | A-A8214-01 | Active | 5
368110 | INSECTICIDE | WaspJet, Aerosol, Spray up to 6m, Di-Electric Strength, Kills Wasps & Larvae | ATOMSUPP | ATOM SUPPLY GROUP P/L | 513636 | Active | 1
368110 | INSECTICIDE | WaspJet, Aerosol, Spray up to 6m, Di-Electric Strength, Kills Wasps & Larvae | ATOMSUPP | ATOM SUPPLY GROUP P/L | 237381 | Active | 2
368110 | INSECTICIDE | WaspJet, Aerosol, Spray up to 6m, Di-Electric Strength, Kills Wasps & Larvae | MINEHAN | MINEHAN AGENCIES PTY LTD | 16-04-0924 | Active | 2
2427532 | SANITISER | Liquid Gel; Anti-Bacterial Hand Sanitiser; 500 ml Pump Action Bottle; For use when water is not available. | SHERRIFF | SHERRIFF ELECTRICAL P/L (WHOLESALERS) | SHE-ALC SANITISER 500ML | Active | 1
2427532 | SANITISER | Liquid Gel; Anti-Bacterial Hand Sanitiser; 500 ml Pump Action Bottle; For use when water is not available. | ATOMSUPP | ATOM SUPPLY GROUP P/L | 32818048 | Active | 1
22156 | TEST PAPER & CHART,PH | FI1101 Indicator Sticks, pH 0-14 Scale, to Test pH/Alkaline Levels in Waste Water, Pack of 100 | ROWE | ROWE SCIENTIFIC PTY LTD | FI1101 PH-1-14 | Active | 1
2483915 | RELAY,PROTECTION | Bus Diff, 3Ph, 10 - 40% 1A, 30TE Size 6, 2 Out, Hand Reset, No Resistors | GE | GENERAL ELECTRIC COMPANY | MCAG34VCBC0000A | Active | 5
2483519 | TOILET,PORTABLE | Cleanwaste GO Anywhere, Packed Away 48 x 36 x 12cm, Set up 53 x 43 x 36cm, 226kg Weight Limit, 3 Fold-out Legs, to be used with Toilet Bags | EZYGONOW | EZYGONOW, EEZYGO PTY LTD | EGN007 | Active | 1
2483519 | TOILET,PORTABLE | Cleanwaste GO Anywhere, Packed Away 48 x 36 x 12cm, Set up 53 x 43 x 36cm, 226kg Weight Limit, 3 Fold-out Legs, to be used with Toilet Bags | CLNWASTE | CLEANWASTE | D119PET | Active | 2
2483519 | TOILET,PORTABLE | Cleanwaste GO Anywhere, Packed Away 48 x 36 x 12cm, Set up 53 x 43 x 36cm, 226kg Weight Limit, 3 Fold-out Legs, to be used with Toilet Bags | ATOMSUPP | ATOM SUPPLY GROUP P/L | 502785 | Active | 2
2485779 | PARTS KIT | Retrofit Kit, for Fulton 3-Way Link Pillar c/w Operation Instructions & Diagram, Lockout Kit & Label Kit, Stds A677 | FULTON | FULTON INDUSTRIES AUSTRALIA P/L | 01-PPB4T-3W+6F-QLD-RUKIT | Active | 1
2486108 | PARTITION,TERMINAL BLOCK | Type TS-UT 6-T/SP, Partition Plate, 105.2mm Lg, 1mm W, 67.5mm H, Gray, suit Terminals | PHOENIX | PHOENIX CONTACT PTY LTD | 3072821 | Active | 1
21419 | TERMINAL BLOCK | Type USLKG 6N, Ground Modular, 6mm2 Cross Section, 2 Connections, Green-Yellow, Universal Mtg, Pack of 50 | HAYMANS | HAYMANS ELECTRICAL | PHO0442079 | Active | 1
21419 | TERMINAL BLOCK | Type USLKG 6N, Ground Modular, 6mm2 Cross Section, 2 Connections, Green-Yellow, Universal Mtg, Pack of 50 | PHOENIX | PHOENIX CONTACT PTY LTD | 442079 | Active | 5
21420 | TERMINAL BLOCK | Type UK 10N, Feed-through, 76A, 800V, 10mm2 Cross Section, 2 Connections, Gray, Universal Mtg, Pack of 50 | HAYMANS | HAYMANS ELECTRICAL | PHO3005073 | Active | 1
21420 | TERMINAL BLOCK | Type UK 10N, Feed-through, 76A, 800V, 10mm2 Cross Section, 2 Connections, Gray, Universal Mtg, Pack of 50 | PHOENIX | PHOENIX CONTACT PTY LTD | 3005073 | Active | 5
21421 | BRIDGE,TERMINAL BLOCK | Type FBI 10-10, Fixed Bridge, 76A, 10 Posn, 10mm, Screw Mtg, Silver, suit Terminal Type UK10N, Pack of 10 | HAYMANS | HAYMANS ELECTRICAL | PHO0203276 | Active | 1
21421 | BRIDGE,TERMINAL BLOCK | Type FBI 10-10, Fixed Bridge, 76A, 10 Posn, 10mm, Screw Mtg, Silver, suit Terminal Type UK10N, Pack of 10 | PHOENIX | PHOENIX CONTACT PTY LTD | 203276 | Active | 5
21422 | BRIDGE,TERMINAL BLOCK | Type EB 10-10, Insertion Bridge, 70A, 10 Posn, 10mm, Gray, suit Terminal Type UK10N, Pack of 10 | HAYMANS | HAYMANS ELECTRICAL | PHO0203137 | Active | 1
21422 | BRIDGE,TERMINAL BLOCK | Type EB 10-10, Insertion Bridge, 70A, 10 Posn, 10mm, Gray, suit Terminal Type UK10N, Pack of 10 | PHOENIX | PHOENIX CONTACT PTY LTD | 203137 | Active | 5
21425 | BRIDGE,TERMINAL BLOCK | Type FBI 2-15, Fixed Bridge, 150A, 2 Posn, 15mm, Screw Mtg, Silver, suit Terminal Type UK35, Pack of 10 | HAYMANS | HAYMANS ELECTRICAL | PHO0201333 | Active | 1
21425 | BRIDGE,TERMINAL BLOCK | Type FBI 2-15, Fixed Bridge, 150A, 2 Posn, 15mm, Screw Mtg, Silver, suit Terminal Type UK35, Pack of 10 | PHOENIX | PHOENIX CONTACT PTY LTD | 201333 | Active | 5
21426 | BRIDGE,TERMINAL BLOCK | Type FBI 3-15, Fixed Bridge, 150A, 3 Posn, 15mm, Screw Mtg, Silver, suit Terminal Type UK35, Pack of 10 | HAYMANS | HAYMANS ELECTRICAL | PHO0201278 | Active | 1
21426 | BRIDGE,TERMINAL BLOCK | Type FBI 3-15, Fixed Bridge, 150A, 3 Posn, 15mm, Screw Mtg, Silver, suit Terminal Type UK35, Pack of 10 | PHOENIX | PHOENIX CONTACT PTY LTD | 201278 | Active | 5
2483154 | MANHOLE TOP ASSEMBLY | Footpath Access, Explosion Mitigation, 2 Part Cover, Class B, 750 x 1245mm Clr Opening, Unfilled Black Ductile Iron & Frame, 80kN Load Capacity, 50mm Timber | EJAUST | EJ AUSTRALIA PTY LTD | EMLB210E | Active | 1
2408011 | TRANSFORMER,DISTRIBUTION | Groundmount, 22kV/433-250V, 1500kVA, 3 Ph, ONAN, HV Cable Box & LV Bushing, ETS 02-02-02 Item 30 (scm) | WILSON | WILSON TRANSFORMER CO. PTY LTD | 876-0647-11-AB | Active | 1
2408045 | TRANSFORMER,DISTRIBUTION | Padmount, 22kV/433-250V, 315kVA, 3 Ph, 50Hz, ONAN (Rect) LV Switchgear & HV RMU, 2 x Switch Disconnectors & 1 x Fuse Switch, Rect Plinth Nominal | WILSON | WILSON TRANSFORMER CO. PTY LTD | 881-8841-11-AB | Phasing | 1
2408078 | TRANSFORMER,DISTRIBUTION | Padmount, 22kV/433-250V, 315kVA, 3 Ph, ONAN (Rect) LV Switchgear & F&G HV RMU, 3 x Switch Disconnectors & 1 x Fuse Switch, Rect Plinth Nominal | WILSON | WILSON TRANSFORMER CO. PTY LTD | 881-8842-11-AC | Active | 1
2408086 | TRANSFORMER,DISTRIBUTION | Padmount, 22kV/433-250V, 500kVA, 3 Ph, ONAN (Rect) LV Switchgear & HV RMU, 2 x Switch Disconnectors & 1 x Fuse Switch, Rect Plinth Nominal | WILSON | WILSON TRANSFORMER CO. PTY LTD | 881-8843-11-AB | Active | 1
2483469 | ATTACHMENT,FORKLIFT | Magnetic Fork Covers, suit Forklift Tyne Dimensions 120-130mm W & 1000-1190mm Lg, 9mm Thk Dags, Black Rubber Upper Layer, (supplied as a pair) | CASCADE | CASCADE (AUST) PTY LTD | 6538264 | Active | 1
2484392 | CABLE,POWER,ELECTRICAL | U/Ground, 76/132kV, 1C, 630mm2 Stranded Compacted Circ WB Al, XLPE/WBT/CAS (25kA/1Sec)/LLDPE/Nyl/MDPE, Graphite Coating | KEI | KEI INDUSTRIES LIMITED | EHV-ECB036 - ITEM26 | Active | 1
3730 | COIL,ELECTRICAL | Trip, 32V DC, Control Voltage 25.8-32V DC, suit ABB VBF 36 & 40 CB (2 x per CB), 00000977 Part 1 | ABBAUST | ABB AUSTRALIA PTY LTD | 7900181 | Active | 1
3731 | COIL,ELECTRICAL | Close, 32V DC, Control Voltage 25.8-35.2V DC, suit ABB VBF 36 & 40 CB (1 x per CB), 00000977 Part 1 | ABBAUST | ABB AUSTRALIA PTY LTD | 7900182 | Active | 1
3733 | COIL,ELECTRICAL | Trip, 48V DC, Control Voltage 33.6-52.8V DC, suit ABB VBF 36 & 40 CB (2 x per CB), 00000977 Part 1 | ABBAUST | ABB AUSTRALIA PTY LTD | 7900183 | Active | 1
3734 | COIL,ELECTRICAL | Close, 48V DC, Control Voltage 33.6-52.8V DC, suit ABB VBF 36 & 40 CB (1 x per CB), 00000977 Part 1 | ABBAUST | ABB AUSTRALIA PTY LTD | 7900184 | Active | 1
2483816 | SHEETING,REFLECTIVE | Traffic Sign Blanking Plate, Roll-up, 1200 x 300mm, Retroreflective Yellow, Hard Velcro Backed, 4 Corner Eyelets | REFLEFAB | REFLECT FABRICS PTY LTD | EXSCBBBBBB | Active | 2
2483816 | SHEETING,REFLECTIVE | Traffic Sign Blanking Plate, Roll-up, 1200 x 300mm, Retroreflective Yellow, Hard Velcro Backed, 4 Corner Eyelets | REFLEFAB | REFLECT FABRICS PTY LTD | EXSC12030YB | Active | 1
2480028 | SWITCHBOARD,POWER | LV Indoor, 750(750)kVA, ACB Std, Sentron 3WL, ETU45B, AFPS VAMP 221, 1600A TX ACB 42kA/1Sec, 4 x 630A SF, Mob Gen Conn & 1600A ACB, Metal Encl, Dual Top/Bottom | WEBER | WEBER SOUTH PACIFIC PTY LTD | MF115123-EQ01 | Active | 1
2480044 | SWITCHBOARD,POWER | LV Indoor, 750(750)kVA, ACB Std, Sentron 3WL, ETU45B, AFPS VAMP 221, 1600A TX ACB 42kA/1Sec, 4 x 630A SF, Mob Gen Conn, 2 x SF Spare Slots, Metal Encl, Dual | WEBER | WEBER SOUTH PACIFIC PTY LTD | MF115123-EQ03 | Active | 1
2480200 | SWITCHBOARD,POWER | LV Indoor, TX Isolator, 1500(1500)kVA, ACB Std, Sentron 3WL, ETU45B, AFPS VAMP 221, 3200A TX ACB 65kA/1Sec, Mob Gen Conn, Direct Busbar Connect, Metal Encl, | WEBER | WEBER SOUTH PACIFIC PTY LTD | MF001243-EQ01 | Active | 1
2480341 | SWITCHBOARD,POWER | LV Outdoor, 1500(1000)kVA, ACB Upgde, Sentron 3WL, ETU76B c/w COM35 Module, AFPS VAMP 221, 3200A TX ACB 65kA/1Sec, 4 x 630A SF (1 x Provisional SF Slot) | WEBER | WEBER SOUTH PACIFIC PTY LTD | VC540240-S304 | Active | 1
2480507 | SWITCHBOARD,POWER | LV Outdoor, 1500(315)kVA, ACB Upgde, Sentron 3WL, ETU76B c/w COM35 Module, AFPS VAMP 221, 3200A TX ACB 65kA/1Sec, 5 x 630A SF (1 x Provisional SF Slot) | WEBER | WEBER SOUTH PACIFIC PTY LTD | VC540240-S320 | Active | 1
2480549 | CIRCUIT BREAKER SUBASSEMBLY | 500kV, Rating Plug 1000A, Sentron 3WL, spare part for Open CB | SIEMENS | SIEMENS LTD | 3WL9111-0AA57-0AA0 | Active | 1
2480549 | CIRCUIT BREAKER SUBASSEMBLY | 500kV, Rating Plug 1000A, Sentron 3WL, spare part for Open CB | WEBER | WEBER SOUTH PACIFIC PTY LTD | SIE-RP1000 | Active | 2
2480580 | COMMUNICATION SYSTEM | ACB Additional to Enable SCADA for DNP3, RTU SICAM A8000 Relay, Interface in DNP3 | WEBER | WEBER SOUTH PACIFIC PTY LTD | SIE-SICAMA8000 | Active | 2
2480580 | COMMUNICATION SYSTEM | ACB Additional to Enable SCADA for DNP3, RTU SICAM A8000 Relay, Interface in DNP3 | SIEMENS | SIEMENS LTD | SICAMA8000 | Active | 1
23730 | CONNECTOR,ELECTRICAL | Terminal Clamp, In-Line Bi-Metal Service Connector, suit 6-35mm2 Cable, 13mm AF 12nm Shear Head | SICAME | SICAME AUSTRALIA PTY LTD | ILC635E | Active | 1
23730 | CONNECTOR,ELECTRICAL | Terminal Clamp, In-Line Bi-Metal Service Connector, suit 6-35mm2 Cable, 13mm AF 12nm Shear Head | TECONN | TE CONNECTIVITY LTD | BPC P35-P35I | Active | 2
2483923 | RELAY,PROTECTION | Bus Diff, 3Ph, 10 - 40% 5A, 30TE Size 6, 2 Out, Hand Reset, No Resistors | GE | GENERAL ELECTRIC COMPANY | MCAG34VCBF0000A | Active | 5
2425734 | CONVERTER,SIGNAL DATA | Media Converter, 19-60VDC Aux Voltage, Areva Model # MiCOM P591401A0M0000 | AREVA | AREVA T&D AUSTRALIA LTD | MICOM P591401A0M0000 | Active | 5
22100 | FUSE ELEMENT,ELECTRICAL | 20A, 12kV, Dropout Fuse Link, u/w Fault Tamer Fuse Carrier & Current Limiter, AS1033, Bushfire Mitigation | S&C ELEC | S&C ELECTRIC COMPANY | 526020 | Active | 5
14543 | BIT,AUGER | Impact, 12mm Dia, 305mm OAL, Steel, Ring Twist Pattern, 11mm Hex Shank, Quick Release | SPECFORC | SPECIALISED FORCE PTY LTD | STMSF812225 | Active | 1
14547 | BIT,AUGER | Impact, 22mm Dia, 205mm OAL, Steel, Ring Twist Pattern, 11mm Hex Shank, Quick Release | LEGEND | LEGEND POWER SYSTEMS | MSS-0078M | Active | 1
14547 | BIT,AUGER | Impact, 22mm Dia, 205mm OAL, Steel, Ring Twist Pattern, 11mm Hex Shank, Quick Release | SPECFORC | SPECIALISED FORCE PTY LTD | STMSF 822 X 225 | Active | 2
2484806 | SWITCHBOARD,POWER | DC Dist Board, Indoor, 125V, 100A, Form 2bi, 2kA, IP51, 36 Pole Chassis c/w 2 x Supply 160A LBS, 18 x 2 Pole CBs on 1 x 36 Pole Chassis for Dist Circuits, | WEBER | WEBER SOUTH PACIFIC PTY LTD | DE608025-M101 | Active | 1
2484814 | SWITCHBOARD,POWER | DC Dist Board, Indoor, 125V, 100A, Form 2bi, 2kA, IP51, 48 Pole Chassis c/w 2 x Supply 160A LBS, 24 x 2 Pole CBs on 1 x 48 Pole Chassis for Dist Circuits, | WEBER | WEBER SOUTH PACIFIC PTY LTD | DE6010025-M101 | Active | 1
2461408 | FIXTURE,LIGHTING | 14W StreetLED MkII (L17) 4K Aeroscreen c/w NEMA PE Cell, Minor Road, EQTS 05-01-02 (scm) | GERARD | GERARD LIGHTING GROUP | JLB99BD11L17 | Phasing | 1
2456424 | LANYARD,SAFETY,INDUSTRIAL | Twin Tail, Tower Climbing Hook, Back Lanyard Kit c/w Small & Large Hooks | HGHTDYNM | HEIGHT DYNAMICS | FERNO VAIHBLANMHA | Active | 5
2456424 | LANYARD,SAFETY,INDUSTRIAL | Twin Tail, Tower Climbing Hook, Back Lanyard Kit c/w Small & Large Hooks | HGHTDYNM | HEIGHT DYNAMICS | FTCHBLK | Active | 1
4100 | PLATE,MOUNTING | Type 3U-1, 19" Rack Mounting Plate 3U, 15 x Fuse/Link | GMG | GLOBAL MANUFACTURING GROUP | EESS-10254-01 | Active | 1
4097 | PLATE,MOUNTING | Type 3U-CB, 19" Rack Mounting Plate 3U, CB Switches & Lamps | B&R | B&R ENCLOSURES PTY LTD | EESS-10245-01 | Active | 2
4097 | PLATE,MOUNTING | Type 3U-CB, 19" Rack Mounting Plate 3U, CB Switches & Lamps | GMG | GLOBAL MANUFACTURING GROUP | EESS-10245-01 | Active | 1
4123 | RACK,ELEC EQUIP | Side Panel, RA1, 48RU, 800mm D, Dwg 1042893-02-0A, EESS-10721-01-0A, ETS 2011/0532/T | PLP | PREFORMED LINE PRODUCTS (AUST) | EE-4880-50-RA1-N42 | Phasing | 1
4158 | PANEL,ELEC EQUIP | Side Panel, FA2, RA2 & RA5, 45U x 800mm | B&R | B&R ENCLOSURES PTY LTD | XB-586135/18 | Active | 5
2483261 | TRANSFORMER,VOLTAGE | 11kV IVT, 6350/63.5/63.5V, 50Hz, 0.2M/3P 50VA each Wdg, Post Type 1Ph Outdoor c/w Metering Accuracy Tests, VKU1-24, Contract 988 Item 46 | EPCINTER | EPC INTERNATIONAL PTY LTD | M196379 | Active | 1
2483261 | TRANSFORMER,VOLTAGE | 11kV IVT, 6350/63.5/63.5V, 50Hz, 0.2M/3P 50VA each Wdg, Post Type 1Ph Outdoor c/w Metering Accuracy Tests, VKU1-24, Contract 988 Item 46 | KONCAR | KONCAR - ELECTRICAL INDUSTRY INC | VKU1-24 (6350:63.5:63.5V) | Active | 5
2453983 | FUSE LINK,ENCLOSED ELEMENT | 3A, Standard Blade, Purple (P5) | ASHDOWN | ASHDOWN-INGRAM (NOW CALLED NAPA) | ACX1600BL | Active | 1
2408128 | TRANSFORMER,DISTRIBUTION | Padmount, 22kV/433-250V, 1000kVA, 3 Ph, ONAN (Rect) LV Switchgear & HV RMU, 2 x Switch Disconnectors & 1 x Fuse Switch, Rect Plinth Nominal | WILSON | WILSON TRANSFORMER CO. PTY LTD | 881-8845-11-AB | Active | 1
2408169 | TRANSFORMER,DISTRIBUTION | Padmount, 22kV/433-250V, 1000kVA, 3 Ph, ONAN (Rect) LV Switchgear & F&G HV RMU, 3 x Switch Disconnectors & 1 x Fuse Switch, Rect Plinth Nominal | WILSON | WILSON TRANSFORMER CO. PTY LTD | 881-8846-11-AC | Active | 1
2474203 | CIRCUIT CARD | MDIM RL2 Assembly, suit RL-Series Sectionaliser, 15/27kV LBS | SCHNEIDR | SCHNEIDER PTY LTD (MANUFACTURER) | 999900215 | Active | 5
3736 | COIL,ELECTRICAL | Trip, 110V DC, Control Voltage 77-121V DC, suit ABB VBF 36 & 40 CB (2 x per CB), 00000977 Part 1 | ABBAUST | ABB AUSTRALIA PTY LTD | 7900185 | Active | 1
3737 | COIL,ELECTRICAL | Close, 110V DC, Control Voltage 77-121V DC, suit ABB VBF 36 & 40 CB (1 x per CB), 00000977 Part 1 | ABBAUST | ABB AUSTRALIA PTY LTD | 7900186 | Active | 1
3739 | COIL,ELECTRICAL | Trip, 125V DC, Control Voltage 87.5-137.5V DC, suit ABB VBF 36 & 40 CB (2 x per CB), 00000977 Part 1 | ABBAUST | ABB AUSTRALIA PTY LTD | 7900187 | Active | 1
3740 | COIL,ELECTRICAL | Close, 125V DC, Control Voltage 87.5-137.5V DC, suit ABB VBF 36 & 40 CB (1 x per CB), 00000977 Part 1 | ABBAUST | ABB AUSTRALIA PTY LTD | 7900188 | Active | 1
3742 | COIL,ELECTRICAL | Trip, 240V DC/AC, Control Voltage 195.5 - 253 V DC or AC, suit ABB VBF 36.20.25 CB (2 x per CB), ETS 2009/0092/T Item 7M | ABBAUST | ABB AUSTRALIA PTY LTD | 7900175 | Active | 1
3743 | COIL,ELECTRICAL | Close, 240V DC/AC, Control Voltage 195.5 - 253 V DC or AC, suit ABB VBF 36.20.25 CB (1 x per CB), ETS 2009/0092/T Item 7N | ABBAUST | ABB AUSTRALIA PTY LTD | 7900176 | Active | 1
2485522 | TAG,MARKER | Pole Inspection Disc, Al, Colour Dulux Orange X15 Powder Coated, 50mm Dia, 2mm Thk c/w 6mm Dia Punched Hole 8mm from Edge, for Asset Inspectors to | UAM | UTILITY ASSET MANAGEMENT P/L | IN02414 | Active | 1
104450 | LOCKING ASSEMBLY | Locking Dog | AMPLITUD | AMPLITUDE PTY LTD (396777) | SAE10425 | Active | 1
104450 | LOCKING ASSEMBLY | Locking Dog | ACCULEC | ACCULEC PTY LTD (303899) | C3030069HD | Active | 2
104450 | LOCKING ASSEMBLY | Locking Dog | BRITECH | BRI-TECH PTY LTD | C3030069HD | Active | 2
2402750 | SNAP HOOK | Hauling Line, Tested Stamped & Certified | ACCULEC | ACCULEC PTY LTD (303899) | M1849 | Active | 2
2402750 | SNAP HOOK | Hauling Line, Tested Stamped & Certified | CHANCE | CHANCE (MANUFACTURER) | M1849 | Active | 1
2428530 | COVER,UTILITY LINE | Live Line, Hardcover, Class 4, High Density PE, 1500mm Lg, Conductor Cover c/w Gripall Adapter | ACCULEC | ACCULEC PTY LTD (303899) | C406-0514GA | Active | 1
2428530 | COVER,UTILITY LINE | Live Line, Hardcover, Class 4, High Density PE, 1500mm Lg, Conductor Cover c/w Gripall Adapter | CHANCE | CHANCE (MANUFACTURER) | C406-0514GA | Active | 5
2429017 | HOIST,MANUAL LEVER | 1.5 Ton Nominal Capacity, Webbing Strap, 901mm, Long Insulated Handle c/w Hotstick Hooks & Latches, ETS RES13 | ACCULEC | ACCULEC PTY LTD (303899) | PSC3090452 | Active | 1
2429017 | HOIST,MANUAL LEVER | 1.5 Ton Nominal Capacity, Webbing Strap, 901mm, Long Insulated Handle c/w Hotstick Hooks & Latches, ETS RES13 | CHANCE | CHANCE (MANUFACTURER) | PSC3090452 | Active | 5
2475283 | CLAMP,ELECTRICAL | Helical Compression, Constant Force Spring, 14-22mm Dia, for Earthing Screened Control Cables | LEGEND | LEGEND POWER SYSTEMS | CFS1 | Active | 1
2478113 | DRILL SET,TWIST | Milwaukee, 29 Piece Kit, 2mm to 13mm, 1/4" Quick Connect, Ti, 135 Deg Split Point Tip | MILWAUKE | MILWAUKEE POWER TOOLS | 48894862 | Active | 5
2478113 | DRILL SET,TWIST | Milwaukee, 29 Piece Kit, 2mm to 13mm, 1/4" Quick Connect, Ti, 135 Deg Split Point Tip | C&LTOOL | C&L TOOL CENTRE | MILWA48894862 | Active | 1
2475622 | SWITCHGEAR | RMU, 22kV, 630A, 21kA/3s, SafePlus CCCC, Non-Extensible, Non-Motorized, Internal Arc Class AFLR 20kA/1s, in IP54 Outdoor Enclosure S/Steel Gde 316 (scm) | ABBAUST | ABB AUSTRALIA PTY LTD | 5822105 | Active | 5
2475614 | SWITCHGEAR | RMU, 22kV, 630A, 21kA/3s, SafePlus CCC, Non-Extensible, Non-Motorized, Internal Arc Class AFLR 20kA/1s, in IP54 Outdoor Enclosure S/Steel Gde 316 (scm) | ABBAUST | ABB AUSTRALIA PTY LTD | 5822104 | Active | 5
2457786 | BATTERY,STORAGE | 125V, 125Ah, Dual String, 38 x UXH75-6 VRLA Monoblocs w/out Rack, Subs Standby Battery Bank, Contract 10591, Item 1a | CENTURY | CENTURY YUASA BATTERIES PTY LTD | 341250 | Active | 1
2457794 | BATTERY,STORAGE | 125V, 180Ah, Dual String, 38 x UXH100-6 VRLA Monoblocs w/out Rack, Subs Standby Battery Bank, Contract 10591, Item 2a | CENTURY | CENTURY YUASA BATTERIES PTY LTD | 341251 | Active | 1
2457851 | BATTERY,STORAGE | 110V, 400Ah, Dual String, 108 x UXL220-2 VRLA Monoblocs w/out Rack, Subs Standby Battery Bank, Contract 10591, Item 8a | CENTURY | CENTURY YUASA BATTERIES PTY LTD | 341257 | Active | 1
2457869 | BATTERY,STORAGE | 48V, 90Ah, Dual String, 8 x UXH50-12 VRLA Monoblocs w/out Rack, Subs Standby Battery Bank, Contract 10591, Item 9a | CENTURY | CENTURY YUASA BATTERIES PTY LTD | 341258 | Active | 1
2458107 | BATTERY,STORAGE | 32V, 180Ah, Dual String, 10 x UXH100-6 VRLA Monoblocs c/w Rack, Subs Standby Battery Bank, Contract 10591, Item 16b | CENTURY | CENTURY YUASA BATTERIES PTY LTD | 241288 | Active | 1
2458149 | BATTERY,STORAGE | 110V, 400Ah, Dual String, 108 x UXL220-2 VRLA Monoblocs c/w Enclosed Rack, Subs Standby Battery Bank, Contract 10591, Item 8c | CENTURY | CENTURY YUASA BATTERIES PTY LTD | 341300 | Active | 1
2483790 | CARD,INFORMATION | Notification Card Book, PIN Waiver approval form, 100 Leaves, 215x100mm | IDENMARK | IDENTIMARK SOLUTIONS | C8684 | Active | 5
2424067 | TRANSFORMER,DISTRIBUTION | Padmount, 22kV/433-250V, 315kVA, 3 Ph, 50Hz, ONAN, LV Switchgear & No HV Switchgear, Rect Plinth Nominal Size 1310 x 4100mm, ETS 02-02-02 (scm) | TYREE | TYREE TRANSFORMERS PTY LTD | 200K5XX | Phasing | 5
2424067 | TRANSFORMER,DISTRIBUTION | Padmount, 22kV/433-250V, 315kVA, 3 Ph, 50Hz, ONAN, LV Switchgear & No HV Switchgear, Rect Plinth Nominal Size 1310 x 4100mm, ETS 02-02-02 (scm) | SCHNEIDR | SCHNEIDER PTY LTD (MANUFACTURER) | X0315V22EA2L2H1 | Phasing | 5
2424067 | TRANSFORMER,DISTRIBUTION | Padmount, 22kV/433-250V, 315kVA, 3 Ph, 50Hz, ONAN, LV Switchgear & No HV Switchgear, Rect Plinth Nominal Size 1310 x 4100mm, ETS 02-02-02 (scm) | WILSON | WILSON TRANSFORMER CO. PTY LTD | 881-8842-11-AA | Phasing | 1
2424083 | TRANSFORMER,DISTRIBUTION | Padmount, 22kV/433-250V, 500kVA, 3 Ph, ONAN (Rect) LV Switchgear & F&G HV RMU, 2 x Switch Disconnectors & 1 x Fuse Switch, Rect Plinth Nominal | WILSON | WILSON TRANSFORMER CO. PTY LTD | 881-8844-11-AB | Active | 1
2427243 | TRANSFORMER,DISTRIBUTION | Groundmount, 11kV/433-250V, 500kVA, 3Ph, 180 LV Bsh, HV & LV Air Cable Box, ONAN, Dyn11, 7 Tap Positions, JTS 02-03-01 (scm) | TYREE | TYREE TRANSFORMERS PTY LTD | 500M4INQ-B | Phasing | 1
2427250 | TRANSFORMER,DISTRIBUTION | Groundmount, 11kV/433-250V, 750kVA, 3Ph, HV & LV Air Cable Box, JTS 02-03-01 (scm) | TYREE | TYREE TRANSFORMERS PTY LTD | 750M4INQ-B | Phasing | 1
2427268 | TRANSFORMER,DISTRIBUTION | Groundmount, 11kV/433-250V, 1000kVA, 3Ph, ONAN, HV & LV Air Cable Box, JTS 02-03-01 (scm) | TYREE | TYREE TRANSFORMERS PTY LTD | 1000M4INQ-B | Phasing | 1
1911231 | BUSBAR | Flat, Cu, 38.1 x 3.18mm, Earthing, 18kg Coils (17 m) | PRIMETAL | PRIMARY METALS & ALLOYS PTY LTD | 4/702 | Active | 1
25104 | ELECTROLYTE POWDER | Hydration Qwik Sticks, Mixed Flavours, Low Joule, Sugar Free, Carb Free, for Diabetics, 3g Stachet to be mixed into 600ml water (P10) | ATOMSUPP | ATOM SUPPLY GROUP P/L | 500063 | Active | 1
25104 | ELECTROLYTE POWDER | Hydration Qwik Sticks, Mixed Flavours, Low Joule, Sugar Free, Carb Free, for Diabetics, 3g Stachet to be mixed into 600ml water (P10) | SQWINCH | THE SQWINCHER CORP (MANUFACTURER) | SQ060119 | Active | 2
25104 | ELECTROLYTE POWDER | Hydration Qwik Sticks, Mixed Flavours, Low Joule, Sugar Free, Carb Free, for Diabetics, 3g Stachet to be mixed into 600ml water (P10) | ATOMSUPP | ATOM SUPPLY GROUP P/L | 60039425 | Active | 2
2433423 | FIXTURE,LIGHTING | 150W Metal Halide Aeroscreen Luminaire, 42mm Spigot c/w Integral Control Gear, PE Cell, Lamp & Power Factor Correction, Major Roads, EQTS 05-01-01 (scm) | GERARD | GERARD LIGHTING GROUP | PR42BD06LC | Phasing | 1
2433431 | FIXTURE,LIGHTING | 250W Metal Halide Aeroscreen Luminaire, 42mm Spigot c/w Integral Control Gear, PE Cell, Lamp & Power Factor Correction, Major Roads, EQTS 05-01-01 (scm) | GERARD | GERARD LIGHTING GROUP | PR43BD04LC | Phasing | 1
3876 | COIL,ELECTRICAL | Indoor, Tuning Coil T72D, Double Coil Air Core, 130mm W, 15 to 31mm2, suit Tight Coupled AFLC Coupling Cell, site specific inductance & current rating | LANDIS | LANDIS GYR (AUST) PTY LTD | 161.990.00008 | Active | 1
2402830 | TRANSFORMER,DISTRIBUTION | Pole Mount, 33kV, 10kVA, 1 Ph (Pallet x 4) (scm) | WILSON | WILSON TRANSFORMER CO. PTY LTD | 873-A383-11 | Active | 1
2483972 | HOLDER | Aerosol Can, Sunrise Attachment (Live Line Tools) | RITZ | RITZ FERRAMENTAS (MANUFACTURER) | RC403-2270 | Active | 1
2483980 | PLIERS | All-Angle, Sunrise Attachment (Live Line Tools) | RITZ | RITZ FERRAMENTAS (MANUFACTURER) | RC403-0177 | Active | 1
2484004 | ADJUSTER | Ball Socket (Long), Sunrise Attachment (Live Line Tools) | RITZ | RITZ FERRAMENTAS (MANUFACTURER) | RM4455-87 | Active | 1
2484210 | HANDLE,SAW | Pruning Saw, Pistol Grip, Sunrise Attachment (Live Line Tools) | RITZ | RITZ FERRAMENTAS (MANUFACTURER) | RM4455-66 | Active | 1
2484236 | CUTTER,WIRE ROPE,HAND OPERATED | Sunrise Attachment (Live Line Tools) | FORCORP | FORCORP PTY LTD (MANUFACTURER) | FHITWC06U | Active | 1
2475598 | SWITCHGEAR | RMU, 22kV, 630A, 21kA/3s, SafePlus CCFF, Non-Extensible, Non-Motorized, Internal Arc Class AFLR 20kA/1s, in IP54 Outdoor Enclosure S/Steel Gde 316 (scm) | ABBAUST | ABB AUSTRALIA PTY LTD | 5822102 | Active | 5
24827 | MODULE | Switch Interface Module, for NOJA RC10 Series | NOJA | NOJA POWER SWITCHGEAR PTY LTD | SIMS-01 | Active | 1
23296 | BASE,DISTRIBUTION PILLAR | 400A LV Link Pillar Base Assy, UDC, C&I, 336mm H x 695mm W x 613mm D, Green PPL, suit LV 3Ph 400A Fuse Switch, TS 521 (scm) | FLOWLINE | FLOWLINE INDUSTRIES PTY LTD | ES23296 | Active | 1
104555 | BASE,DISTRIBUTION PILLAR | URD, Split Base Pillar Kit, 2 Halves, 550mm W x 510mm D x 350mm H, Green PE | KULAK | KULAK PTY LTD | SBKGIMSDK | Active | 1
168560 | BASE,DISTRIBUTION PILLAR | URD, 550mm W x 510mm D x 350mm H Green PE, ETS 35/99 item 1, Dwg 04-03-01 (scm) | LEGEND | LEGEND POWER SYSTEMS | PBBL | Active | 2
168560 | BASE,DISTRIBUTION PILLAR | URD, 550mm W x 510mm D x 350mm H Green PE, ETS 35/99 item 1, Dwg 04-03-01 (scm) | LEGEND | LEGEND POWER SYSTEMS | PBB-G-IM-CWK | Active | 2
168560 | BASE,DISTRIBUTION PILLAR | URD, 550mm W x 510mm D x 350mm H Green PE, ETS 35/99 item 1, Dwg 04-03-01 (scm) | FLOWLINE | FLOWLINE INDUSTRIES PTY LTD | ES1006 | Active | 1
2400888 | BASE,DISTRIBUTION PILLAR | 530 x 530 x 320mm H, for Large Green PE Pillar (Pallets of 12) (scm) | DULMISON | DULMISON (AUST) PTY LTD | URDIB65 | Active | 1
2475523 | MODULE | Power Input/Output Module, for NOJA RC10 & RC20 Series | NOJA | NOJA POWER SWITCHGEAR PTY LTD | IOM-14-S | Active | 1
2427276 | TRANSFORMER,DISTRIBUTION | Groundmount, 11kV/433-250V, 1500kVA, 3Ph, HV & LV Air Cable Box, JTS 02-03-01 (scm) | TYREE | TYREE TRANSFORMERS PTY LTD | 1500M4INQ- | Phasing | 1
2427276 | TRANSFORMER,DISTRIBUTION | Groundmount, 11kV/433-250V, 1500kVA, 3Ph, HV & LV Air Cable Box, JTS 02-03-01 (scm) | TYREE | TYREE TRANSFORMERS PTY LTD | 1500M4INQ-B | Phasing | 1
2435626 | TRANSFORMER,DISTRIBUTION | Padmount, 22kV/433-250V, 200kVA, 3 Ph, ONAN (Rect) LV Switchgear & Schneider RM6 HV SFU, 1 x Switch Disconnector & 1 x Fuse Switch, Rect Plinth Nominal | SCHNEIDR | SCHNEIDER PTY LTD (MANUFACTURER) | X0200V22EA2L1H2 | Phasing | 5
2435634 | TRANSFORMER,DISTRIBUTION | Padmount, 22kV/433-250V, 315kVA, 3 Ph, ONAN, LV Switchgear & Schneider RM6 HV RMU, 2 x Switch Disconnectors & 1 x Fuse Switch, Rect Plinth Nominal | SCHNEIDR | SCHNEIDER PTY LTD (MANUFACTURER) | X0315V22EA2L2H3 | Phasing | 5
2435642 | TRANSFORMER,DISTRIBUTION | Padmount, 22kV/433-250V, 315kVA, 3 Ph, ONAN (Rect) LV Switchgear & Schneider RM6 HV RMU, 3 x Switch Disconnectors & 1 x Fuse Switch, Rect Plinth Nominal | SCHNEIDR | SCHNEIDER PTY LTD (MANUFACTURER) | X0315V22EA2L2H4 | Phasing | 5
2435659 | TRANSFORMER,DISTRIBUTION | Padmount, 22kV/433-250V, 315kVA, 3 Ph, ONAN (Rect) LV Switchgear & Schneider RM6 HV RMU, 2 x Switch Disconnectors & 2 x Fuse Switch, Rect Plinth Nominal | SCHNEIDR | SCHNEIDER PTY LTD (MANUFACTURER) | X0315V22EA2L2H5 | Phasing | 5
2435667 | TRANSFORMER,DISTRIBUTION | Padmount, 22kV/433-250V, 500kVA, 3 Ph, ONAN (Rect) LV Switchgear & Schneider RM6 HV RMU, 2 x Switch Disconnectors & 1 x Fuse Switch, Rect Plinth Nominal | SCHNEIDR | SCHNEIDER PTY LTD (MANUFACTURER) | X0500V22EA2L2H3 | Phasing | 5
2435675 | TRANSFORMER,DISTRIBUTION | Padmount, 22kV/433-250V, 500kVA, 3 Ph, ONAN (Rect) LV Switchgear & Schneider RM6 HV RMU, 3 x Switch Disconnectors & 1 x Fuse Switch, Rect Plinth Nominal | SCHNEIDR | SCHNEIDER PTY LTD (MANUFACTURER) | X0500V22EA2L2H4 | Phasing | 5
2435683 | TRANSFORMER,DISTRIBUTION | Padmount, 22kV/433-250V, 500kVA, 3 Ph, ONAN (Rect) LV Switchgear & Schneider RM6 HV RMU, 2 x Switch Disconnectors & 2 x Fuse Switch, Rect Plinth Nominal | SCHNEIDR | SCHNEIDER PTY LTD (MANUFACTURER) | X0500V22EA2L2H5 | Phasing | 5
2435691 | TRANSFORMER,DISTRIBUTION | Padmount, 22kV/433-250V, 1000kVA, 3 Ph, ONAN (Rect) LV Switchgear (incl LV CB) & Schneider RM6 HV RMU, 2 x Switch Disconnectors & 1 x Fuse Switch, Rect | SCHNEIDR | SCHNEIDER PTY LTD (MANUFACTURER) | X1000V22EA2L3H3 | Phasing | 5
105000 | NECKTIE | Cool Off Neck Tie, Water Activated, Evaporative Cooling Bandana, Tie Closure, Royal Blue | ATOMSUPP | ATOM SUPPLY GROUP P/L | 444230 - 6700FR | Active | 2
105000 | NECKTIE | Cool Off Neck Tie, Water Activated, Evaporative Cooling Bandana, Tie Closure, Royal Blue | ATOMSUPP | ATOM SUPPLY GROUP P/L | 79913183 | Active | 1
105000 | NECKTIE | Cool Off Neck Tie, Water Activated, Evaporative Cooling Bandana, Tie Closure, Royal Blue | BLKWOODJ | J BLACKWOOD & SONS LIMITED | 2268335 | Active | 2
19303 | MULTIMETER | Clamp Meter Leakage Current, Range AC 20mA /200mA/200A, 24mm Dia Jaw Opening, to IEC 61010-1 CAT III 300V & IEC 61010-2-032, c/w Soft Carry Case | RTE | RAPID-TECH EQUIPMENT PTY LTD | CL320 | Active | 1
12061 | STRAPPING | Giant Band, S/Steel Gde 201, 31.8mm W, 30.4m Lg, 1.1mm Thk | BLKWOODJ | J BLACKWOOD & SONS LIMITED | 3315756 | Active | 1
12061 | STRAPPING | Giant Band, S/Steel Gde 201, 31.8mm W, 30.4m Lg, 1.1mm Thk | BANDIT | BAND-IT AUSTRALIA | G432 | Active | 5
2485530 | GROMMET | Diaphragm, 16 x 11mm, Overall Dia 19mm, 8mm Thk, Black, PVC, for External Antenna into Switchboard, Pack of 500 | ESSENTRA | ESSENTRA COMPONENTS AUST | 19435 | Active | 1
6310 | BRACKET,INSULATOR | Insulator Reinforcing Pieces, Base Mtg Type, Galv Steel, Cast or Al Alloy, for 65mm NB Tube, Set of 2 | DOWNCAST | DOWNS ALUMINIUM CASTINGS | TS02 | Active | 1
6609 | BRACKET,MOUNTING | Electrical Power Cable Support, Type B, Al Cast, 292mm Lg, for Steel Channel in Concrete Joint Pits, Bag of 10 | DOWNCAST | DOWNS ALUMINIUM CASTINGS | CB290 | Active | 1
104484 | GUARD,POLE | Gapped Earth Band, EE Dwg 876161-01 (scm) | ADNOUGHT | ADNOUGHT SHEETMETAL FABRICATIONS | RFQ4547 | Active | 1
2485639 | CIRCUIT BREAKER | Tembreak Pro MCCB 250 FRAME 36kA 3P 100A Basic Electronic | NHPELEC | NHP ELECTRICAL ENGINEERING | P250F3100BE | Active | 1
24217 | BOX, ESCAPE | Orange, 200 x 100 x 500mm, EWP Plastic Escape Box Only, to house Descending Rope | HGHTDYNM | HEIGHT DYNAMICS | EWP BOX | Active | 5
4016 | PLATE,BLANKING | Type S2-4U-BL, 19" Rack Blanking Plate 4U, High Size 2 | B&R | B&R ENCLOSURES PTY LTD | XB-586135/38 | Active | 5
2466316 | CABLE,POWER,ELECTRICAL | Control, 0.6/1kV, 10C x 4mm2 (7/0.85) Cu/X-HF-90 Insulated/HFS-90-TP Bedded/ DBT/HFS-90-TP Sheath, 250m Wood Drum, JTS 04-05-02 | MIDLAND | MIDLAND METALS OVERSEAS PTE LTD | MMO-10X4 CU XHF HFS DBT HFS | Active | 1
2482214 | CAPACITOR ASSEMBLY | Bank, Outdoor, AFLC, 66kV, 3 Ph, 10.18Mvar, Coupling Capacitors, 8 Capacitors 4.8uF, 2 Steel Frameworks, 6 Insulators for Steel Frameworks, | MVTECH | MV TECHNOLOGY SOLUTIONS P/L | 304.101.115101 | Active | 1
2451722 | SWITCHGEAR | RMU, 12kV, SafeLink 2 CCFC c/w Operating Handle, Mounting Plinth & Outdoor Encl, for 11kV Oil Type Transformer Connection to 1000kVA, JTS 06-08-01 | ABBAUST | ABB AUSTRALIA PTY LTD | 5811952 | Active | 5
2402012 | TRANSFORMER,DISTRIBUTION | Pole Mount, 33kV, 100kVA, 3 Ph (scm) | WILSON | WILSON TRANSFORMER CO. PTY LTD | 874-0618-11 | Active | 1
2402829 | TRANSFORMER,DISTRIBUTION | Pole Mount, 33kV, 25kVA, 3 Ph | ABBAUST | ABB AUSTRALIA PTY LTD | 165228MODXARMBKT | Active | 1
2402928 | TRANSFORMER,DISTRIBUTION | Padmount, 33/22kV, 315kVA, 3 Ph, HV Bush, 180 LV Bush | ABBAUST | ABB AUSTRALIA PTY LTD | 102870 | Active | 1
2405689 | TRANSFORMER,DISTRIBUTION | Pole Mount, 11kV, 50kVA, 1 Ph (Pallet x 2) (scm) | WILSON | WILSON TRANSFORMER CO. PTY LTD | 873-A372-11-AA | Active | 1
2405702 | TRANSFORMER,DISTRIBUTION | Padmount, 11kV, 500kVA, 3 Ph (Sq) LV Switchgear & no HV Switchgear, JTS 02-04-01 Item 8 (scm) | WILSON | WILSON TRANSFORMER CO. PTY LTD | 880-0642-11-AA | Active | 1
2480796 | TERMINAL BLOCK | PT6-T, Disconnect CT Terminal, Orange, 1000V, 32A, 91 x 10 x 63mm, 35mm DIN Rail Mtg, Clip-on, 0.5-10mm Cond Size | PHOENIX | PHOENIX CONTACT PTY LTD | 1068179 | Active | 1
2484723 | SWITCHBOARD,POWER | Main AC Board 400V AC, 2 x Local TFMR, 400A ATS, 4 x 250A CB Essential 2 x 160A CB Non-Ess, Manual CO, Incl Dist Board, Outdoor, S/Steel | WEBER | WEBER SOUTH PACIFIC PTY LTD | VC318040-EQL01 | Active | 1
2435709 | TRANSFORMER,DISTRIBUTION | Padmount, 22kV/433-250V, 1000kVA, 3 Ph, ONAN (Rect) LV Switchgear (incl LV CB) & Schneider RM6 HV RMU, 3 x Switch Disconnectors & 1 x Fuse Switch, Rect | SCHNEIDR | SCHNEIDER PTY LTD (MANUFACTURER) | X1000V22EA2L3H4 | Phasing | 5
2435717 | TRANSFORMER,DISTRIBUTION | Padmount, 22kV/433-250V, 1000kVA, 3 Ph, ONAN (Rect) LV Switchgear (incl LV CB) & Schneider RM6 HV RMU, 2 x Switch Disconnectors & 2 x Fuse Switch, Rect | SCHNEIDR | SCHNEIDER PTY LTD (MANUFACTURER) | X1000V22EA2L3H5 | Phasing | 5
2440022 | TRANSFORMER,DISTRIBUTION | Padmount, 11kV/433-250V, 100kVA (Sq) RMU 2x Switch & 1x Fuse, Steel Plinth, Station Service, NQ Std Unit, Wilson Dwg 880-7003-11 | WILSON | WILSON TRANSFORMER CO. PTY LTD | 7003-0016 | Active | 2
2440022 | TRANSFORMER,DISTRIBUTION | Padmount, 11kV/433-250V, 100kVA (Sq) RMU 2x Switch & 1x Fuse, Steel Plinth, Station Service, NQ Std Unit, Wilson Dwg 880-7003-11 | WILSON | WILSON TRANSFORMER CO. PTY LTD | 880-7003-11 | Active | 1
2433845 | CABLE,POWER,ELECTRICAL | U/Ground, 19/33(36)kV, 1C, 1000mm2 Milliken Stranded WB Al, TRXLPE/WBT/CWS inc OF(25kA/1Sec)/WBT/LAT/LLDPE/Nyl/ MDPE, Graphite Coating, Drum w/Pulling | KEI | KEI INDUSTRIES LIMITED | KEI33AL1C1000LAT25KAOFC | Active | 1
2433845 | CABLE,POWER,ELECTRICAL | U/Ground, 19/33(36)kV, 1C, 1000mm2 Milliken Stranded WB Al, TRXLPE/WBT/CWS inc OF(25kA/1Sec)/WBT/LAT/LLDPE/Nyl/ MDPE, Graphite Coating, Drum w/Pulling | CBLGRID | CABLE GRID AUSTRALIA PTY LTD | CG-2433845 | Active | 2
2484343 | CONNECTOR,ELECTRICAL | Inner Cone Socket, 145kV, Brugg Size T2L (757mm) c/w Contact Extension u/w Brugg Plug TFD 1.145-11 & TFD 1.145-12 | BRUGG | BRUGG CABLES (MANUFACTURER) | 1939-4 | Active | 1
2484426 | CABLE,POWER,ELECTRICAL | U/Ground, 76/132kV, 1C, 1200mm2 Stranded Segmental Milliken WB Al, XLPE/OF/WBT/ CAS(25kA/1Sec)/LLDPE/Nyl/MDPE, Graphite Coating | KEI | KEI INDUSTRIES LIMITED | EHV-ECB036 - ITEM29 | Active | 1
2484517 | CONNECTOR,ELECTRICAL | Inner Cone Plug, suit Cable 76/132kV, 1C, 400mm2 Stranded Compacted Circ WB Cu, XLPE/WBT/CorrCu Sheath(40kA/0.5Sec)/ MDPE, Graphite Coating u/w Brugg Socket | BRUGG | BRUGG CABLES (MANUFACTURER) | S1867-4 | Active | 5
2484517 | CONNECTOR,ELECTRICAL | Inner Cone Plug, suit Cable 76/132kV, 1C, 400mm2 Stranded Compacted Circ WB Cu, XLPE/WBT/CorrCu Sheath(40kA/0.5Sec)/ MDPE, Graphite Coating u/w Brugg Socket | CBLGRID | CABLE GRID AUSTRALIA PTY LTD | CG-2484517-S1867-4 | Active | 1
2484525 | JOINT,ELECTRICAL POWER CABLE | Screen Break, 76/132kV, 1C, 800mm2 Stranded Segmental Milliken WB Cu, XLPE/ WBT/CorrCu Sheath(40kA/0.5Sec)/MDPE, Graphite Coating | BRUGG | BRUGG CABLES (MANUFACTURER) | S1962-4 | Active | 5
2484525 | JOINT,ELECTRICAL POWER CABLE | Screen Break, 76/132kV, 1C, 800mm2 Stranded Segmental Milliken WB Cu, XLPE/ WBT/CorrCu Sheath(40kA/0.5Sec)/MDPE, Graphite Coating | CBLGRID | CABLE GRID AUSTRALIA PTY LTD | CG-2484525-S1962-4 | Active | 1
30002 | LIGHT,PANEL | Pilot, Convertor, White c/w Red 6V LED, 90-140V, DC/DC, Round for Front Panel Mounting | IDEC | IDEC (MANUFACTURER) | HW1P-1D2D-W-6 RED | Active | 1
30009 | LIGHT EMITTING DIODE | Single Globe, White, 8-48V AC/DC Range, BA9, Bayonet Cap, for 24V & 32V Applications | ELEMENT | ELEMENT14 PTY LTD (FORMALLY FARNELL) | 2559976438 | Active | 5
30011 | CONTROL,ROTARY SWITCH | Auto Reclose, A215, Black Handle, Engraving AUP0505: Enable- -Disable | KRSNMR | KRAUS & NAIMER (MANUFACTURER) | CH10B AU110R-600E AUS0001 | Active | 1
30122 | TEE,CABLE RACK | Nema 1, 450mm W, 300mm Inner Radius, Hot Dip Galv, suit NEMA 12B Class | EZYSTRUT | EZYSTRUT CABLE & PIPE SUPPORTS | N1T4503H | Active | 1
30124 | RISER,CABLE RACK,EXTERNAL CURVE | 90 Deg, 150mm W, 60mm H, 300mm Rad, NEMA 12B Steel, Galv Steel | EZYSTRUT | EZYSTRUT CABLE & PIPE SUPPORTS | N1ER1503H | Active | 1
30126 | RISER,CABLE RACK,EXTERNAL CURVE | 90 Deg, 450mm W, 60mm H, 300mm Rad, NEMA 12B Steel, Galv Steel | EZYSTRUT | EZYSTRUT CABLE & PIPE SUPPORTS | N1ER4503H | Active | 1
30133 | REDUCER,CABLE RACK | Offset, Left Hand, 600 to 300mm W, 60mm H, NEMA 12B Steel, Galv Steel | EZYSTRUT | EZYSTRUT CABLE & PIPE SUPPORTS | N1LHR600300H | Active | 1
30239 | SETSCREW | M12 x 25mm, Hex, S/Steel, suit Unistrut System | EZYSTRUT | EZYSTRUT CABLE & PIPE SUPPORTS | HS1225S | Active | 1
2485787 | CONTROL,INTERFACE | MD100 Dual NIC Small Form Factor RTU/HMI, w/o 4G Modem, no I/O | CGI | CGI TECHNOLOGIES & SOLUTIONS P/L | MD100-2E1S-XGW | Active | 1
2485795 | ADAPTOR,SOCKET WRENCH | 3/8F x 1/2M Impact Rated | C&LTOOL | C&L TOOL CENTRE | GEN340440 | Active | 1
2485977 | FIXTURE,LIGHTING | LED 18W Avenue Gen 2 (L18 3K) 3K, Nostalgia, Green c/w NEMA PE Cell, Minor Road, No Bracket, EQTS 05-01-02 | SYLVANIA | SYLVANIA SCHREDER | S1S3BD01L18 | Active | 1
23978 | ROLLER,CABLE | Max Rated Tension 15kN c/w Saftey Hook designed for 4 x 95mm2 or 4 x 150mm2 ABC, for Installing Inuslated Cable | FULTON | FULTON INDUSTRIES AUSTRALIA P/L | L5300/3 | Active | 1
2477867 | BRACKET,INSULATOR | Trunnion Adaptor, suits Stringing Roller to Clamp Top Type Horizontal & Vertical Insulators | HYLEC | HYLEC ENERGY SOLUTIONS | 5908 | Active | 1
3966 | CHUTE,ARC | Blast Shield for N-Series Recloser | SCHNEIDR | SCHNEIDER PTY LTD (MANUFACTURER) | 991000210 | Active | 1
2434918 | CHUTE,ARC | Switch Contacts, Arc Shield, ABS Stanger 630A, Manufacture Dwg 68587 | NGKSTANG | NGK STANGER PTY LTD | 68587 | Active | 1
2404519 | SWITCHGEAR | RMU, 24kV, 3 x Feeder Switches, 1 x Switch Fuse, GAC 3K1TS, JTS 06-08-01 (scm) | ORMAUST | ORMAZABAL AUSTRALIA P/L | 500017837 | Active | 1
2480861 | PARTITION,TERMINAL BLOCK | Spacer Plate, suit PT6-T Terminal Block | PHOENIX | PHOENIX CONTACT PTY LTD | 1028592 | Active | 1
104597 | BUSBAR | Tubular, Al Alloy 6101-T6 or 6063-T6, 8m Lg, 50mm OD, 4mm Thk Wall (Mill run min 14 lengths) | CAPRAL | CAPRAL ALUMINIUM LTD | EX5081 | Active | 5
30001 | LIGHT,PANEL | Pilot, Convertor, White c/w Green LED, 90-140V, DC/DC, Round for Front Panel Mounting | IDEC | IDEC (MANUFACTURER) | HW1P-1D2D-W-6 GREEN | Active | 1
30004 | PUSH BUTTON | Convertor Illuminated, White c/w Blue 6V LED, 90-140V, DC-DC | IDEC | IDEC (MANUFACTURER) | HW1L-M1F11DCDCD-W-6 BLUE | Active | 1
30051 | SUPPORT,ELEC EQUIP | Busbar Support Assembly, Double Roller, suit 100mm Busbar Mount 127 PCD | PLP | PREFORMED LINE PRODUCTS (AUST) | BBSA-100-RR | Active | 1
30089 | CONNECTOR-SWITCH | Surface Socket, 250V, 15A, 3 Flat Pins, 3Ph, 1Ph Outlet, Orange, IP66 | CLIPSAL | CLIPSAL (BY SCHNEIDER ELECTRIC) | CLI 56SO3153LERO | Active | 1
30094 | COVER,SWITCH BOX | Enclosure Lid, Blank, 3 Gang, 3Ph, 1Ph Outlet, Orange | CLIPSAL | CLIPSAL (BY SCHNEIDER ELECTRIC) | CLI 56L3GY | Active | 1
30095 | CASE,SWITCH BOX | Enclosure, Industrial Mounting Back Box, 294 x 294 x 63mm H, 9 Gang, 3Ph, 1Ph Outlet, Orange | CLIPSAL | CLIPSAL (BY SCHNEIDER ELECTRIC) | CLI 56E9RO | Active | 1
30096 | COVER,ACCESS | DIN Rail Assy Mtg Cover Kit, 240V/440V, 3Ph, 1Ph Outlet, suit MCB & 4 Pole RCD, 240V/415V Neon, Grey | CLIPSAL | CLIPSAL (BY SCHNEIDER ELECTRIC) | CLI 56CB4NRO | Active | 1
30097 | FLOODLIGHT,ELECTRIC | Pierlite, 400W Metal Halide Asymmetrical | PIERLITE | PIERLITE AUSTRALIA PTY LTD | PIERO400MH | Active | 1
30104 | RACK,CABLE | Straight Tray, 4m Lg, 150mm W, 65mm H, NEMA 12B Steel, Galv Steel | EZYSTRUT | EZYSTRUT CABLE & PIPE SUPPORTS | N1L1504H | Active | 1
30116 | BEND,CABLE RACK | Flat 90 Deg, 150mm W, 60mm H, 300mm Rad, NEMA 12B Steel, Galv Steel | EZYSTRUT | EZYSTRUT CABLE & PIPE SUPPORTS | N1B1503H | Active | 1
30118 | BEND,CABLE RACK | Flat 90 Deg, 450mm W, 60mm H, 300mm Rad, NEMA 12B Steel, Galv Steel | EZYSTRUT | EZYSTRUT CABLE & PIPE SUPPORTS | N1B4503H | Active | 1
30120 | TEE,CABLE RACK | Tray, 150mm W, 60mm H, 300mm Rad, NEMA 12B Steel, Galv Steel | EZYSTRUT | EZYSTRUT CABLE & PIPE SUPPORTS | N1T1503H | Active | 1
30147 | REDUCER,CABLE RACK | Straight, 450 to 300mm W, 60mm H, NEMA 12B Steel, Galv Steel | EZYSTRUT | EZYSTRUT CABLE & PIPE SUPPORTS | N1SR450300H | Active | 1
2400600 | FUSE,CARTRIDGE | 80A, 12kV, Full Range, Barrel 442mm Lg, 86mm Dia, End Caps 34mm Lg, 45mm Dia c/w Striker Pin to DIN Standard 43625 (scm) | FUSECO | FUSECO POWER SOLUTIONS PTY LTD | 3010213/80 | Active | 5
2484772 | SWITCHBOARD,POWER | 110V DC Main Board, Indoor, 125V, 100A, Form 3b/2bi, 2kA, IP51, Main Section c/w 1 x Charger 100A MCCB, 2 x Battery String 250A Switches, 6 x 63A MCCBs, | WEBER | WEBER SOUTH PACIFIC PTY LTD | DE8511029-M101 | Active | 1
2484780 | SWITCHBOARD,POWER | 48V DC Main Board, Indoor, 125V, 100A, Form 3b/2bi, 2kA, IP51, Main Section c/w 1 x Charger 100A MCCB, 2 x Battery String 250A Switches, 6 x 63A MCCBs, | WEBER | WEBER SOUTH PACIFIC PTY LTD | DE8511029-M102 | Active | 1
2478881 | CANTEEN,WATER | 1.5L Drink Bottle, S/Steel, Lockable Drink Lid c/w Zip Pouch & Carry Strap | ATOMSUPP | ATOM SUPPLY GROUP P/L | 479515 | Active | 1
2478881 | CANTEEN,WATER | 1.5L Drink Bottle, S/Steel, Lockable Drink Lid c/w Zip Pouch & Carry Strap | THERMOS | THERMOS PTY LTD | FHT1500BK4AUS | Active | 5
2484939 | CIRCUIT BREAKER SUBASSEMBLY | Arc Fault Protection System, VAMP 12L, I/O Unit | WEBER | WEBER SOUTH PACIFIC PTY LTD | SCH-VAM12LSE | Active | 2
2484939 | CIRCUIT BREAKER SUBASSEMBLY | Arc Fault Protection System, VAMP 12L, I/O Unit | SCHNEIDR | SCHNEIDER PTY LTD (MANUFACTURER) | VAM12LSE | Active | 1
2484947 | CIRCUIT BREAKER SUBASSEMBLY | 48V DC to 24V DC Converter, not Bi-Directional | SIEMENS | SIEMENS LTD | 6EP3233-0TA00-0AY0 | Active | 1
2484947 | CIRCUIT BREAKER SUBASSEMBLY | 48V DC to 24V DC Converter, not Bi-Directional | WEBER | WEBER SOUTH PACIFIC PTY LTD | SIE-6EP3233-OTA00-0AY0 | Active | 2
2484970 | CIRCUIT BREAKER SUBASSEMBLY | 24V DC Buffer | PHOENIX | PHOENIX CONTACT PTY LTD | 2907913 | Active | 1
2484970 | CIRCUIT BREAKER SUBASSEMBLY | 24V DC Buffer | WEBER | WEBER SOUTH PACIFIC PTY LTD | PHO-2907913 | Active | 2
3827 | MODULE | EPL Injection Control/Monitor Module, 1RU, 19" Rack Mount, suit Landis & Gyr AFLC Controller | LANDIS | LANDIS GYR (AUST) PTY LTD | 316.414.03001 | Active | 1
2484327 | SEALING COMPOUND | Resin & Hardener Filling Compound BK-PUR-17, to 170kV Brugg Cables | BRUGG | BRUGG CABLES (MANUFACTURER) | 69999 | Active | 1
2484368 | CABLE,POWER,ELECTRICAL | U/Ground, 38/66kV, 1C, 630mm Stranded Compacted Circ WB Cu, XLPE/OFC/WBT/CAS (25kA/1Sec)/LLDPE/Nyl/MDPE, Graphite Coating | KEI | KEI INDUSTRIES LIMITED | EHV-ECB036 - ITEM3 | Active | 1
2484467 | CABLE,POWER,ELECTRICAL | U/Ground, 76/132kV, 1C, 1600mm2 Stranded Segmental Milliken WB Cu, XLPE/OF/WBT/ CAS(40kA/0.5Sec)/MDPE, Graphite Coating | KEI | KEI INDUSTRIES LIMITED | EHV-ECB036 - ITEM33 | Active | 1
2484483 | JOINT,ELECTRICAL POWER CABLE | Screen Break, 76/132kV, 1C, 400mm2 Stranded Compacted Circ WB Cu, XLPE/WBT/ CorrCu Sheath(40kA/0.5Sec)/MDPE, Graphite Coating | BRUGG | BRUGG CABLES (MANUFACTURER) | S1962-4 | Active | 5
2484483 | JOINT,ELECTRICAL POWER CABLE | Screen Break, 76/132kV, 1C, 400mm2 Stranded Compacted Circ WB Cu, XLPE/WBT/ CorrCu Sheath(40kA/0.5Sec)/MDPE, Graphite Coating | CBLGRID | CABLE GRID AUSTRALIA PTY LTD | CG-2484483-S1962-4 | Active | 1
2401525 | COIL,ELECTRICAL | 240V AC, to suit CA3-23 CA3-30 Contactor | IDEALELE | IDEAL ELECTRICAL SUPPLIERS | SPRCAC737240VAC | Active | 2
2401525 | COIL,ELECTRICAL | 240V AC, to suit CA3-23 CA3-30 Contactor | MMELEC | MM ELECTRICAL MERCHANDISING | S&SCAC7-37/240VAC | Active | 1
2483352 | CONNECTOR,ELECTRICAL | Inner Cone Socket, 72.5kV, Brugg Size G0L (583mm) c/w Contact Extension & Dust Cap u/w Brugg Plug TFD 1.72-11, IEC 62271-209 Fig 3 | BRUGG | BRUGG CABLES (MANUFACTURER) | S2036 | Active | 5
104635 | CONNECTOR | Switchgear, Bi-Metal, suit 185mm2 Al Round Stranded & for attachment to 12mm Dia Cu Pin, Hex Die A/F 22.0mm (scm) | CABAC | CABAC (MANUFACTURER) | BSC185/12K | Active | 5
2406394 | CONNECTOR | Switchgear, Bi-Metal, suit 95mm2 Al Round Stranded & 12mm2 Dia Cu Pin, Hex Die A/F 17.3mm | CABLEACC | CABLE ACCESSORIES (AUST) | BSC95/12K | Active | 1
2406713 | CLAMP,CABLE | IPC, 95-240mm2 Bare Al Main, 35-95mm2 IPC Tap, c/w S/Steel Fasteners (P4) | PLP | PREFORMED LINE PRODUCTS (AUST) | D-K475 | Active | 1
2406713 | CLAMP,CABLE | IPC, 95-240mm2 Bare Al Main, 35-95mm2 IPC Tap, c/w S/Steel Fasteners (P4) | SICAME | SICAME AUSTRALIA PTY LTD | NTD431AXFAE | Active | 2
2463677 | CONNECTOR | Cylinder Head Tube Connector, Scania DC12 & DC13 Mechanical Parts | SCANIA | SCANIA AUSTRIALIA | 1490086 | Active | 5
30179 | BRACE,CORNER | ST3 T-X Bracket, 50mm H, Galv Steel, to Intersect/Change Cable Tray Direction by Creating a Tee or Cross Section | EZYSTRUT | EZYSTRUT CABLE & PIPE SUPPORTS | ET3TXH | Active | 1
30217 | ROD,CONTINUOUS THREAD | M6, 3m Lg, Zinc Plated, suit Unistrut System | EZYSTRUT | EZYSTRUT CABLE & PIPE SUPPORTS | TR6Z | Active | 1
30229 | NUT,PLAIN,GANG CHANNEL | M8, S/Steel c/w Spring, suit Unistrut System | EZYSTRUT | EZYSTRUT CABLE & PIPE SUPPORTS | E1007S | Active | 1
30241 | NUT,PLAIN,HEX | M8, S/Steel Gde 316, suit Unistrut System | EZYSTRUT | EZYSTRUT CABLE & PIPE SUPPORTS | HN8S | Active | 1
30259 | COVER,ACCESS | Unistrut, Standard, 3m Lg, 450mm W Nom, Steel Type 12B | EZYSTRUT | EZYSTRUT CABLE & PIPE SUPPORTS | CFN14503H | Active | 1
30284 | MOUNTING BASE,TERMINAL BLOCK | Rail Type TS35, Unperforated, 2m Lg, 35 x 15mm, 1.5mm Thk, Galv Steel, TS 35X15 2M/ST/ZN | WEIDMLLR | WEIDMULLER (AUST) PTY LTD | 236400000 | Active | 1
30393 | JUMPER BAR,TERMINAL BLOCK | Type JB6-3, 6mm Spacing, 3 Pole, Orange, Plug-in, Screwless Mounting, IP20, Terminal Block Accessory | ABBAUST | ABB AUSTRALIA PTY LTD | 1SNK 906 303 R0000 | Active | 1
30401 | TERMINAL BLOCK | Type ZS10, Standard Feed-through, 8mm Spacing, 10mm2 Rated Cross-Section, 57A Rated Current, Screw Clamp, IP20, Grey | ABBAUST | ABB AUSTRALIA PTY LTD | 1SNK 508 010 R0000 | Active | 1
30422 | MARKER,INSERT | Type MC812PA, Preprinted: 71->80 (x10), Horizontal Card, 8mm Spacing, White, Polycarbonate, Terminal Block Accessory | ABBAUST | ABB AUSTRALIA PTY LTD | 1SNK 160 081 R0000 | Active | 1
2482529 | WIRE,LOCKING,ANTIPILFER SEAL | Meter Sealing, Nylon, Crimped, 0.7mm Dia on 120m Reel, Green, suits Ferrule Type Maun Seals | HARCOR | HARCOR SECURITY SEALS PTY LTD | SU03308 | Active | 5
2482800 | CABLE,POWER,ELECTRICAL | Twin & Earth, 2.5mm2, 2.5mm Earth, Pln Annld Cu, Flat TPS, 3V-90 PVC Sheath, Red Black Green/Yellow Cores, White Sheath | HAYMANS | HAYMANS ELECTRICAL | CBL2.5TE | Active | 1
3828 | MODULE | EPL Serial Port Board, suit Landis & Gyr AFLC Controller | LANDIS | LANDIS GYR (AUST) PTY LTD | 316.414.10011 | Active | 1
3829 | MODULE | EPL Communications Controller PLXCOMM, 1RU, 19" Rack Mount, suit Landis & Gyr AFLC Controller | LANDIS | LANDIS GYR (AUST) PTY LTD | 316.414.09006 | Active | 1
3837 | MODULE | Operating Panel, for SFU-K 103...503 Transmitter Control, ETS 2011/0363/T 12e-SFU | LANDIS | LANDIS GYR (AUST) PTY LTD | 170.146.00000 | Active | 1
3841 | MODULE | Power Module c/w Operating Panel, for SFU-K 403 Transmitter Control, ETS 2011/0363/T 12i-SFU | LANDIS | LANDIS GYR (AUST) PTY LTD | 107.200.00403 | Active | 1
3850 | MODULE | CPU Board, for FQD 5.4 & SFU-K 303/403 Transmitter Control, ETS 2011/0363/T 12b-FQD | LANDIS | LANDIS GYR (AUST) PTY LTD | 316.901.01001 | Active | 1
3854 | MODULE | Power Module c/w CPU, Profibus & Firmaware, suit FQD6 Transmitter Control, ETS 2011/0363/T 12f-FQD | LANDIS | LANDIS GYR (AUST) PTY LTD | 6000.000.00301 | Active | 1
3906 | MODULE | Active Burden Module, 48/54VDC, Flying Lead, 1.2m Leads, ENA TS 48-4 Compliance, for Schneider Reclosers N15, N27 & N38 | RMSPROD | RMS PRODUCTS (RELAY MONITORING SYSTEMS) | ABM-C-1-S01 | Active | 1
2443471 | MODULE | FlexDSX, 4-Pack Module c/w LSA-Plus Front & Rear, 4 Port, 120 Ohm Interface Module, Cross Connect E1, Multifunction, EE Dwg 1014130-03 | TECONN | TE CONNECTIVITY LTD | DFX-9E8008 | Active | 1
2443489 | MODULE | FlexDSX, 4-Pack Module c/w LSA-Plus Front & BNC Rear, 4 Port, 120/75 Ohm Interface Module, Cross Connect E1, Multifunction, EE Dwg 1014130-03 | TECONN | TE CONNECTIVITY LTD | DFX-9E2008 | Active | 1
2468890 | CONNECTOR | Bleed Rail Connector Fitting, Bolt, Single Port, for Bleed Pipe, Scania Engine DC13 Mechanical Parts | SCANIA | SCANIA AUSTRIALIA | 1858064 | Active | 5
30315 | JUMPER BAR,TERMINAL BLOCK | Type JB5-10, 5.2mm Spacing, 10 Pole, Orange, Plug-in, Screwless Mounting, IP20, Terminal Block Accessory | ABBAUST | ABB AUSTRALIA PTY LTD | 1SNK 905 310 R0000 | Active | 1
30396 | JUMPER BAR,TERMINAL BLOCK | Type JB6-10, 6mm Spacing, 10 Pole, Orange, Plug-in, Screwless Mounting, IP20, Terminal Block Accessory | ABBAUST | ABB AUSTRALIA PTY LTD | 1SNK 906 310 R0000 | Active | 1
30409 | JUMPER BAR,TERMINAL BLOCK | Type JB8-2, 8mm Spacing, 2 Pole, Orange, Plug-in, Screwless Mounting, IP20, Terminal Block Accessory | ABBAUST | ABB AUSTRALIA PTY LTD | 1SNK 908 302 R0000 | Active | 1
30411 | JUMPER BAR,TERMINAL BLOCK | Type JB8-4, 8mm Spacing, 4 Pole, Orange, Plug-in, Screwless Mounting, IP20, Terminal Block Accessory | ABBAUST | ABB AUSTRALIA PTY LTD | 1SNK 908 304 R0000 | Active | 1
2472645 | ACCELEROMETER | Nexion NX6300, Tier 2 GPS, Impact/ Rollover Detector Kit, suit GME CM60 c/w GNSS Antenna & 5m Cable, Mounting Cradle & Lead | MCQ | MOBILE COMMUNICATIONS QUEENSLAND | NX6300-ERG-CM-PKG | Active | 1
16139 | SUNSCREEN PREPARATION | Lotion; Skin Care; Water Soluble; For protection of hands/face after washing; 1000ml bottle | ATOMSUPP | ATOM SUPPLY GROUP P/L | 304860 | Phasing | 1
16139 | SUNSCREEN PREPARATION | Lotion; Skin Care; Water Soluble; For protection of hands/face after washing; 1000ml bottle | BLKWOODJ | J BLACKWOOD & SONS LIMITED | 3216204 | Phasing | 2
24219 | TRANSFORMER,ISOLATION | 15-25kV Isolation, 150 Ohm I/O, Wide Pass Band, suit XDSL, 8kHz to 12MHz, Encapulated in Epoxy Resin, use to Isolate Single 2-Wire Channel | DYNEIND | DYNE INDUSTRIES PTY LTD | 8812 | Active | 1
104184 | TRANSFORMER,ISOLATION | SWER Pole Mount, 11/12.7kV/500-250V, 200/200/10kVA, TS 02-01-01 Item 54 (scm) | WILSON | WILSON TRANSFORMER CO. PTY LTD | 873-0630-11 | Active | 1
104211 | TRANSFORMER,ISOLATION | SWER Pole/Platform Mount, 11/19.1kV/ 500-250V, 100/100/10kVA (Pallet x 1) (scm) | WILSON | WILSON TRANSFORMER CO. PTY LTD | 873-0631-11-AA | Active | 1
104212 | TRANSFORMER,ISOLATION | SWER Pole/Platform Mount, 11/19.1kV/ 500-250V, 200/200/10kVA (scm) | WILSON | WILSON TRANSFORMER CO. PTY LTD | 873-0632-11 | Active | 1
104784 | TRANSFORMER,ISOLATION | SWER Pole/Platform Mount, 22/11kV/ 500-250V, 200/200/10kVA | ABBAUST | ABB AUSTRALIA PTY LTD | 111210 | Active | 5
104785 | TRANSFORMER,ISOLATION | SWER Pole/Platform Mount, 22/11kV/ 500-250V, 100/100/10kVA | ABBAUST | ABB AUSTRALIA PTY LTD | 111228 | Active | 5
859842 | TRANSFORMER,ISOLATION | SWER Pole Mount, 22/19.1kV/500-250V, 200/200/10kVA (scm) | WILSON | WILSON TRANSFORMER CO. PTY LTD | 873-0625-11 | Active | 1
859919 | TRANSFORMER,ISOLATION | SWER Pole Mount, 11/12.7kV/500-250V, 100/100/10kVA (Pallet x 1) (scm) | WILSON | WILSON TRANSFORMER CO. PTY LTD | 873-0622-11-AA | Active | 1
2468411 | MODULE | RFL GARD8000 Teleprotection, Power Supply Interface Module, 3RU, G.703 | PLC | POWERLINE COMMUNICATIONS (AUST) | RF-SP500310-4 | Active | 1
2470896 | MODULE | Switchgear Interface Module, RC10ES-OSM200, for NOJA RC10 Series | NOJA | NOJA POWER SWITCHGEAR PTY LTD | SIM-03 | Active | 1
2471142 | MODULE | Active Burden Module, 48/54VDC, Screw Terminals, ENA TS 48-4 Compliance | RMSPROD | RMS PRODUCTS (RELAY MONITORING SYSTEMS) | ABM-C-2- | Active | 1
2474898 | MODULE | Diode Redundancy Module, 48V DC, Cape River East StatCom | AMSC | AMSC AUSTRALIA PTY LTD | 2000422 | Active | 5
2474898 | MODULE | Diode Redundancy Module, 48V DC, Cape River East StatCom | AMSC | AMSC AUSTRALIA PTY LTD | 2000422 | Active | 1
2476992 | MODULE | MD100m Digital Output Module, 16 Channels, Individually Isolated | CGI | CGI TECHNOLOGIES & SOLUTIONS P/L | MD100M-DO | Active | 1
2477032 | MODULE | MD100m, SFP Transceiver, Cu, 100Base-T | CGI | CGI TECHNOLOGIES & SOLUTIONS P/L | MD100M-SFP-CE | Active | 1
2477396 | MODULE | MD303 RTU GPS Module | CGI | CGI TECHNOLOGIES & SOLUTIONS P/L | MD303CPU-GPS | Active | 1
2477453 | MODULE | MD300io-r Chassis, Sub-Rack, 19", c/w CM301 and E50 fitted, No I/O Cards Fitted | CGI | CGI TECHNOLOGIES & SOLUTIONS P/L | MD300IO-R | Active | 1
2477503 | MODULE | MD300io Digital Input Module, 16 Channels, Min 3.4V Activation | CGI | CGI TECHNOLOGIES & SOLUTIONS P/L | DIM302-3.4 | Active | 1
2477511 | MODULE | MD300io Digital /Pulsed Output Module, 8 Channels | CGI | CGI TECHNOLOGIES & SOLUTIONS P/L | DOM302 | Active | 1
2477529 | MODULE | MD300io Analogue Input Module, 8 Channels | CGI | CGI TECHNOLOGIES & SOLUTIONS P/L | AIM302 | Active | 1
2477537 | MODULE | MD300io Analogue Output Module, 4 Channels | CGI | CGI TECHNOLOGIES & SOLUTIONS P/L | AOM302 | Active | 1
30000 | LIGHT,PANEL | Pilot, No LED, Full Voltage, Input Various Voltages, Round for Front Panel Mounting, LED not included | IPDGROUP | IPD GROUP LIMITED | HW1P-1FQ-W | Active | 1
30000 | LIGHT,PANEL | Pilot, No LED, Full Voltage, Input Various Voltages, Round for Front Panel Mounting, LED not included | IDEC | IDEC (MANUFACTURER) | HW1P-1FQ-W | Active | 2
30103 | BOLT,U | M16 x 219 c/w Nuts & Washers | BLKWOODJ | J BLACKWOOD & SONS LIMITED | KURMSGCM160219 | Active | 1
30132 | REDUCER,CABLE RACK | Offset, Left Hand, 600 to 450mm W, 60mm H, NEMA 12B Steel, Galv Steel | EZYSTRUT | EZYSTRUT CABLE & PIPE SUPPORTS | N1LHR600450H | Active | 1
30187 | PLATE,JOINING,CABLE RACK | ST3 Splice Plate, 50mm H, Galv Steel, to join cable tray sections together | EZYSTRUT | EZYSTRUT CABLE & PIPE SUPPORTS | ET3SH | Active | 1
30240 | NUT,PLAIN,HEX | M6, S/Steel Gde 316, suit Unistrut System | EZYSTRUT | EZYSTRUT CABLE & PIPE SUPPORTS | HN6S | Active | 1
30244 | NUT,PLAIN,GANG CHANNEL | M6, S/Steel c/w Spring, suit P3300 & P4000 Unistrut System | EZYSTRUT | EZYSTRUT CABLE & PIPE SUPPORTS | E4006S | Active | 1
30404 | COVER,TERMINAL BLOCK | Type KCO Protective Cover Kit, Versatile Mounting c/w 2 x End Stops & 2 x Sealing Accessories, Dark Grey, Terminal Block Accessory | ABBAUST | ABB AUSTRALIA PTY LTD | 1SNK 900 624 R0000 | Active | 1
431097 | GRIP,WIRE ROPE | 13mm Nominal, Galv, as per Figure C1 & Table C1 of AS2076-1997 (scm) | BRITECH | BRI-TECH PTY LTD | WRG12 | Phasing | 1
22951 | WRENCH,RATCHET | 50 VDE Insulated Adjustable Torque Wrench, Clockwise, Counter Clockwise Operation, Reversible Ratchet, 1/2" Drive, Dual Scale 5-50Nm (5-50 LBF.FT), | CNWELEC | CNW ELECTRICAL PTY LTD | 36 50393 0100 028 ASSY | Active | 1
2427292 | INSULATION SLEEVING,ELEC,SPEC | Inline Boot, suit 11kV, XLPE Cable 35-400mm2 & 11kV ABB SafeLink RMU, suit Bushing Dia 46-70mm, Raychem RCAB4120 or Equiv (3 per Set) (scm) | TECONN | TE CONNECTIVITY LTD | RCAB-4120 | Active | 1
2427292 | INSULATION SLEEVING,ELEC,SPEC | Inline Boot, suit 11kV, XLPE Cable 35-400mm2 & 11kV ABB SafeLink RMU, suit Bushing Dia 46-70mm, Raychem RCAB4120 or Equiv (3 per Set) (scm) | GILBERT | GILBERT LODGE AUSTRALIA PTY LTD | RAYRCAB4120 | Active | 2
2427292 | INSULATION SLEEVING,ELEC,SPEC | Inline Boot, suit 11kV, XLPE Cable 35-400mm2 & 11kV ABB SafeLink RMU, suit Bushing Dia 46-70mm, Raychem RCAB4120 or Equiv (3 per Set) (scm) | PLP | PREFORMED LINE PRODUCTS (AUST) | CPA-PLP-CUB-2 | Active | 2
2486090 | HOLDER,MARKER | Type KLM-A, Marker Strip Carrier, 44 x 7mm Lettering Field, Adjustable Height, for Terminals | PHOENIX | PHOENIX CONTACT PTY LTD | 1004348 | Active | 1
21414 | BRIDGE,TERMINAL BLOCK | Type EB 10-8, Insertion Bridge, 57A, 10 Posn, 8mm, Gray, suit Terminal Type UK6N, Pack of 10 | HAYMANS | HAYMANS ELECTRICAL | PHO0202138 | Active | 1
21414 | BRIDGE,TERMINAL BLOCK | Type EB 10-8, Insertion Bridge, 57A, 10 Posn, 8mm, Gray, suit Terminal Type UK6N, Pack of 10 | PHOENIX | PHOENIX CONTACT PTY LTD | 202138 | Active | 5
21416 | PARTITION,TERMINAL BLOCK | Type TS-K, Partition Plate, 22mm Lg, 0.5mm W, 22mm H, Gray, suit Terminal Type UK6N, UK10N & UK35, Pack of 50 | HAYMANS | HAYMANS ELECTRICAL | PHO1302215 | Active | 1
21416 | PARTITION,TERMINAL BLOCK | Type TS-K, Partition Plate, 22mm Lg, 0.5mm W, 22mm H, Gray, suit Terminal Type UK6N, UK10N & UK35, Pack of 50 | PHOENIX | PHOENIX CONTACT PTY LTD | 1302215 | Active | 5
21423 | TERMINAL BLOCK | Type USLKG 10N, Ground Modular, 10mm2 Cross Section, 2 Connections, Green-Yellow, Universal Mtg, Pack of 50 | HAYMANS | HAYMANS ELECTRICAL | PHO3003923 | Active | 1
21423 | TERMINAL BLOCK | Type USLKG 10N, Ground Modular, 10mm2 Cross Section, 2 Connections, Green-Yellow, Universal Mtg, Pack of 50 | PHOENIX | PHOENIX CONTACT PTY LTD | 3003923 | Active | 5
21436 | END PLATE,TERMINAL BLOCK | Type D-UDK 4, End Cover, 63.5mm Lg, 1.5mm W, 35.9mm H, Gray, Universal Mtg, suit Terminal Type UDK4, Pack of 50 | HAYMANS | HAYMANS ELECTRICAL | PHO2775113 | Active | 1
21436 | END PLATE,TERMINAL BLOCK | Type D-UDK 4, End Cover, 63.5mm Lg, 1.5mm W, 35.9mm H, Gray, Universal Mtg, suit Terminal Type UDK4, Pack of 50 | PHOENIX | PHOENIX CONTACT PTY LTD | 2775113 | Active | 5
21438 | PARTITION,TERMINAL BLOCK | Type TS-KK3, Partition Plate, 14mm Lg, 0.5mm W, 16mm H, Gray, suit Terminal Type UDK4, Pack of 50 | HAYMANS | HAYMANS ELECTRICAL | PHO2770215 | Active | 1
21438 | PARTITION,TERMINAL BLOCK | Type TS-KK3, Partition Plate, 14mm Lg, 0.5mm W, 16mm H, Gray, suit Terminal Type UDK4, Pack of 50 | PHOENIX | PHOENIX CONTACT PTY LTD | 2770215 | Active | 5
21453 | MARKER STRIP | Type ZB10, Number 1 to 10, Vertical, White, suit Terminal Block 10.2mm W, Pack of 10 | HAYMANS | HAYMANS ELECTRICAL | PHO1053027:0001 | Active | 1
21453 | MARKER STRIP | Type ZB10, Number 1 to 10, Vertical, White, suit Terminal Block 10.2mm W, Pack of 10 | PHOENIX | PHOENIX CONTACT PTY LTD | 1053027:0001 | Active | 5
21454 | MARKER STRIP | Type ZB10, Number 11 to 20, Vertical, White, suit Terminal Block 10.2mm W, Pack of 10 | HAYMANS | HAYMANS ELECTRICAL | PHO1053027:0011 | Active | 1
21454 | MARKER STRIP | Type ZB10, Number 11 to 20, Vertical, White, suit Terminal Block 10.2mm W, Pack of 10 | PHOENIX | PHOENIX CONTACT PTY LTD | 1053027:0011 | Active | 5
429092 | GRIP,DEADEND | FT, Helical, for AAC, AAAC & GZ, 37/3.00, Saturn, Nitrogen & 7/4.75 CCT, 21mm Conductor Dia, Colour Code Black | PLP | PREFORMED LINE PRODUCTS (AUST) | AFG-210-CL-ER | Active | 1
429092 | GRIP,DEADEND | FT, Helical, for AAC, AAAC & GZ, 37/3.00, Saturn, Nitrogen & 7/4.75 CCT, 21mm Conductor Dia, Colour Code Black | DULMISON | DULMISON (AUST) PTY LTD | ADE2100 | Active | 2
859927 | TRANSFORMER,ISOLATION | SWER Pole Mount, 22/12.7kV/500-250V, 100/100/10kVA (Pallet x 1) (scm) | WILSON | WILSON TRANSFORMER CO. PTY LTD | 873-A393-11 | Active | 1
859943 | TRANSFORMER,ISOLATION | SWER Pole Mount, 22/19.1kV/500-250V, 100/100/10kVA (Pallet x 1) (scm) | WILSON | WILSON TRANSFORMER CO. PTY LTD | 873-0624-11-AA | Active | 1
2402880 | TRANSFORMER,ISOLATION | SWER Platform Mount, 11/38.1kV, 300/300kVA, No LV, Centre Tapped Secondary for Duplex | ABBAUST | ABB AUSTRALIA PTY LTD | 171892GA172015 | Active | 1
2477545 | MODULE | MD300 Termination Module, Digital Input | CGI | CGI TECHNOLOGIES & SOLUTIONS P/L | TM301-DI | Active | 1
2477552 | MODULE | MD300 Termination Module, Digital Output | CGI | CGI TECHNOLOGIES & SOLUTIONS P/L | TM301-DO | Active | 1
2477560 | MODULE | MD300 Termination Module, Analogue Input | CGI | CGI TECHNOLOGIES & SOLUTIONS P/L | TM301-AI | Active | 1
2478667 | MODULE | Fusesaver WiFi Comms Module, FWP1615, c/w Trip & Close Actuators, Short-Range Wireless Trx, LED Fault Indicator, Rechargeable Battery, EQTS 06-07-04 | SIEMENS | SIEMENS LTD | 3AX1350-1E (FWP1615) | Active | 1
2478667 | MODULE | Fusesaver WiFi Comms Module, FWP1615, c/w Trip & Close Actuators, Short-Range Wireless Trx, LED Fault Indicator, Rechargeable Battery, EQTS 06-07-04 | SIEMENS | SIEMENS LTD | 3AX1350-1E | Active | 2
2478675 | MODULE | AFLC 3Ph Power Module, Suits Enermet/ L&G SFU-K 203, w/o Mounting Frame & LCD Display | LANDIS | LANDIS GYR (AUST) PTY LTD | 17'019'900'203 | Active | 1
2480788 | MODULE | MD100m CPU Processor Module, 2 x SFP Ethernet, 4 x DI Channels, 5V DC Range, 2 x RS232/RS485 | CGI | CGI TECHNOLOGIES & SOLUTIONS P/L | MD100M-CPU-2 | Active | 1
25529 | INSECT REPELLENT,PERSONAL | Bushmans; Aerosol 350g; 20% Deet; 7 hours effective protection; | GILBERT | GILBERT LODGE AUSTRALIA PTY LTD | BSMBP350A | Active | 1
25529 | INSECT REPELLENT,PERSONAL | Bushmans; Aerosol 350g; 20% Deet; 7 hours effective protection; | ALPHAFAS | ALPHA FIRST AID SUPPLIES | 320023 | Active | 2
25529 | INSECT REPELLENT,PERSONAL | Bushmans; Aerosol 350g; 20% Deet; 7 hours effective protection; | ATOMSUPP | ATOM SUPPLY GROUP P/L | 91040206 | Active | 2
1898023 | TOOL KIT,SEPARATOR | Wedge, Core Separation, to suit LV ABC | TEN | THE ENERGY NETWORK (AUST) PTY LTD | PMR87 | Active | 1
1898023 | TOOL KIT,SEPARATOR | Wedge, Core Separation, to suit LV ABC | GILBERT | GILBERT LODGE AUSTRALIA PTY LTD | PMR87 | Active | 2
1898023 | TOOL KIT,SEPARATOR | Wedge, Core Separation, to suit LV ABC | SICAME | SICAME AUSTRALIA PTY LTD | PMR87 | Active | 2
2402720 | TOOL KIT,SEPARATOR | ABC Separation Tool | GILBERT | GILBERT LODGE AUSTRALIA PTY LTD | DULIBSW95 | Active | 1
2402720 | TOOL KIT,SEPARATOR | ABC Separation Tool | TYCOELEC | TYCO ELECTRONICS | IBSW95 | Active | 2
2430569 | PARTS KIT | Hanging Kit c/w Magnet, Hook & Strap, suit Fluke Meters (scm) | GILBERT | GILBERT LODGE AUSTRALIA PTY LTD | FLUTPAC | Active | 1
2430569 | PARTS KIT | Hanging Kit c/w Magnet, Hook & Strap, suit Fluke Meters (scm) | FLUKE | FLUKE AUSTRALIA PTY LTD (MANUFACTURER) | FLUKE TPAK | Active | 5
156595 | CLEANING COMPOUND,SOLVENT | Cable Cleaning CC-4 supplied in 964ml Container (P4) | GILBERT | GILBERT LODGE AUSTRALIA PTY LTD | 3MCC-4 | Active | 2
156595 | CLEANING COMPOUND,SOLVENT | Cable Cleaning CC-4 supplied in 964ml Container (P4) | 3MAUST | 3M AUSTRALIA PTY LTD | MMMCC-4 | Active | 1
1978212 | TAPE,INSULATION,ELECTRICAL | Scotch Vinyl Mastic, 101mm x 3m (scm) | GILBERT | GILBERT LODGE AUSTRALIA PTY LTD | 3VM-101 | Active | 1
1978212 | TAPE,INSULATION,ELECTRICAL | Scotch Vinyl Mastic, 101mm x 3m (scm) | 3MAUST | 3M AUSTRALIA PTY LTD | MMMVM-101 | Active | 5
2405057 | TAPE,INSULATION,ELECTRICAL | Anti-Treacking Scotch, No 70, 25.4mm x 9.1m x 0.30mm, (MOQ 10 rolls per delivery location) | GILBERT | GILBERT LODGE AUSTRALIA PTY LTD | 3M70H | Active | 1
2405057 | TAPE,INSULATION,ELECTRICAL | Anti-Treacking Scotch, No 70, 25.4mm x 9.1m x 0.30mm, (MOQ 10 rolls per delivery location) | CABAC | CABAC (MANUFACTURER) | REE3M70H | Active | 5
2406406 | TAPE,INSULATION,ELECTRICAL | Scotch 3M-VM, 38mm | GILBERT | GILBERT LODGE AUSTRALIA PTY LTD | 3MVM-38 | Active | 1
2406406 | TAPE,INSULATION,ELECTRICAL | Scotch 3M-VM, 38mm | 3MAUST | 3M AUSTRALIA PTY LTD | MMMVM-38 | Active | 5
2461127 | TAPE,ADHESIVE | 3M VHB Double Sided, 12mm W x 32.9m Lg, 1.1mm Thk, Acrylic Adhesive, Grey, for attaching meter backing boards to asbestos meter panels only | GILBERT | GILBERT LODGE AUSTRALIA PTY LTD | 3MVHBRP+110GF-12 | Active | 1
2461127 | TAPE,ADHESIVE | 3M VHB Double Sided, 12mm W x 32.9m Lg, 1.1mm Thk, Acrylic Adhesive, Grey, for attaching meter backing boards to asbestos meter panels only | GILBERT | GILBERT LODGE AUSTRALIA PTY LTD | 3MVHBRP45F-12 | Active | 2
2461127 | TAPE,ADHESIVE | 3M VHB Double Sided, 12mm W x 32.9m Lg, 1.1mm Thk, Acrylic Adhesive, Grey, for attaching meter backing boards to asbestos meter panels only | 3MAUST | 3M AUSTRALIA PTY LTD | RP45F | Active | 2
2480630 | LABEL | Sticker, Main Switch Warning, Self Adhesive, Super Vinyl V90, White & Purple background, Yurika Logo | ARTCRAFT | ARTCRAFT PTY LTD (QLD) | C0010202 | Active | 1
105029 | CABLE,POWER,ELECTRICAL | U/Ground, 19/33(36)kV, 1C, 630mm2 Stranded Circ WB Cu, TRXLPE/WBT/CWS (13.7kA/1Sec)/WBT/LAT/LLDPE/Nyl/MDPE, Graphite Coating, Drum w/Pulling Eye | KEI | KEI INDUSTRIES LIMITED | KEI33CU1C630LAT13.7KA | Active | 1
105029 | CABLE,POWER,ELECTRICAL | U/Ground, 19/33(36)kV, 1C, 630mm2 Stranded Circ WB Cu, TRXLPE/WBT/CWS (13.7kA/1Sec)/WBT/LAT/LLDPE/Nyl/MDPE, Graphite Coating, Drum w/Pulling Eye | CBLGRID | CABLE GRID AUSTRALIA PTY LTD | CG-105029 | Active | 2
2478584 | CABLE,POWER,ELECTRICAL | U/Ground, 38/66kV, 1C, 300mm2 Stranded Compacted Circ WB Cu, XLPE/WBT/CAS/ LLDPE/Nyl/MDPE, Graphite Coating | KEI | KEI INDUSTRIES LIMITED | EHV-ECB036 - ITEM 1 | Active | 1
2478584 | CABLE,POWER,ELECTRICAL | U/Ground, 38/66kV, 1C, 300mm2 Stranded Compacted Circ WB Cu, XLPE/WBT/CAS/ LLDPE/Nyl/MDPE, Graphite Coating | CBLGRID | CABLE GRID AUSTRALIA PTY LTD | CG-2478584 | Active | 2
2478584 | CABLE,POWER,ELECTRICAL | U/Ground, 38/66kV, 1C, 300mm2 Stranded Compacted Circ WB Cu, XLPE/WBT/CAS/ LLDPE/Nyl/MDPE, Graphite Coating | KEI | KEI INDUSTRIES LIMITED | KEI/DEL/20-21/EHV-ECB037_C2286 | Active | 2
2478584 | CABLE,POWER,ELECTRICAL | U/Ground, 38/66kV, 1C, 300mm2 Stranded Compacted Circ WB Cu, XLPE/WBT/CAS/ LLDPE/Nyl/MDPE, Graphite Coating | CBLGRID | CABLE GRID AUSTRALIA PTY LTD | C2286EOQ0-4 | Active | 2
2483998 | TOOL,APPLICATION | Armour Rod, Serviette Ring, Sunrise Attachment (Live Line Tools) | HASTINGS | HASTINGS (MANUFACTURER) | 10-096 | Active | 1
2484228 | KNIFE,LINEMANS | Skinning, Sunrise Attachment (Live Line Tools) | RITZ | RITZ FERRAMENTAS (MANUFACTURER) | RM4455-50 | Active | 1
2484244 | HACKSAW,HAND | Sunrise Attachment (Live Line Tools) | RITZ | RITZ FERRAMENTAS (MANUFACTURER) | RM4455-23 | Active | 1
2467405 | FIXTURE,LIGHTING | 18W StreetLED MkII (L22) 4K Aeroscreen c/w NEMA PE Cell, Minor Road, EQTS 05-01-02 (scm) | GERARD | GERARD LIGHTING GROUP | JLB99BD11L22 | Phasing | 1
2485845 | FIXTURE,LIGHTING | LED 14W Avenue Gen 2 (L14 3K) 3K, Nostalgia Type 1, Blue/Grey c/w NEMA PE Cell, Minor Road, Bracket to Dwg 05-01-01, EQTS 05-01-02 | SYLVANIA | SYLVANIA SCHREDER | S1S3BD13L14 | Active | 1
2485860 | FIXTURE,LIGHTING | LED 18W Avenue Gen 2 (L18 3K) 3K, Nostalgia Type 1, Black c/w NEMA PE Cell, Minor Road, Bracket to Dwg 05-01-01, EQTS 05-01-02 | SYLVANIA | SYLVANIA SCHREDER | S1S3BD12L18 | Active | 1
2485878 | FIXTURE,LIGHTING | LED 18W Avenue Gen 2 (L18 3K) 3K, Nostalgia Type 1, Blue/Grey c/w NEMA PE Cell, Minor Road, Bracket to Dwg 05-01-01, EQTS 05-01-02 | SYLVANIA | SYLVANIA SCHREDER | S1S3BD13L18 | Active | 1
2485894 | FIXTURE,LIGHTING | LED 14W Avenue Gen 2 (L14 3K) 3K, Nostalgia Type 2, Black c/w NEMA PE Cell, Minor Road, Bracket to Dwg 05-01-07, EQTS 05-01-02 | SYLVANIA | SYLVANIA SCHREDER | S1S3BD22L14 | Active | 1
2485951 | FIXTURE,LIGHTING | LED 14W Avenue Gen 2 (L14 3K) 3K, Nostalgia, Black c/w NEMA PE Cell, Minor Road, No Bracket, EQTS 05-01-02 | SYLVANIA | SYLVANIA SCHREDER | S1S3BD02L14 | Active | 1
2485969 | FIXTURE,LIGHTING | LED 14W Avenue Gen 2 (L14 3K) 3K, Nostalgia, Blue/Grey c/w NEMA PE Cell, Minor Road, No Bracket, EQTS 05-01-02 | SYLVANIA | SYLVANIA SCHREDER | S1S3BD03L14 | Active | 1
2485985 | FIXTURE,LIGHTING | LED 18W Avenue Gen 2 (L18 3K) 3K, Nostalgia, Black c/w NEMA PE Cell, Minor Road, No Bracket, EQTS 05-01-02 | SYLVANIA | SYLVANIA SCHREDER | S1S3BD02L18 | Active | 1
2485993 | FIXTURE,LIGHTING | LED 18W Avenue Gen 2 (L18 3K) 3K, Nostalgia, Blue/Grey c/w NEMA PE Cell, Minor Road, No Bracket, EQTS 05-01-02 | SYLVANIA | SYLVANIA SCHREDER | S1S3BD03L18 | Active | 1
17489 | DOOR,ACCESS | Temporary Replacement Door, 350 x 110mm Nom, Al, Access Steel Streetlight Pole, suit Minor Road Streetlight Poles & Estate Poles | ENERGEX | ENERGEX | MINOR RD | Active | 1
2420982 | PANEL,BLANK | SCADA, SCD5200, SCD6000, Non-CE | SCHNEIDR | SCHNEIDER PTY LTD (MANUFACTURER) | SY-0399134R | Active | 1
2475242 | PANEL,BLANK | Omron CS1 Series, Space Unit, Single Slot, Blank Protective Cover, for unused I/O Slot Spaces in CS/C200H Series Units | OMRON | OMRON ELECTRONICS PTY LTD | C200H-SP001 | Active | 5
2402914 | TRANSFORMER,ISOLATION | SWER Pole/Platform Mount, 22/12.7kV/ 500-250V, 200/200/10kVA (scm) | WILSON | WILSON TRANSFORMER CO. PTY LTD | 873-0633-11 | Active | 1
2402916 | TRANSFORMER,ISOLATION | SWER Pole Mount, 33/12.7kV/500-250V, 100/100/10kVA, TS 02-01-01 Item 33 (Pallet x 1) (scm) | WILSON | WILSON TRANSFORMER CO. PTY LTD | 873-0626-11-AA | Active | 1
2402917 | TRANSFORMER,ISOLATION | SWER Pole/Platform Mount, 33/12.7kV/ 500-250V, 200/200/10kVA (scm) | WILSON | WILSON TRANSFORMER CO. PTY LTD | 873-0627-11 | Active | 1
2402919 | TRANSFORMER,ISOLATION | SWER Pole/Platform Mount, 33/19.1kV/ 500-250V, 200/200/10kVA (scm) | WILSON | WILSON TRANSFORMER CO. PTY LTD | 873-0629-11 | Active | 1
2406500 | TRANSFORMER,ISOLATION | SWER Pole Mount, 11/11kV, 100/100kVA, No LV, TS 02-01-01 (Pallet x 1) (scm) | WILSON | WILSON TRANSFORMER CO. PTY LTD | 873-0634-11-AA | Active | 1
2406501 | TRANSFORMER,ISOLATION | SWER Pole Mount, 11/11kV, 500-250V, 200/200/10kVA (scm) | WILSON | WILSON TRANSFORMER CO. PTY LTD | 873-0635-1 | Active | 1
2406501 | TRANSFORMER,ISOLATION | SWER Pole Mount, 11/11kV, 500-250V, 200/200/10kVA (scm) | WILSON | WILSON TRANSFORMER CO. PTY LTD | 873-0635-11 | Active | 1
2406854 | TRANSFORMER,ISOLATION | SWER Padmount, 11/12.7kV/500-250V, 1000/1000/10kVA, WB Dwg A4-1667 Sh 4 | ABBAUST | ABB AUSTRALIA PTY LTD | 287865 | Active | 1
2406858 | TRANSFORMER,ISOLATION | SWER Pole Mount, 11/19.1kV/500-250V, 350/350/10kVA | ABBAUST | ABB AUSTRALIA PTY LTD | 470891 | Active | 1
21801 | GRIP,DEADEND | Helical, 37/0.102 AAC (37/2.50), EQTS 01-09-02 (P10) | PLP | PREFORMED LINE PRODUCTS (AUST) | AFG-175-CL | Active | 1
2485324 | METER,WATTHOUR | E360 S3301 3P3E WC 1LC Relay c/w LTE Comms, Extended Terminal Cover | LANDIS | LANDIS GYR (AUST) PTY LTD | S3301D1MA1NE001YM | Active | 5
2424992 | CABLE,POWER,ELECTRICAL | U/Ground, 19/33(36)kV, 1C, 630mm2 Stranded Circ WB Cu, TRXLPE/WBT/CWS inc OF(13.7kA/1Sec)/WBT/LAT/LLDPE/Nyl/MDPE, Graphite Coating, Drum w/Pulling Eye | CBLGRID | CABLE GRID AUSTRALIA PTY LTD | CG-2424992 | Active | 2
2424992 | CABLE,POWER,ELECTRICAL | U/Ground, 19/33(36)kV, 1C, 630mm2 Stranded Circ WB Cu, TRXLPE/WBT/CWS inc OF(13.7kA/1Sec)/WBT/LAT/LLDPE/Nyl/MDPE, Graphite Coating, Drum w/Pulling Eye | KEI | KEI INDUSTRIES LIMITED | KEI33CU1C630LAT13.7KAOFC | Active | 1
2484749 | SWITCHBOARD,POWER | 110V DC Main & Dist Board, 36 Pole on 2 x 72 Pole Chassis, Indoor, 125V, 100A, Form 3b/2bi, 2kA, IP51, Main Section c/w 1 x Charger 100A MCCB, 2 x Battery | WEBER | WEBER SOUTH PACIFIC PTY LTD | DE8520028-M112 | Active | 1
2484764 | SWITCHBOARD,POWER | 48V DC Main & Dist Board, 36 Pole on 2 x 72 Pole Chassis, Indoor, 125V, 100A, Form 3b/2bi, 2kA, IP51, Main Section c/w 1 x Charger 100A MCCB, 2 x Battery | WEBER | WEBER SOUTH PACIFIC PTY LTD | DE8520028-M114 | Active | 1
19872 | PIT,UTILITY | Type P8, Cable Pit Body, Polymer Concrete, 1395 x 580 x 900mm c/w T-Bar, u/w Type 8 Galv Steel Pit Lid | PLP | PREFORMED LINE PRODUCTS (AUST) | D-PIT8CRETECWTBAR | Active | 1
25109 | TONGS,MATERIAL LIFTING | Model 30 Pole Tong, Pole Scissors, 4.5T 45mm Opening with 6.5T Bow Shackle | ACCULEC | ACCULEC PTY LTD (303899) | POLETONG-HD30S | Active | 1
2471464 | SEAL,ANTIPILFERAGE | Pull-Fly, PP, Yellow, Stamped with Energex/Ergon & Sequential Numbering, for Sealing of Demand Reset Mechanisms & Meter Isolation Link, Pack of 5000 | HARCOR | HARCOR SECURITY SEALS PTY LTD | BR08214X3 | Active | 5
30086 | BUSBAR | Flat, Tinned Cu, 4m Lg, 38.1 x 3.18mm with radius corners R/C | PRIMETAL | PRIMARY METALS & ALLOYS PTY LTD | 1.3111 | Active | 1
4028 | RACK,ELEC EQUIP | Side Panel, RA3 & RA4, 45RU, 800mm D, Dwg 1042895-02-0A, EESS-10721-01-0A, ETS 2011/0532/T | PLP | PREFORMED LINE PRODUCTS (AUST) | EE-4560-50-RA3/RA4 | Phasing | 1
30255 | RACEWAY,NONMETALLIC | Slotted Duct, 2m Lg, 120 x 80mm, PVC, Grey, for Electrical Cable (P8) | LEGRAND | LEGRAND AUSTRALIA (MANUFACTURER) | 6361-25 | Active | 1
2483204 | FUSE,CARTRIDGE | 65A, 69kV, Boric Acid Filled, Standard Speed, suit SMD-50 Fuse Mounts | S&C ELEC | S&C ELECTRIC COMPANY | 476065 | Active | 5
2483212 | FUSE,CARTRIDGE | 50A, 69kV, Boric Acid Filled, Standard Speed, suit SMD-50 Fuse Mounts | S&C ELEC | S&C ELECTRIC COMPANY | 476050 | Active | 5
25117 | TRANSFORMER,DISTRIBUTION | Padmount, 11kV, 315kVA, (Sq) HV Haz LV Bsh, Mineral Oil Insulated, ONAN, DYN 11, 3CR12 Cubicle, 7 Tap Posn c/w Siemens 8DJH RMU RRT Non-Ext HV RMU & | WILSON | WILSON TRANSFORMER CO. PTY LTD | 880-A311-11-AB | Active | 1
25118 | TRANSFORMER,DISTRIBUTION | Padmount, 11kV, 500kVA, (Sq) HV Haz LV Bsh, Mineral Oil Insulated, ONAN, DYN 11, 3CR12 Cubicle, 7 Tap Posn c/w Siemens 8DJH RMU RRT Non-Ext HV RMU & | WILSON | WILSON TRANSFORMER CO. PTY LTD | 880-A312-11-AB | Active | 1
25119 | TRANSFORMER,DISTRIBUTION | Padmount, 11kV, 750kVA, (Sq) HV Haz LV Bsh, Mineral Oil Insulated, ONAN, DYN 11, 3CR12 Cubicle, 7 Tap Posn c/w Siemens 8DJH RMU RRT Non-Ext HV RMU & | WILSON | WILSON TRANSFORMER CO. PTY LTD | 880-A313-11-AB | Active | 1
104275 | TRANSFORMER,DISTRIBUTION | Padmount, 11kV, 750kVA, 3 Ph (Sq) LV Switchgear & No HV Switchgear, JTS 02-04-01 Item 9 (scm) | WILSON | WILSON TRANSFORMER CO. PTY LTD | 880-0643-11-AA | Active | 1
2480747 | SWITCHBOARD,POWER | Feeder/Bus Tie Switchgear Unit, 12kV, 2000A, 25kA, 2000A Bus Metal Encl Fixed Switchgear & Control Gear Assy c/w 110V DC Aux Supply, incl CTs for Bus Tie | TAMCO | TAMCO SWITCHGEAR (MANUFACTURER) | 11002 | Active | 1
2480747 | SWITCHBOARD,POWER | Feeder/Bus Tie Switchgear Unit, 12kV, 2000A, 25kA, 2000A Bus Metal Encl Fixed Switchgear & Control Gear Assy c/w 110V DC Aux Supply, incl CTs for Bus Tie | TAMCO | TAMCO SWITCHGEAR (MANUFACTURER) | T5-VHIF2000TIE700 | Active | 5
2480002 | CONVERTER,DC TO DC | 48/48V, 10A, 500W, 352 x 132 x 62mm | HELIOS | HELIOS POWER SOLUTIONS PTY LTD | DCW500-48-48FT-P9200 | Active | 1
2440303 | CONVERTER,DC TO DC | 48V DC (40-60) Input, 12V DC Output 5A, 96W, 87 x 155 x 50mm | AMTEX | AMTEX ELECTRONICS PTY LTD | DCW100-12FT | Active | 1
2447761 | CONVERTER,DC TO DC | 110/48V, 10A, 500W, 352 x 132 x 62mm, 2 x Units to be Connected in Parallel inside a 19" Rack, 2U, N+1 Configuration | AMTEX | AMTEX ELECTRONICS PTY LTD | RM-DCW500-110-48FT-A | Active | 1
2447779 | CONVERTER,DC TO DC | 110/12V, 12A, 144W, 198 x 112 x 51mm | AMTEX | AMTEX ELECTRONICS PTY LTD | DCW150-110-12FT | Active | 1
2447787 | CONVERTER,DC TO DC | 110/24V, 4A, 96W, 87 x 155 x 50mm | AMTEX | AMTEX ELECTRONICS PTY LTD | DCW100-110-24FT | Active | 1
2453488 | CONVERTER,DC TO DC | 110/48V, 10A, 500W, 352 x 132 x 62mm, Panel Mount (1 x unit) | AMTEX | AMTEX ELECTRONICS PTY LTD | DCW500-110-48FT (1XUNIT) | Active | 1
2453496 | CONVERTER,DC TO DC | 48/12V, 25A, 300W, 290 x 132 x 62mm, Panel Mount (1 x unit) | AMTEX | AMTEX ELECTRONICS PTY LTD | DCW300-48-12FT | Active | 1
2453504 | CONVERTER,DC TO DC | 48/12V, 16A, 200W, 254 x 113 x 58mm, Panel Mount (1 x unit) | AMTEX | AMTEX ELECTRONICS PTY LTD | DCW200-12FT | Active | 1
2482842 | TRANSFORMER,EARTHING | 22kV, 200A, 6.6kA/30Sec, 4.79 Ohms/Ph, ZN, Mineral Oil, ONAN, Dwg 931121-03, ETS 2006/0106/T | WILSON | WILSON TRANSFORMER CO. PTY LTD | P0705 | Phasing | 1
104276 | TRANSFORMER,DISTRIBUTION | Padmount, 11kV, 1000kVA, 3 Ph (Sq) LV Switchgear & No HV Switchgear, Front Entry, JTS 02-04-01 Item 10 (scm) | WILSON | WILSON TRANSFORMER CO. PTY LTD | 880-0644-11-AA | Active | 1
104277 | TRANSFORMER,DISTRIBUTION | Padmount, 11kV, 100kVA, 3 Ph (Sq) LV Switchgear & No HV Switchgear, Front Entry, JTS 02-04-01 Item 6 | WILSON | WILSON TRANSFORMER CO. PTY LTD | 880-8823-11 | Active | 1
104277 | TRANSFORMER,DISTRIBUTION | Padmount, 11kV, 100kVA, 3 Ph (Sq) LV Switchgear & No HV Switchgear, Front Entry, JTS 02-04-01 Item 6 | ABBAUST | ABB AUSTRALIA PTY LTD | 748825 | Active | 2
104382 | TRANSFORMER,DISTRIBUTION | Pole Mount, 22kV, 50kVA, 1 Ph (Pallet x 2) (scm) | TOSHIBA | TOSHIBA INTERNATIONAL CORPORATION P/L | TX1PS-0050BA-001 | Active | 1
104383 | TRANSFORMER,DISTRIBUTION | Pole Mount, 33kV, 50kVA, 1 Ph (Pallet x 2) (scm) | WILSON | WILSON TRANSFORMER CO. PTY LTD | 873-0616-11-AA | Active | 1
104385 | TRANSFORMER,DISTRIBUTION | SWER Pole Mount, 11kV, 50kVA (Pallet x 2) (scm) | TOSHIBA | TOSHIBA INTERNATIONAL CORPORATION P/L | TXSPS-0050BAA-001 | Active | 1
104710 | TRANSFORMER,DISTRIBUTION | Pole Mount, 11/22kV, 100kVA, 3 Ph, S/Steel Gde 316 Tank, External Off Line Tap Charger for Switching of HV, JTS 02-01-01 | TYREE | TYREE TRANSFORMERS PTY LTD | 104710 | Active | 2
104710 | TRANSFORMER,DISTRIBUTION | Pole Mount, 11/22kV, 100kVA, 3 Ph, S/Steel Gde 316 Tank, External Off Line Tap Charger for Switching of HV, JTS 02-01-01 | ABBAUST | ABB AUSTRALIA PTY LTD | 105972 | Active | 1
104711 | TRANSFORMER,DISTRIBUTION | Pole Mount, 11/22kV, 25kVA, 1 Ph, S/Steel Gde 316 Tank, External Off Line Tap Changer for Switching of HV, JTS 02-01-01 | ABBAUST | ABB AUSTRALIA PTY LTD | 105980 | Active | 1
104712 | TRANSFORMER,DISTRIBUTION | Pole Mount, 11/22kV 315kVA, 3 Ph, S/Steel Gde 316 Tank, External Off Line Tap Charger for Switching of HV, JTS 02-01-01 | ABBAUST | ABB AUSTRALIA PTY LTD | 105964 | Active | 1
859609 | TRANSFORMER,DISTRIBUTION | Pole Mount, 11kV, 10kVA, 1 Ph, (Pallet x 4) (scm) | TYREE | TYREE TRANSFORMERS PTY LTD | 10M1EQ | Active | 2
859609 | TRANSFORMER,DISTRIBUTION | Pole Mount, 11kV, 10kVA, 1 Ph, (Pallet x 4) (scm) | WILSON | WILSON TRANSFORMER CO. PTY LTD | 873-A370-11-AA | Active | 1
859612 | TRANSFORMER,DISTRIBUTION | Pole Mount, 11kV, 25kVA, 1 Ph, (Pallet x 4) (scm) | TYREE | TYREE TRANSFORMERS PTY LTD | 25M1EQ | Active | 2
859612 | TRANSFORMER,DISTRIBUTION | Pole Mount, 11kV, 25kVA, 1 Ph, (Pallet x 4) (scm) | WILSON | WILSON TRANSFORMER CO. PTY LTD | 873-A371-11-AA | Active | 1
859625 | TRANSFORMER,DISTRIBUTION | Pole Mount, 11kV, 25kVA, 3 Ph, (Pallet x 2) (scm) | TYREE | TYREE TRANSFORMERS PTY LTD | 25M4EQ | Active | 2
859625 | TRANSFORMER,DISTRIBUTION | Pole Mount, 11kV, 25kVA, 3 Ph, (Pallet x 2) (scm) | WILSON | WILSON TRANSFORMER CO. PTY LTD | 874-A373-11-AA | Active | 1
859633 | TRANSFORMER,DISTRIBUTION | Pole Mount, 11kV, 63kVA, 3 Ph, (Pallet x 2) (scm) | WILSON | WILSON TRANSFORMER CO. PTY LTD | 874-A374-11-AA | Active | 1
2483527 | BAG,PORTABLE TOILET | Cleanwaste GO Anywhere Toilet Kit c/w 1 Waste Collection Bag Pre-loaded with Waste Treatment Powder, 1 Zip-close, Puncture-resistant, Waste Disposal Bag, | EZYGONOW | EZYGONOW, EEZYGO PTY LTD | EGN004 | Active | 1
2483527 | BAG,PORTABLE TOILET | Cleanwaste GO Anywhere Toilet Kit c/w 1 Waste Collection Bag Pre-loaded with Waste Treatment Powder, 1 Zip-close, Puncture-resistant, Waste Disposal Bag, | ATOMSUPP | ATOM SUPPLY GROUP P/L | 502786 | Active | 2
2483527 | BAG,PORTABLE TOILET | Cleanwaste GO Anywhere Toilet Kit c/w 1 Waste Collection Bag Pre-loaded with Waste Treatment Powder, 1 Zip-close, Puncture-resistant, Waste Disposal Bag, | CLNWASTE | CLEANWASTE | D019W12 | Active | 2
2483535 | TENT | Ensuite Tent, Pop Up Privacy Shelter, 120 x 120 x 210mm, Instant Pop-up c/w Pegs & Guy Ropes, No Base, Packs into a Compact Circular Bag | ANACONDA | ANACONDA GROUP PTY LTD | 9341235256062 | Active | 1
2402010 | TRANSFORMER,DISTRIBUTION | Pole Mount, 33kV, 25kVA, 3 Ph (Pallet x 2) (scm) | WILSON | WILSON TRANSFORMER CO. PTY LTD | 874-0615-11-AA | Active | 1
2402052 | TRANSFORMER,DISTRIBUTION | Padmount, 11kV, 750kVA, 3 Ph (Rect) No LV Switchgear or HV Switchgear | ABBAUST | ABB AUSTRALIA PTY LTD | 167562 | Active | 1
2405674 | TRANSFORMER,DISTRIBUTION | SWER Pole Mount, 19.1kV, 50kVA c/w Spark Gaps fitted to HV Bushings | TOSHIBA | TOSHIBA INTERNATIONAL CORPORATION P/L | TXSPS-0050CA-001 | Active | 1
2405674 | TRANSFORMER,DISTRIBUTION | SWER Pole Mount, 19.1kV, 50kVA c/w Spark Gaps fitted to HV Bushings | ABBAUST | ABB AUSTRALIA PTY LTD | 112028 | Active | 2
2406498 | TRANSFORMER,DISTRIBUTION | SWER Pole Mount, 11kV, 25kVA (Pallet x 4) (scm) | TOSHIBA | TOSHIBA INTERNATIONAL CORPORATION P/L | TXSPS-0025AA-001 | Active | 1
1104726 | ADAPTOR,BRACKET | Convert Minor to Major Rd, 0.3m PT Bracket, Galv Steel, EQTS 05-02-01 | GMPOLES | GM POLES PTY LTD | MIN-MAJ-AD-QE | Active | 1
1104726 | ADAPTOR,BRACKET | Convert Minor to Major Rd, 0.3m PT Bracket, Galv Steel, EQTS 05-02-01 | GMPOLES | GM POLES PTY LTD | GEX13166 | Active | 2
1104726 | ADAPTOR,BRACKET | Convert Minor to Major Rd, 0.3m PT Bracket, Galv Steel, EQTS 05-02-01 | EZYSTRUT | EZYSTRUT CABLE & PIPE SUPPORTS | E1104726 | Active | 2
1104726 | ADAPTOR,BRACKET | Convert Minor to Major Rd, 0.3m PT Bracket, Galv Steel, EQTS 05-02-01 | GMPOLES | GM POLES PTY LTD | SL-MIN-MAJ-AD | Active | 2
1104726 | ADAPTOR,BRACKET | Convert Minor to Major Rd, 0.3m PT Bracket, Galv Steel, EQTS 05-02-01 | IUPOLE | INTERNATIONAL UTILITY POLES PTY LTD | EX-13168 | Active | 2
859641 | TRANSFORMER,DISTRIBUTION | Pole Mount, 11kV, 100kVA, 3 Ph (scm) | WILSON | WILSON TRANSFORMER CO. PTY LTD | 874-0606-11-AA | Active | 1
859668 | TRANSFORMER,DISTRIBUTION | Pole Mount, 11kV, 200kVA, 3 Ph (scm) | WILSON | WILSON TRANSFORMER CO. PTY LTD | 874-0607-11-AA | Active | 1
859676 | TRANSFORMER,DISTRIBUTION | Pole Mount, 11kV, 315kVA, 3 Ph (scm) | WILSON | WILSON TRANSFORMER CO. PTY LTD | 874-0608-11-AA | Active | 1
859684 | TRANSFORMER,DISTRIBUTION | Pole Mount, 11kV, 500kVA, 3 Ph (scm) | WILSON | WILSON TRANSFORMER CO. PTY LTD | 874-0609-11-AA | Active | 1
859706 | TRANSFORMER,DISTRIBUTION | Pole Mount, 22kV, 10kVA, 1 Ph (Pallet x 4) (scm) | TOSHIBA | TOSHIBA INTERNATIONAL CORPORATION P/L | TX1PS-0010BA-001 | Active | 1
859710 | TRANSFORMER,DISTRIBUTION | Pole Mount, 22kV, 25kVA, 1 Ph (Pallet x 4) (scm) | TOSHIBA | TOSHIBA INTERNATIONAL CORPORATION P/L | TX1PS-0025BA-001 | Active | 1
859722 | TRANSFORMER,DISTRIBUTION | Pole Mount, 22kV, 25kVA, 3 Ph (Pallet x 2) (scm) | TOSHIBA | TOSHIBA INTERNATIONAL CORPORATION P/L | TX3PS-0025BA-001 | Active | 1
859749 | TRANSFORMER,DISTRIBUTION | Pole Mount, 22kV, 63kVA, 3 Ph (Pallet x 2) (scm) | TOSHIBA | TOSHIBA INTERNATIONAL CORPORATION P/L | TX3PS-0063BA-001 | Active | 1
859757 | TRANSFORMER,DISTRIBUTION | Pole Mount, 22kV, 100kVA, 3 Ph (scm) | TOSHIBA | TOSHIBA INTERNATIONAL CORPORATION P/L | TX3PS-00100BA-001 | Active | 1
R25011 | METER,WATTHOUR | REFURBISHED, Mk7C, 1 Element, 1Ph, 240V, 10-100A, Class 1, Bottom Connected, Load Profiling 1 c/w Comms Interface, Type 4 Small | EDMI | EDMI PTY LTD | 7C11-A152-29-F211-7F02-1010 | Active | 5
R25016 | METER,WATTHOUR | REFURBISHED, Mk7A, 2 Element, 1Ph, 240V, 15-100A, Class 1, Bottom Connected, Load Profiling TOU Meter c/w Comms Interface | EDMI | EDMI PTY LTD | 7A11-A344-29-F211-7L02-6011 | Active | 5
R25018 | METER,WATTHOUR | REFURBISHED, Mk10D, Polyphase, 3Ph, 240V 15-100A, Class 1, Bottom Connected, Load Profiling TOU Meter c/w Comms Interface | EDMI | EDMI PTY LTD | 1D11-1B-112-27-G11-201030-2N | Active | 5
R25026 | METER,WATTHOUR | REFURBISHED, Mk7A Atlas 2, 2 Element, 240V, 10-100A, Class 1, Bottom Connected METER ONLY | EDMI | EDMI PTY LTD | 7A13-A344-29-J211-7D02-6110 | Active | 5
2468841 | JUMPER BAR,TERMINAL BLOCK | Type JB5-5, 5.2mm Spacing, 5 Pole Orange, Plug-in, Screwless Mounting, IP20, Terminal Block Accessory | ABBAUST | ABB AUSTRALIA PTY LTD | 1SNK 905 305 R0000 | Active | 1
2483113 | TERMINAL,LUG | AS5 Busbar Lug, 50mm Pin, 0 Deg | PLP | PREFORMED LINE PRODUCTS (AUST) | BBTL-500-AS5-0 | Active | 1
2483295 | TEST KIT | Rapid Oral Fluid Self-Test Device, to detect COVID-19 in Saliva, TGA Approved | AHC | ABSOLUTE HEALTH CO | CO-07-20 | Active | 1
2483162 | EARTHING STIRRUP | Substation Earthing, suit 38.1mm OD Cu Pipe, Natural Finish | FULTON | FULTON INDUSTRIES AUSTRALIA P/L | ESTC-38 | Active | 1
2483196 | FUSE,CARTRIDGE | 80A, 69kV, Boric Acid Filled, Standard Speed, suit SMD-50 Fuse Mounts | S&C ELEC | S&C ELECTRIC COMPANY | 476080 | Active | 5
2483360 | CONNECTOR,ELECTRICAL | Inner Cone Test Plate, 72.5kV, suit Brugg Socket Size G0L, c/w Manometer & Dilo Gas Fitting | BRUGG | BRUGG CABLES (MANUFACTURER) | S2050 | Active | 5
2483055 | RADIO SET | P25 Dual Base Station, 50W, Tait TB8100, c/w 2x Reciter, 2 x PA & 1 x PMU | TAITCOMM | TAIT COMMUNICATIONS (TAIT LTD) | TB8115-B3HJ-B3HJ-G0BC-10 | Active | 1
2459741 | CONVERTER,DC TO DC | 48V DC Input, 5V DC, 5A Output, 25W, 400kHz, 100 x 65 x 18mm, Screw Terminal Block | HELIOS | HELIOS POWER SOLUTIONS PTY LTD | APK25-4805 | Active | 1
2459741 | CONVERTER,DC TO DC | 48V DC Input, 5V DC, 5A Output, 25W, 400kHz, 100 x 65 x 18mm, Screw Terminal Block | AMTEX | AMTEX ELECTRONICS PTY LTD | APK25-4805 | Active | 2
2479954 | CONVERTER,DC TO DC | Wide Range Input 40-101VDC, 72/48V, 10A, 10A, 500W, Solar Application | HELIOS | HELIOS POWER SOLUTIONS PTY LTD | BAP 319R-72/48F4TSA-U0132 | Active | 1
22395 | POLE,PUBLIC LIGHTING,METAL | Minor Road Mid Hinged (Right), 5.0m, Base Plate Mounted, 350 PCD Bolt Spacing, Black, Integral 0.5m Outreach, EQTS 05-02-01, Dwg 5HG-A3 (scm) | GMPOLES | GM POLES PTY LTD | MH 5E-BK-350 | Active | 1
859765 | TRANSFORMER,DISTRIBUTION | Pole Mount, 22kV, 200kVA, 3 Ph (scm) | WILSON | WILSON TRANSFORMER CO. PTY LTD | 874-0610-11 | Active | 1
859781 | TRANSFORMER,DISTRIBUTION | Pole Mount, 22kV, 500kVA, 3 Ph (scm) | WILSON | WILSON TRANSFORMER CO. PTY LTD | 874-0612-11 | Active | 1
859803 | TRANSFORMER,DISTRIBUTION | SWER Pole Mount, 12.7kV, 10kVA (Pallet x 4) (scm) | TOSHIBA | TOSHIBA INTERNATIONAL CORPORATION P/L | TXSPS-0010BA-001 | Active | 1
859807 | TRANSFORMER,DISTRIBUTION | SWER Pole Mount, 12.7kV, 25kVA (Pallet x 4) (scm) | TOSHIBA | TOSHIBA INTERNATIONAL CORPORATION P/L | TXSPS-0025BA-001 | Active | 1
859811 | TRANSFORMER,DISTRIBUTION | SWER Pole Mount, 19.1kV, 10kVA (Pallet x 2) (scm) | TOSHIBA | TOSHIBA INTERNATIONAL CORPORATION P/L | TXSPS-0010CA-001 | Active | 1
859897 | TRANSFORMER,DISTRIBUTION | Pole Mount, 22kV, 315kVA, 3 Ph (scm) | WILSON | WILSON TRANSFORMER CO. PTY LTD | 874-0611-11 | Active | 1
860438 | TRANSFORMER,DISTRIBUTION | Padmount, 11kV, 315kVA, 3 Ph (Rect) LV Switchgear & No HV Switchgear, JTS 02-02-01 Item 5 (scm) | WILSON | WILSON TRANSFORMER CO. PTY LTD | 881-0636-11-AA | Active | 1
860439 | TRANSFORMER,DISTRIBUTION | Padmount, 11kV, 315kVA, 3 Ph (Rect) LV Switchgear, LV Statistical Meter & HV RMU, ETS 02-02-01 | WILSON | WILSON TRANSFORMER CO. PTY LTD | 881-0636-11-AG | Active | 1
860446 | TRANSFORMER,DISTRIBUTION | Padmount, 11kV, 500kVA, 3 Ph, LV Switchgear & No HV Switchgear, JTS 02-02-01 Item 6 (scm) | WILSON | WILSON TRANSFORMER CO. PTY LTD | 881-0637-11-AA | Active | 1
2454296 | TRANSFORMER,VOLTAGE | 11kV/240V, 50VA, 1 Ph, External Aux Power Supply c/w Pole Mounting Bracket, suits NOJA ONLY, JTS 06-07-03(6), 10260 Group 3, Item 60 | NOJA | NOJA POWER SWITCHGEAR PTY LTD | VT11-220 | Active | 1
2407110 | NUT,PLAIN,HEX | 3/16", Nylon, use with IIN2400657 (P100) | HOBSON | HOBSON ENGINEERING CO PTY LTD | NH66P1024 | Active | 1
2480804 | TERMINAL BLOCK | PT6-T, Disconnect Trip Link, Red, 1000V, 32A, 91 x 10 x 63mm, 35mm DIN Rail Mtg, Clip-on, 0.5-10mm Cond Size | PHOENIX | PHOENIX CONTACT PTY LTD | 1322568 | Active | 1
104806 | SOCKET,SOCKET WRENCH | Socket Bolt, for Cordless Drill to drive in U/Ground Pillar D Bolts | LEGEND | LEGEND POWER SYSTEMS | D-SOCKET | Active | 1
104806 | SOCKET,SOCKET WRENCH | Socket Bolt, for Cordless Drill to drive in U/Ground Pillar D Bolts | CABAC | CABAC (MANUFACTURER) | D-SOCKET | Active | 5
1841540 | PROTECTOR,NECK | Neck Flap, White Cotton, suit Safety Helmet | BLKWOODJ | J BLACKWOOD & SONS LIMITED | 803513 | Active | 1
2402425 | FLAG,SIGNAL | Warning, High Visibility Red or Orange Cloth, Min Dia 300 x 300mm, with 2 Eyelets for attaching to Ladder Rung (Projecting Loads-Legal | CEDE | C EDE PTY LIMITED | FLAGSNQEBD4 | Active | 2
2402425 | FLAG,SIGNAL | Warning, High Visibility Red or Orange Cloth, Min Dia 300 x 300mm, with 2 Eyelets for attaching to Ladder Rung (Projecting Loads-Legal | BLKWOODJ | J BLACKWOOD & SONS LIMITED | 827730 | Active | 1
2403707 | CASE,SPECTACLES | Soft Padded Vinyl c/w Velcro Catch & Belt Loop to suit Large Spectacles | BLKWOODJ | J BLACKWOOD & SONS LIMITED | 4620059 | Active | 1
2406689 | WRENCH,RATCHET | Single Ended, Reversible, Dual Size, 17mm & 19mm A/F Hex Sockets, Cushioned Grip Handle | WARBTOOL | WARBY TOOLS | SRRNG1719 | Active | 2
2406689 | WRENCH,RATCHET | Single Ended, Reversible, Dual Size, 17mm & 19mm A/F Hex Sockets, Cushioned Grip Handle | LEGEND | LEGEND POWER SYSTEMS | MSS-RRP-1719 | Active | 1
2466761 | BIT,AUGER | Impact, 12mm Dia, 457mm OAL, Steel, Ring Twist Pattern, 11mm Hex Shank, Quick Release | C&LTOOL | C&L TOOL CENTRE | ALPWAH120457 | Active | 1
2466761 | BIT,AUGER | Impact, 12mm Dia, 457mm OAL, Steel, Ring Twist Pattern, 11mm Hex Shank, Quick Release | SPECFORC | SPECIALISED FORCE PTY LTD | STMSF812457 | Active | 2
2471498 | CRIMPING TOOL,HYDRAULIC | Izumi Battery Crimper, Pistol 'C' Head, 12T (120kN), 700 Bar, c/w Milwaukee Battery Adaptor, Skin Only | SPECFORC | SPECIALISED FORCE PTY LTD | S7G-C431M-EQ | Active | 1
2472900 | LANYARD,SAFETY,INDUSTRIAL | Stretch cord, Swiveling connection, Adjustable barrel lock, Length 380mm 4.6kg WLL | ATOMSUPP | ATOM SUPPLY GROUP P/L | 3713 | Active | 2
2472900 | LANYARD,SAFETY,INDUSTRIAL | Stretch cord, Swiveling connection, Adjustable barrel lock, Length 380mm 4.6kg WLL | ATOMSUPP | ATOM SUPPLY GROUP P/L | 19765 | Active | 2
2485399 | COIL,ELECTRICAL | Close Coil, Switchboard Spare Part, for VH1F Tamco 11kV Switchgear | TAMCO | TAMCO SWITCHGEAR (MANUFACTURER) | 189050002045-VH1F | Active | 1
2485415 | COIL,ELECTRICAL | Trip Coil, Switchboard Spare Part, for VH1F Tamco 11kV Switchgear | TAMCO | TAMCO SWITCHGEAR (MANUFACTURER) | 189050000085-VH1F | Active | 1
2485423 | COIL,ELECTRICAL | Close Coil, Switchboard Spare Part, for GV3N Tamco 22kV Switchgear | TAMCO | TAMCO SWITCHGEAR (MANUFACTURER) | 189050002045-GV3N | Active | 1
2485431 | MOTOR | Spring Charge, Switchboard Spare Part, for GV3N Tamco 22kV Switchgear | TAMCO | TAMCO SWITCHGEAR (MANUFACTURER) | 189050000914-GV3N | Active | 1
2483337 | MANHOLE TOP ASSEMBLY | Footpath Access, Explosion Mitigation, 2 Part Cover, Class B, 750 x 1245mm Clr Opening, S/Steel Mesh & Frame, 80kN Load Capacity, 50mm Marked with ELECTRICITY | AQSGROUP | AQSEPTENCE GROUP PTY LTD | 10000299072 | Active | 1
2484715 | PROBE | TP-BT Bluetooth Optical Probe, MCU Based Design, Meter Reading ANSI C12.18, Bluetooth to 4.0, Default Fixed Baud Rate 9600bps | TESPRO | TESPRO ELECTRONICS CO LTD | TP-BT-ANSI-N | Active | 5
2466233 | CABLE,POWER,ELECTRICAL | Control, 0.6/1kV, 6C x 1.5mm2 (7/0.5) Cu, X-HF-90 Insulated/HFS-90-TP Bedded/ DBT/HFS-90-TP Sheath, 250m Wood Drum, JTS 04-05-02 | MIDLAND | MIDLAND METALS OVERSEAS PTE LTD | MMO-6X1.5 CU XHF HFS DBT HFS | Active | 1
3832 | MODULE | EPL Injection Control Module, 1RU, 19" Rack Mount, suit Landis & Gyr AFLC Controller | LANDIS | LANDIS GYR (AUST) PTY LTD | 316.414.02010 | Active | 1
24713 | POWER STRIP,ELECTRICAL OUTLET | 4 Outlet, 10A, Portable Power Device, MCB & RCD Protection, Double Pole Shuttered Outlets, 240V, IP33 Rated, 30mA Sensitivity, Meets AS/NZS3012, | CNWELEC | CNW ELECTRICAL PTY LTD | 485P4CB30-EO | Active | 1
3292 | COIL,ELECTRICAL | Inductor, New Single Coil, St George STATCOM | AMSC | AMSC AUSTRALIA PTY LTD | 6302978 | Active | 5
3292 | COIL,ELECTRICAL | Inductor, New Single Coil, St George STATCOM | AMSC | AMSC AUSTRALIA PTY LTD | 6302978 | Active | 1
2401990 | TRANSFORMER,DISTRIBUTION | Pole Mount, 11/6.6kV, 200kVA, 3 Ph, Bushing Entry, NQ TS M195 | WILSON | WILSON TRANSFORMER CO. PTY LTD | 874-0945-11 | Active | 1
2474435 | SPRAY ATTACHMENT,BOTTLE | Sprayer Trigger, 500ml Bottle c/w Adjustable Nozzle | BLKWOODJ | J BLACKWOOD & SONS LIMITED | 1643653 | Active | 2
2474435 | SPRAY ATTACHMENT,BOTTLE | Sprayer Trigger, 500ml Bottle c/w Adjustable Nozzle | PACPLUS | PACPLUS WHOLESALERS PTY LTD | 517-500S+517000 | Active | 2
2474435 | SPRAY ATTACHMENT,BOTTLE | Sprayer Trigger, 500ml Bottle c/w Adjustable Nozzle | BLKWOODJ | J BLACKWOOD & SONS LIMITED | 4413305 | Active | 1
2400821 | SADDLE | Cu, Double Sided, 8mm (5/16") c/w 2 x 5mm Holes (P100) (scm) | MMELEC | MM ELECTRICAL MERCHANDISING | MMECSL031 | Active | 1
2400821 | SADDLE | Cu, Double Sided, 8mm (5/16") c/w 2 x 5mm Holes (P100) (scm) | BLKWOODJ | J BLACKWOOD & SONS LIMITED | 3468801 | Active | 2
2400822 | SADDLE | Cu, Double Sided, 10mm (3/8") c/w 2 x 5mm Holes (P100) (scm) | MMELEC | MM ELECTRICAL MERCHANDISING | MMECSL037 | Active | 1
2400822 | SADDLE | Cu, Double Sided, 10mm (3/8") c/w 2 x 5mm Holes (P100) (scm) | BLKWOODJ | J BLACKWOOD & SONS LIMITED | 3468908 | Active | 2
2405931 | SCREW,TAPPING,THREAD CUTTING | Self Drill, Self Tap, 20mm Lg, 7 Gauge, Gypfast Needlepoint (P1000) | BLKWOODJ | J BLACKWOOD & SONS LIMITED | 1871753 | Active | 1
2405931 | SCREW,TAPPING,THREAD CUTTING | Self Drill, Self Tap, 20mm Lg, 7 Gauge, Gypfast Needlepoint (P1000) | CLIPSAL | CLIPSAL (BY SCHNEIDER ELECTRIC) | CLI 357/20 | Active | 5
1150285 | FIXTURE,LIGHTING | 400W HP Sodium Luminaire, 42mm Spigot c/w Integral Control Gear, PE Cell, Lamp & Power Factor Correction, Major Roads, EQTS 05-01-01 (scm) | GERARD | GERARD LIGHTING GROUP | PR44BD01L | Phasing | 1
2485290 | METER,WATTHOUR | E360 S1310 1P1E WC c/w LTE Comms | LANDIS | LANDIS GYR (AUST) PTY LTD | S1310D1MA1NN001YM | Active | 5
2485308 | METER,WATTHOUR | E360 S1325 1P2E WC c/w LTE Comms | LANDIS | LANDIS GYR (AUST) PTY LTD | S1325D1MA1NN001YM | Active | 5
2485316 | METER,WATTHOUR | E360 S3300 3P3E WC c/w LTE Comms, Extended Terminal Cover | LANDIS | LANDIS GYR (AUST) PTY LTD | S3300D1MA1NE001YM | Active | 5
2465888 | CLEANING KIT | SF6 Response Clean-Up Kit c/w Carry Bag, 1 x Duct Tape, 12 x Disposable Towels, A-Frame Safety Sign, SF6 Hazard Barrier Tape, Blue Vinyl Gloves, 2 x Pr Maxichem | ALLENS | ALLENS INDUSTRIAL PRODUCTS | SF6 RESPONSE KIT | Active | 1
2485340 | GLOVES,PROTECTIVE | Bamboo TwinFlex, Size 7, Cut Level D, 18 Gauge, Protective Coating on Palms & Fingers, Knitted Cuff, Green/Black, for Dry & Slightly Damp/Oily Conditions | UVEX | UVEX SAFETY GROUP | 60090-7 | Active | 1
2485357 | GLOVES,PROTECTIVE | Bamboo TwinFlex, Size 8, Cut Level D, 18 Gauge, Protective Coating on Palms & Fingers, Knitted Cuff, Green/Black, for Dry & Slightly Damp/Oily Conditions | UVEX | UVEX SAFETY GROUP | 60090-8 | Active | 1
2485365 | GLOVES,PROTECTIVE | Bamboo TwinFlex, Size 9, Cut Level D, 18 Gauge, Protective Coating on Palms & Fingers, Knitted Cuff, Green/Black, for Dry & Slightly Damp/Oily Conditions | UVEX | UVEX SAFETY GROUP | 60090-9 | Active | 1
30337 | MARKER,INSERT | Type MC512PA, Preprinted: 11->20 (x10), Vertical Card, 5.2mm Spacing, White, Polycarbonate, Terminal Block Accessory | ABBAUST | ABB AUSTRALIA PTY LTD | 1SNK 140 022 R0000 | Active | 1
30344 | MARKER,INSERT | Type MC612PA, Preprinted: 11->20 (x10), Vertical Card, 6.0mm Spacing, White, Polycarbonate, Terminal Block Accessory | ABBAUST | ABB AUSTRALIA PTY LTD | 1SNK 150 022 R0000 | Active | 1
30352 | MARKER,INSERT | Type MC612PA, Preprinted: 91->100 (x10), Vertical Card, 6.0mm Spacing, White, Polycarbonate, Terminal Block Accessory | ABBAUST | ABB AUSTRALIA PTY LTD | 1SNK 150 102 R0000 | Active | 1
30372 | EARTHING STIRRUP | Assembly, Earth Park Adaptor, suit Selenium 61/3.25 AAAC | PLP | PREFORMED LINE PRODUCTS (AUST) | BBESA-293 | Active | 1
30385 | CONNECTOR | Elbow, Compression, Al, 30 Deg, suit 100mm Busbar | ADAPTAUS | ADAPT AUSTRALIA PTY LTD | PLKM1400D100E1 | Active | 1
30386 | CONNECTOR ASSEMBLY,ELECTRICAL | Compression A Frame, suit 50mm Busbar | ADAPTAUS | ADAPT AUSTRALIA PTY LTD | PLKM1600D0505 | Active | 1
30387 | CONNECTOR ASSEMBLY,ELECTRICAL | Compression Tee Configuration, 15 Deg, suit 50mm Busbar | ADAPTAUS | ADAPT AUSTRALIA PTY LTD | PLKM1500D050050E2 | Active | 1
30388 | BOX,ELECTRICAL,MULTIAPPLICATION | Type K71, Floodlight Marshalling Box, 230 x 280 x 102mm, Al, Natural Finish, EE Dwg 884146-12 | WEIDMLLR | WEIDMULLER (AUST) PTY LTD | 573700000 | Active | 1
30413 | JUMPER BAR,TERMINAL BLOCK | Type JB8-10, 8mm Spacing, 10 Pole, Orange, Plug-in, Screwless Mounting, IP20, Terminal Block Accessory | ABBAUST | ABB AUSTRALIA PTY LTD | 1SNK 908 310 R0000 | Active | 1
30417 | MARKER,INSERT | Type MC812PA, Preprinted: 21->30 (x10), Horizontal Card, 8mm Spacing, White, Polycarbonate, Terminal Block Accessory | ABBAUST | ABB AUSTRALIA PTY LTD | 1SNK 160 031 R0000 | Active | 1
30418 | MARKER,INSERT | Type MC812PA, Preprinted: 31->40 (x10), Horizontal Card, 8mm Spacing, White, Polycarbonate, Terminal Block Accessory | ABBAUST | ABB AUSTRALIA PTY LTD | 1SNK 160 041 R0000 | Active | 1
6132 | CLAMP,LIVE LINE | Ring Type, Copper, 3.2-10.8mm Main Conductor, 3.2-10.8mm Tap Off HDBC, 7/2.75, Hex Die 10.4mm A/F, Cu (P50) (scm) | PENTA | PENTA AUST (TMAC THEW & MCCANN/HYLEC) | PA11596 | Active | 1
6132 | CLAMP,LIVE LINE | Ring Type, Copper, 3.2-10.8mm Main Conductor, 3.2-10.8mm Tap Off HDBC, 7/2.75, Hex Die 10.4mm A/F, Cu (P50) (scm) | LEGEND | LEGEND POWER SYSTEMS | BC2-0-UK | Active | 2
22097 | FUSE ELEMENT,ELECTRICAL | 7A, 12kV, Dropout Fuse Link, u/w Fault Tamer Fuse Carrier & Current Limiter, AS1033, Bushfire Mitigation | S&C ELEC | S&C ELECTRIC COMPANY | 526007 | Active | 5
22098 | FUSE ELEMENT,ELECTRICAL | 10A, 12kV, Dropout Fuse Link, u/w Fault Tamer Fuse Carrier & Current Limiter, AS1033, Bushfire Mitigation | S&C ELEC | S&C ELECTRIC COMPANY | 526010 | Active | 5
22099 | FUSE ELEMENT,ELECTRICAL | 15A, 12kV, Dropout Fuse Link, u/w Fault Tamer Fuse Carrier & Current Limiter, AS1033, Bushfire Mitigation | S&C ELEC | S&C ELECTRIC COMPANY | 526015 | Active | 5
22103 | FUSECARRIER | 12kA RMS, 12kV, for Fault Tamer Dropout Fuse, c/w Base Trunnion, AS1033, Bushfire Mitigation | S&C ELEC | S&C ELECTRIC COMPANY | 98572 | Active | 5
2433886 | CABLE,POWER,ELECTRICAL | U/Ground, 19/33(36)kV, 1C, 1000mm2 Milliken Stranded WB Al, TRXLPE/WBT/CWS (13.7kA/1Sec)/WBT/LAT/LLDPE/Nyl/MDPE, Graphite Coating, Drum w/Pulling Eye | KEI | KEI INDUSTRIES LIMITED | KEI33AL1C1000LAT13.7KA | Active | 1
2433886 | CABLE,POWER,ELECTRICAL | U/Ground, 19/33(36)kV, 1C, 1000mm2 Milliken Stranded WB Al, TRXLPE/WBT/CWS (13.7kA/1Sec)/WBT/LAT/LLDPE/Nyl/MDPE, Graphite Coating, Drum w/Pulling Eye | CBLGRID | CABLE GRID AUSTRALIA PTY LTD | CG-2433886 | Active | 2
2480085 | SWITCHBOARD,POWER | LV Indoor, 750(315)kVA, ACB Std, Sentron 3WL, ETU45B, AFPS VAMP 221, 1600A TX ACB 42kA/1Sec, 4 x 630A SF, Mob Gen Conn, 2 x SF Spare Slots, Metal Encl, Dual | WEBER | WEBER SOUTH PACIFIC PTY LTD | MF115123-EQ07 | Active | 1
2480150 | SWITCHBOARD,POWER | LV Indoor, 1500(750)kVA, ACB Upgde, Sentron 3WL, ETU76B c/w COM35 Module, AFPS VAMP 221, 3200A TX ACB 65kA/1Sec, 4 x 630A SF, Mob Gen Conn & 3200A ACB, | WEBER | WEBER SOUTH PACIFIC PTY LTD | MF135243-EQ06 | Active | 1
2480242 | SWITCHBOARD,POWER | LV Indoor, TX Isolator, 1500(750)kVA, ACB Std, Sentron 3WL, ETU45B, AFPS VAMP 221, 3200A TX ACB 65kA/1Sec, Mob Gen Conn, Direct Busbar Connect, Metal Encl, | WEBER | WEBER SOUTH PACIFIC PTY LTD | MF001243-EQ05 | Active | 1
2480408 | SWITCHBOARD,POWER | LV Outdoor, 1500(315)kVA, ACB Upgde, Sentron 3WL, ETU76B c/w COM35 Module, AFPS VAMP 221, 3200A TX ACB 65kA/1Sec, 4 x 630A SF (1 x Provisional SF Slot) | WEBER | WEBER SOUTH PACIFIC PTY LTD | VC540240-S310 | Active | 1
2480564 | CIRCUIT BREAKER | 1600A, 42kA/1 Sec, MCCB Upgde Retrofit Kit, Sentron 3VA2, ETU650 | WEBER | WEBER SOUTH PACIFIC PTY LTD | V-RF1600-EQ02 | Active | 5
2485407 | MOTOR | Spring Charge, Switchboard Spare Part, for VH1F Tamco 11kV Switchgear | TAMCO | TAMCO SWITCHGEAR (MANUFACTURER) | 189050000038-VH1F | Active | 1
2473056 | RELAY,PROTECTION | FW B4C, Fdr Mgt, Dir/Non-Dir OC EF & SEF, 16/7 IO, 48/110VDC Pwr, 1/5A CT, 4U 40TE Case, DNP3 over RS485 or LC Fibre Enet & IEC61850 | SCHNEIDR | SCHNEIDER PTY LTD (MANUFACTURER) | P142 21QCLM0B49L | Phasing | 1
104435 | SCREW,TAPPING,THREAD CUTTING | Timber T17, 12/11 x 50mm, 5/16" HWF, Class 3 (P1000) (scm) | REXEL | REXEL AUSTRALIA | 17GHC1250 | Active | 1
104435 | SCREW,TAPPING,THREAD CUTTING | Timber T17, 12/11 x 50mm, 5/16" HWF, Class 3 (P1000) (scm) | MACSIM | MACSIM FASTENING SYSTEMS | MSF17GHC1250 | Active | 2
1260054 | SCREW,MACHINE | Meter Fixing, 3 x 32mm, B&R High/Low Thread (P100) | REXEL | REXEL AUSTRALIA | BPS323 | Active | 1
1260054 | SCREW,MACHINE | Meter Fixing, 3 x 32mm, B&R High/Low Thread (P100) | MMELEC | MM ELECTRICAL MERCHANDISING | BPS323 | Active | 2
2485266 | SWITCH,ISOLATING | Battery Isolation Cubicle, 1 x Indoor, 125V, 112A, Form 1, 2kA, IP51, 1 x 3 Pole 160A DC CB, c/w 112A Overload Trip & 2000A Instantaneous Trip w/-Aux | WEBER | WEBER SOUTH PACIFIC PTY LTD | VC110020-M104 | Active | 1
2466639 | SIGN | Substation Signage, "DANGER", Cable Earth Bonded At This End, Adhesive, 250 x 180mm, Dwg EESS-10181-68 | ARTCRAFT | ARTCRAFT PTY LTD (QLD) | C0010245 | Active | 1
2472348 | SIGN | Al Plate, "DANGER-HIGH VOLTAGE AT GROUND LEVEL", Capacitor Bank Enclosure Entry, 450 x 300mm, EESS-10181-88 | ARTCRAFT | ARTCRAFT PTY LTD (QLD) | C0010244 | Active | 1
30419 | MARKER,INSERT | Type MC812PA, Preprinted: 41->50 (x10), Horizontal Card, 8mm Spacing, White, Polycarbonate, Terminal Block Accessory | ABBAUST | ABB AUSTRALIA PTY LTD | 1SNK 160 051 R0000 | Active | 1
2458172 | BATTERY,STORAGE | 48V, 500Ah, Dual String, 48 x UXL 330-2 VRLA Monoblocs c/w Enclosed Rack, Subs Standby Battery Bank, Contract 10591, Item 13c | CENTURY | CENTURY YUASA BATTERIES PTY LTD | 341302 | Active | 1
25368 | GREASE,SPECIAL PURPOSE | MOLYKOTE 3451, Chemical Resistant Bearing Grease, FluoroSilicone, PTFE Thickner, White, NLGI Gde 2, High Temp, High Drop Point | BLKWOODJ | J BLACKWOOD & SONS LIMITED | 3847838 | Active | 1
25368 | GREASE,SPECIAL PURPOSE | MOLYKOTE 3451, Chemical Resistant Bearing Grease, FluoroSilicone, PTFE Thickner, White, NLGI Gde 2, High Temp, High Drop Point | BSC | BSC MOTION TECHNOLOGY | 85GMFS3451MKT | Active | 5
2483345 | CABLE,FIBRE OPTIC | U/Ground, 48 Fibres, SMOF (G652.d), HS1 Design, Gel Filled Loose Tubes, 12 Fibres per Tube, Central Strenght Member PE/Nylon/Nonmtl Armour/PE Sheath, | OPTICAL | OPTICAL FIBRE SYSTEMS PTY LTD | NMJ61DJB048BK | Active | 1
14546 | BIT,AUGER | Impact, 18mm Dia, 457mm OAL, Steel, Ring Twist Pattern, 11mm Hex Shank, Quick Release | LEGEND | LEGEND POWER SYSTEMS | MSS-1116 | Active | 1
14546 | BIT,AUGER | Impact, 18mm Dia, 457mm OAL, Steel, Ring Twist Pattern, 11mm Hex Shank, Quick Release | SPECFORC | SPECIALISED FORCE PTY LTD | STMSF818457 | Active | 2
17085 | GLOVES,ELECTRICAL WORKER'S | Rubber, Insulating Class 0, Size 8.5, Max 1000V AC, Yellow, ANSI/ASTM D120 | BALMORAL | BALMORAL ENGINEERING PTY LTD | RIG014YS8H | Active | 1
22886 | PROBE-LEAD ASSEMBLY,TEST | Black Lead, Silicon, 400mm Lg, 1.5mm2 Double Insulated, 4mm Female Fixed End & 4mm Male Retractable End, Cat III 300V, suit Adaptor for PM 45 Leads for Test | PTE | PACIFIC TEST EQUIPMENT PTY LTD | 2063/2513-40-N | Active | 2
22886 | PROBE-LEAD ASSEMBLY,TEST | Black Lead, Silicon, 400mm Lg, 1.5mm2 Double Insulated, 4mm Female Fixed End & 4mm Male Retractable End, Cat III 300V, suit Adaptor for PM 45 Leads for Test | REXEL | REXEL AUSTRALIA | PTE-119 | Active | 1
23977 | MULTIMETER | Flexible Clamp Meter, TrueRMS 30A/300A/ 3000A, Flexible Coil, Backlight LCD Display, 1.8m Lead c/w 2 x AAA Batteries | REXEL | REXEL AUSTRALIA | KEW2210R | Active | 1
23977 | MULTIMETER | Flexible Clamp Meter, TrueRMS 30A/300A/ 3000A, Flexible Coil, Backlight LCD Display, 1.8m Lead c/w 2 x AAA Batteries | KYORITSU | KYORITSU (MANUFACTURER) | KEW2210R | Active | 5
23977 | MULTIMETER | Flexible Clamp Meter, TrueRMS 30A/300A/ 3000A, Flexible Coil, Backlight LCD Display, 1.8m Lead c/w 2 x AAA Batteries | AMPLITUD | AMPLITUDE PTY LTD (396777) | DCL3000R | Active | 2
23977 | MULTIMETER | Flexible Clamp Meter, TrueRMS 30A/300A/ 3000A, Flexible Coil, Backlight LCD Display, 1.8m Lead c/w 2 x AAA Batteries | IPDGROUP | IPD GROUP LIMITED | 26-18 | Active | 2
104509 | WRENCH/DRILL,IMPACT,HYDRAULIC | Closed Centre, Variable Trigger Speed with Trigger Guard c/w Flush Face Quick Connect Couplings & Internal Flow Control to Prevent Over Speed | LEGEND | LEGEND POWER SYSTEMS | MSS-IW-DT716-TG-C | Active | 1
105001 | COOLING LINER,SAFETY HELMET | 100% Cotton, Fabric Containing Water Activated Crystals, to cool the wearers forehead, attaches to the Helmet Harness | BLKWOODJ | J BLACKWOOD & SONS LIMITED | 2268403 | Active | 1
2486231 | MOTOR-GENERATOR | Standby, 10kVA, 1Ph, DEIF CGC412 Ctrlr, MOXA TCF-142-M-ST, Aux Battery Charger, 15A Outlet, Vermin Proofing, 300L Fuel Capacity, Bunded, Bund Lvl Switch with | ENIQUEST | ENIQUEST PTY LTD (MANUFACTURER) | 013-020 | Active | 1
17490 | DOOR,ACCESS | Temporary Replacement Door, 500 x 155mm Nom, Al, Access Steel Streetlight Pole, suit Major Road Streetlight Poles & Estate Poles | ENERGEX | ENERGEX | MAJOR RD | Active | 1
2482735 | SWITCHBOARD,POWER | Feeder/Bus Tie Switchgear Unit, 12kV, 2000A, 25kA, 2000A Bus Metal Encl Fixed Switchgear & Control Gear Assy c/w 110V DC Aux Supply, incl CTs for Bus Tie | TAMCO | TAMCO SWITCHGEAR (MANUFACTURER) | 11008 | Active | 1
2482735 | SWITCHBOARD,POWER | Feeder/Bus Tie Switchgear Unit, 12kV, 2000A, 25kA, 2000A Bus Metal Encl Fixed Switchgear & Control Gear Assy c/w 110V DC Aux Supply, incl CTs for Bus Tie | TAMCO | TAMCO SWITCHGEAR (MANUFACTURER) | T9-VHIF2000TIEMD100M | Active | 5
2483287 | RELAY,PROTECTION | FW B4C, Isolated Systems, 48/110V DC Pwr, 24/250V DC Logic 12/11 IO, 1A/5A, 196-560V AC Input, Flush/40TE, DNP 100Base-FX, MM LC Ethernet | SCHNEIDR | SCHNEIDER PTY LTD (MANUFACTURER) | P14222QBLM0B49L | Active | 5
2483873 | POWER SUPPLY,UNINTERRUPTABLE | TRIO-UPS, 24V DC/10A Output, 1 Ph Input, Push-in Connection c/w Integrated Pwr Supply Unit | PHOENIX | PHOENIX CONTACT PTY LTD | 2907161 | Active | 1
2483907 | CONVERTER,DC TO DC | 24V DC Input, 5V DC, 5A Output, 25W, 400kHz, 100 x 65 x 18mm, Screw Terminal Block | HELIOS | HELIOS POWER SOLUTIONS PTY LTD | APK25-2405 | Active | 1
2485571 | BRACKET,MOUNTING | LED Floodlight Adaptor, suits Philips Tango G4 BVP431 & BVP432, Dwg. 912580-05 | GMPOLES | GM POLES PTY LTD | PED-FL-130-S-F | Active | 1
2486157 | CONNECTOR,ELECTRICAL | Inner Cone Socket, 145kV, Brugg Size T2 (470mm) c/w Contact Extension u/w Brugg Plug TFD 1.145-11 & TFD 1.145-12 | CBLGRID | CABLE GRID AUSTRALIA PTY LTD | CG-2486157-S1940 | Active | 1
4146 | CABINET,ELEC EQUIP | FA1 Cubicle, Front Access 48U, Swing Frame Rack, 800 x 800mm Base, c/w Duct, Rail & Bars, Dwg 1042892-01 | B&R | B&R ENCLOSURES PTY LTD | XB-443926/1 | Active | 5
4159 | RACK,ELEC EQUIP | Side Panel, suit RA2, 48U, 600mm | B&R | B&R ENCLOSURES PTY LTD | XB-443926/15 | Active | 5
15591 | LABEL | Sticker, "METER NEUTRAL BEHIND THIS PANEL", Split Back Self Adhesive Vinyl, Black Text on Yellow B/Ground, 60 x 35mm Pack of 500 | ARTCRAFT | ARTCRAFT PTY LTD (QLD) | 15591 | Active | 1
4141 | MULTIPLEXER CARD | DynaFlex Sub-Rack, suit DB4/DB2/DM2/ DynaFlex CC/Dynanet 19", 6RU, 16 Slots | COMMTEL | COMMTEL NETWORK SOLUTIONS | DYF-SR-19-16-NDM | Active | 1
4143 | MULTIPLEXER CARD | M4 4-Slot Cartridge, 20 to 72V DC | COMMTEL | COMMTEL NETWORK SOLUTIONS | M4-DC | Active | 1
2453058 | BUSBAR | Tubular, Al Alloy 6101-T6 or 6063-T6, 10m Lg, 100mm OD, 6mm Thk Wall (Mill run min 11 lengths) | CAPRAL | CAPRAL ALUMINIUM LTD | EB1027 | Active | 5
2444305 | MODULE,TRANSCEIVER | SDH SFP L-16.1, Opto-Electronics Trx, DDM -5/+80 | ALCATEL | ALCATEL-LUCENT AUSTRALIA LTD | 1AB196370008 | Active | 1
2444313 | MODULE,TRANSCEIVER | SDH SFP L-16.2, Opto-Electronics Trx, DDM -5/+80 | ALCATEL | ALCATEL-LUCENT AUSTRALIA LTD | 1AB196370009 | Active | 1
2448231 | MODULE,TRANSCEIVER | PDH SFP, TX850 / RX850nm, 2km, MMF, 100Base-SX, 0-70 DegC, LC Connector | COMMTEL | COMMTEL NETWORK SOLUTIONS | SFP-MMF-FE-T850R850-2 | Active | 1
2448256 | MODULE,TRANSCEIVER | PDH SFP, TX1310 / RX1310nm, 60km, SMF, 100Base-Fx, DDM, 0-70 DegC, LC Connector | COMMTEL | COMMTEL NETWORK SOLUTIONS | SFP-DFW-FE-T13R13-60 | Active | 1
2448264 | MODULE,TRANSCEIVER | PDH SFP, TX1550 / RX1550, 100km, SMF, 100Base-Fx, DDM, 0-70 DegC, LC Connector | COMMTEL | COMMTEL NETWORK SOLUTIONS | SFP-DFW-FE-T15R15-100 | Active | 1
2452779 | MODULE,TRANSCEIVER | SDH XFP, 1310nm, 10km, SMF, TSS-100, I64.1/10GbE Base-L, LC Double Connector | ALCATEL | ALCATEL-LUCENT AUSTRALIA LTD | 1AB214540001 | Active | 1
2472918 | LANYARD,SAFETY,INDUSTRIAL | Non-Shock Absorbing webbing; Nickel-plated iron d-ring, Loop other end, Length 450mm, 181kg WLL | ATOMSUPP | ATOM SUPPLY GROUP P/L | 19175 | Active | 2
2472918 | LANYARD,SAFETY,INDUSTRIAL | Non-Shock Absorbing webbing; Nickel-plated iron d-ring, Loop other end, Length 450mm, 181kg WLL | ATOMSUPP | ATOM SUPPLY GROUP P/L | 3175 | Active | 2
14545 | BIT,AUGER | Impact, 18mm Dia, 205mm OAL, Steel, Ring Twist Pattern, 11mm Hex Shank, Quick Release | LEGEND | LEGEND POWER SYSTEMS | MSS-1116S | Active | 1
14545 | BIT,AUGER | Impact, 18mm Dia, 205mm OAL, Steel, Ring Twist Pattern, 11mm Hex Shank, Quick Release | SPECFORC | SPECIALISED FORCE PTY LTD | STMSF818225 | Active | 2
14550 | BIT,AUGER | Impact, 26mm Dia, 475mm OAL, Steel, Ring Twist Pattern, 11mm Hex Shank, Quick Release | LEGEND | LEGEND POWER SYSTEMS | MSS-1126 | Active | 1
14550 | BIT,AUGER | Impact, 26mm Dia, 475mm OAL, Steel, Ring Twist Pattern, 11mm Hex Shank, Quick Release | SPECFORC | SPECIALISED FORCE PTY LTD | STMSF826457 | Active | 2
2485134 | HELMET,SAFETY | Gallet LH050 Helicopter Helmet, White, Large c/w Standard Passive Comms, M-7/DC Electret Microphone, Tinted Inner Visor | FHA | FLIGHT HELMETS AUSTRALIA | GA74764 | Active | 1
2485159 | COVER,MICROPHONE | Gallet Wind Muff, for LH050 Helicopter Helmet | FHA | FLIGHT HELMETS AUSTRALIA | CIWS-E-1-OR | Active | 1
2485167 | HELMET,SAFETY | Aspida Flight Helmet Non-NVG, Gloss White c/w Standard Comms Package, Electret Microphone, Dual Visor Cover, Tinted Inner & Clear Outer lenses | REDBARON | RED BARON ALSE | ASP01-XL | Active | 1
2485217 | PAD,HELMET | Nephos Comfort Liner, X-Large, 5/8" Thk, for Aspida Flight Helmet | REDBARON | RED BARON ALSE | PCL1758 | Active | 1
2485225 | BAG,TOOL | Black, Standard Helmet Bag, for Aspida Flight Helmet | REDBARON | RED BARON ALSE | PAH-HB103 | Active | 1
2485233 | COVER,MICROPHONE | Wind Muff, Small, 24 x 40mm, for Aspida Flight Helmet | REDBARON | RED BARON ALSE | PA-10S | Active | 1
2485241 | HEADSET-MICROPHONE | Bose A20 Aviation Flight Headset c/w Bluetooth, Straight Cord, U174 Helicopter Plug | FLGHTSTR | FLIGHT STORE PTY LTD | 857641-3130 | Active | 1
2485258 | PARTS KIT | Bose A20 Accessory Kit c/w Microphone Cover, Headset Ear Cushion Kit, Headband Cushion Kit | FLGHTSTR | FLIGHT STORE PTY LTD | A20KIT | Active | 1
2480465 | SWITCHBOARD,POWER | LV Outdoor, 1500(750)kVA, ACB Upgde, Sentron 3WL, ETU76B c/w COM35 Module, AFPS VAMP 221, 3200A TX ACB 65kA/1Sec, 4 x 630A SF (1 x Provisional SF Slot) | WEBER | WEBER SOUTH PACIFIC PTY LTD | VC540240-S316 | Active | 1
2480598 | COMMUNICATION SYSTEM | ACB Additional to Enable SCADA for IEC61850, RTU SICAM A8000 Relay, Interface in IEC61850 | SIEMENS | SIEMENS LTD | SICAMA8001 | Active | 1
2480598 | COMMUNICATION SYSTEM | ACB Additional to Enable SCADA for IEC61850, RTU SICAM A8000 Relay, Interface in IEC61850 | WEBER | WEBER SOUTH PACIFIC PTY LTD | SIE-SICAMA8001 | Active | 2
14693 | CLAMP,ELECTRICAL | Parallel Groove, 35-120mm2 Al/Steel Main & 10-50mm2 Cu Tap, 1 Bolt, NT, Transverse Grooved (scm) | PENTA | PENTA AUST (TMAC THEW & MCCANN/HYLEC) | PA12118 | Active | 1
854259 | RECLOSER,AUTO | Oil Circuit, 11/12.7/19.1kV, SWER, 5A, ETS 06-07-01 (scm) | COOPER | COOPER ELECTRICAL AUSTRALIA PTY LTD | KE10C13 | Active | 1
2470235 | RECLOSER,AUTO | SYNCHROPHASOR RC20-S TRIAL, Sectionaliser, Load Break Switch, 22kV, 3 Ph, 400A, 12.5kA Cap, Vacuum Interrupting, O/door Pole Mount c/w | NOJA | NOJA POWER SWITCHGEAR PTY LTD | OSM27-RC20-S | Active | 1
2472827 | LABEL | Sticker, "Small Tools "STOP" or Parts ONLY" Hexagon shape sticker, Self Adhesive Viny, White Text on Red B/Ground, 180 x 158mm | ARTCRAFT | ARTCRAFT PTY LTD (QLD) | SPC-2472827 | Active | 1
2472827 | LABEL | Sticker, "Small Tools "STOP" or Parts ONLY" Hexagon shape sticker, Self Adhesive Viny, White Text on Red B/Ground, 180 x 158mm | UTENGSGN | UTILITY ENGRAVING & SIGNS | STOP STICKER | Active | 2
4149 | CABINET,ELEC EQUIP | RA2 Cubicle, Rear Access 48U, 600 x 600mm Base, c/w Duct, Rail & Bars, Mesh Rear Door | B&R | B&R ENCLOSURES PTY LTD | XB-443926/4 | Active | 5
2468197 | FLANGE,ELEC BOX ENTRY | Split Base Plate, False Floor Cable Entry, 800 x 800mm, FA11, FA2, RA11 & RA5 Cubicles | B&R | B&R ENCLOSURES PTY LTD | XB-586135/27 | Active | 5
2485761 | MANHOLE TOP ASSEMBLY | Footpath Access, Explosion Mitigation, Vented Cover, Class B, 750 x 750mm Clr Opening, Unfilled Black Ductile Iron & Frame, 80kN Load Capacity, Marked with | EJAUST | EJ AUSTRALIA PTY LTD | LA77B_EMC | Active | 1
2466266 | CABLE,POWER,ELECTRICAL | Control, 0.6/1kV, 4C x 2.5mm2 (7/0.67) Cu, X-HF-90 Insulated/HFS-90-TP Bedded/ DBT/HFS-90-TP Sheath, 250m Wood Drum, JTS 04-05-02 | MIDLAND | MIDLAND METALS OVERSEAS PTE LTD | MMO-4X2.5 CU XHF HFS DBT HFS | Active | 1
4121 | CABINET,ELEC EQUIP | RA4 Cubicle, Rear Access, 45RU, 800 x 600mm W, Dwg 1042896-01-0A, EESS-10721-01-0A, ETS 2011/0532/T | PLP | PREFORMED LINE PRODUCTS (AUST) | EE-RA4-45RU | Phasing | 1
866001 | TRANSFORMER,METERING | 11kV/110kV, 400A, 3Ph, Distribution Use ONLY c/w 11kV/110V, 3Ph 50VA/ph Cls 0.5m3p VT, 3 x 200/5 Cls 15VA/ph 0.5m2 CT, 6 x HV Bushings, Pole/Platform Mount | TWS | TWS ENERGY CONTROLS | SBT01C | Active | 5
866052 | TRANSFORMER,METERING | 22kV/110V, 200A, 3Ph c/w 22kV/110V, 3Ph Cls 0.5m VT, 3 x 50-100/5 Cls 0.5s ext 200% 15VA CTs, 6 x HV Bushings, Pole/ Platform Mount, Galv c/w Surge Arrester | TWS | TWS ENERGY CONTROLS | SCT16 | Active | 5
1276538 | TRANSFORMER,METERING | Current Transformer, Indoor, LV 660V, 1500/5 (15-3750) Amp, Output 15VA Burden 0.6 Ohms, Class 0.5 S Ext 200%, Type 'W', 112mm ID, to AS60044.1 | WFENERGY | WF ENERGY CONTROLS | 240W1121500/5/ER | Active | 1
1276655 | TRANSFORMER,METERING | Current Transformer, Indoor, LV 660V, 200/5 (2-400) Amp, Output 5VA Burden 0.2 Ohms, Class 0.5 S Ext 200%, Type 'S', 45mm ID, to AS60044.1 | WFENERGY | WF ENERGY CONTROLS | 240S45CL05S/NCER | Active | 1
20251 | SIGN | Kerb Marker, 155 x 65 x 2mm, ELECTRIC CABLE IN ROAD, S/STEEL Plate, c/w QTY 2 x 6mm Holes & QTY 2 x 50 x 5mm S/STEEL Mush HD Spikes | HTDKERB | HTD KERBMARKERS AUSTRALIA | E3-20251 | Active | 1
104333 | SIGN | Al, Pole, Asset Identification Number, EE Dwg 901732-01 (MOQ 5000) (scm) | ARTCRAFT | ARTCRAFT PTY LTD (QLD) | NP68912 | Active | 1
25327 | CUTTER,CABLE,HAND OPERATED | Intercable, Cable Screen Cutter HLS Kit in Rigid Case, Contains: Cutter, Stop Clamp, Silicon Grease | INTERCBL | INTERCABLE TOOLS SRL (MANUFACTURER) | AV6400 | Active | 1
2454312 | TRANSFORMER,VOLTAGE | 33kV/240V, 50VA, 1 Ph, External Aux Power Supply c/w Pole Mounting Bracket, suits NOJA ONLY, JTS 06-07-03(6), 10260 Group 3, Item 62 | NOJA | NOJA POWER SWITCHGEAR PTY LTD | VT33-220 | Active | 1
2483964 | UMBRELLA | Showerproof Nylon Fabric, 75cm, Open Canopy 150cm W, Fibreglass Shaft, PVC Handle, SPF Rating 50+, AS/NZS 4399 | ATOMSUPP | ATOM SUPPLY GROUP P/L | 616438 | Active | 1
2483964 | UMBRELLA | Showerproof Nylon Fabric, 75cm, Open Canopy 150cm W, Fibreglass Shaft, PVC Handle, SPF Rating 50+, AS/NZS 4399 | CNWELEC | CNW ELECTRICAL PTY LTD | LEG2005 | Active | 2
2404285 | CABLE TIE | Nylon, Black, 550 x 13mm, UV Resistant UHD (P100) | CARROLL | CARROLL CABLE TIES & ACCESSORIES | CT550HB | Active | 1
2423093 | SIGN | Colourbond, "10km/hr" Symbol, 600 x 450mm, Substation Road Traffic Speed Advice, Dwg A4-901978-31 | ARTCRAFT | ARTCRAFT PTY LTD (QLD) | RA-1A-10-1W | Active | 1
32905 | LUBRICANT | Maxi-Lube Silicone Compound Grease, 500g | STATEWD | STATEWIDE FASTNERS & ENGEERING SUPPLIES | WO504 | Active | 1
30298 | PARTITION,TERMINAL BLOCK | Type TW SAKB/C/T, 3mm W, Terminal Block Accessory for SAKC 10 2STB, EE Dwg # 901625-06 | WEIDMLLR | WEIDMULLER (AUST) PTY LTD | 242920000 | Active | 1
104315 | CABINET,ELEC EQUIP | LV Type, 6 Module, 1 x 1000A Isolator, 2 x 630A Fuse Switches, 3 x 160A Fuse Switch 1Pole, 1400 x 850 x 300mm, Dwg 875267-01, EQTS 06-02-05 Item 10, | WEBER | WEBER SOUTH PACIFIC PTY LTD | VC631060-S101 | Active | 1
104315 | CABINET,ELEC EQUIP | LV Type, 6 Module, 1 x 1000A Isolator, 2 x 630A Fuse Switches, 3 x 160A Fuse Switch 1Pole, 1400 x 850 x 300mm, Dwg 875267-01, EQTS 06-02-05 Item 10, | WEBER | WEBER SOUTH PACIFIC PTY LTD | VC115120ERG | Active | 1
1276659 | TRANSFORMER,METERING | Current Indoor, 660V, Ratio 1000/2000/ 3000/5A, Class 0.5m, Type C, 112mm ID Hole | WFENERGY | WF ENERGY CONTROLS | 24C112123L/5 | Active | 1
1276685 | TRANSFORMER,METERING | Current Transformer, Indoor, LV 660V, 800/5 (8-1600) Amp, Output 15VA Burden 0.6 Ohms, Class 0.5 S Ext 200%, Type 'T', 85mm ID, to AS60044.1 | WFENERGY | WF ENERGY CONTROLS | 240T850800/5/ER | Active | 1
2401549 | TRANSFORMER,METERING | 33kV/110V, 400A, 3Ph c/w 33kV/110V, 3Ph Cls 0.5m VT 3 x 100/50/5 Cls 0.5m2 CT, 6 x HV Bushings, Pole/Platform Mount, Galv c/w Surge Arrester Brackets Fitted | TWS | TWS ENERGY CONTROLS | SCQ08 | Active | 1
104355 | ABSORBENT MATERIAL,SPILL CLEANUP | Bio-Active Organic Absorbent, 10kg Bag (MOQ 1 Pallet = 70 bags) | ABSORBES | ABSORB ENVIRONMENTAL SOLUTIONS | AESPFS/70 | Active | 5
104360 | ABSORBENT MATERIAL,SPILL CLEANUP | K-SORB, Organic Hydrophobic Absorbent, 5L Bag (P20) | ABSORBES | ABSORB ENVIRONMENTAL SOLUTIONS | 5KSORB/5LTRFQ4866 | Active | 5
23715 | BATTERY,STORAGE | 12V, 25.4Ah, for RC10 Control Box, suit NOJA RC10 ES Controller | CENTURY | CENTURY YUASA BATTERIES PTY LTD | PSX104-12 | Active | 1
23715 | BATTERY,STORAGE | 12V, 25.4Ah, for RC10 Control Box, suit NOJA RC10 ES Controller | NOJA | NOJA POWER SWITCHGEAR PTY LTD | BAT-0004 | Active | 5
104572 | SIGN | T4-5, Road Sign, Al, "POWERLINE WORKS IN PROGRESS", 900 x 600mm, Class 1, suit Swing Stand 900 x 600mm, AS1742.3 | JAYBRO | JAYBRO CIVIL & SAFETY PRODUCTS | 13T4Q01A | Active | 1
104575 | SIGN | T1-5A, Traffic Road Sign, Al, "Workers Ahead" Symbol, 900 x 600mm, Class 1W, Black Border, suit Swing Stand 900 x 600mm, AS1742.1 | ARTCRAFT | ARTCRAFT PTY LTD (QLD) | ST00704 | Active | 1
14821 | BIT,AUGER | Impact, 8mm Dia, 205mm OAL, Steel, Ring Twist Pattern, 11mm Hex Shank, Quick Release | LEGEND | LEGEND POWER SYSTEMS | MSS-0516S | Active | 1
14821 | BIT,AUGER | Impact, 8mm Dia, 205mm OAL, Steel, Ring Twist Pattern, 11mm Hex Shank, Quick Release | SPECFORC | SPECIALISED FORCE PTY LTD | STMSF808200 | Active | 2
2436004 | SIGN | PVP Material, "CONSTRUCTION SITE", 840 x 1188mm, Anti-Graffiti Coating, Mounting Holes in 4 Corners, for all Ergon Construction Sites, Site Specific | SUMMIT | SUMMIT GROUP | SF17PE6050 | Active | 1
5002 | END PLATE,TERMINAL BLOCK | Type ES4-SF, End Section, 1.5mm Spacing, Dark Grey, suit ZS4-SF1 Fuse Holder Terminals | ABBAUST | ABB AUSTRALIA PTY LTD | 1SNK 508 960 R0000 | Active | 1
30309 | END PLATE,TERMINAL BLOCK | Type ES4, End Section, 2.2mm Spacing, Dark Grey, Terminal Block Accessory for ZS4 to ZS16 | ABBAUST | ABB AUSTRALIA PTY LTD | 1SNK 505 910 R0000 | Active | 1
1010148 | END PLATE,TERMINAL BLOCK | End Section, High Grade Melamine AP, Terminal Block Accessory for SAKC10 & SAKT1 | WEIDMLLR | WEIDMULLER (AUST) PTY LTD | KLI 014672 | Active | 1
16849 | POLE,LINE CONSTRUCTION,WOOD | Hardwood, 8m, 20kN, CCA Treated, P8/20 | KOPPERS | KOPPERS TIMBER PRESERVATION PTY LTD | 8 M LG;20 KN; | Active | 1
20895 | POLE,LINE CONSTRUCTION,WOOD | Hardwood, 14m, 20kN, CCA Treated, P14/20 | KOPPERS | KOPPERS TIMBER PRESERVATION PTY LTD | 14 M/20 KN | Active | 1
1150252 | FIXTURE,LIGHTING | 150W HP Sodium Aeroscreen Luminaire, 42mm Spigot c/w Integral Control Gear, PE Cell, Lamp & Power Factor Correction, Major Roads, EQTS 05-01-01 (scm) | GERARD | GERARD LIGHTING GROUP | PR42BD02L | Phasing | 1
1150255 | FIXTURE,LIGHTING | 250W HP Sodium Aeroscreen Luminaire, 42mm Spigot c/w Integral Control Gear, PE Cell, Lamp & Power Factor Correction, Major Roads, EQTS 05-01-01 (scm) | GERARD | GERARD LIGHTING GROUP | PR43BD02L | Phasing | 1
2433407 | FIXTURE,LIGHTING | 250W Metal Halide Luminaire, 42mm Spigot c/w Integral Control Gear, PE Cell, Lamp & Power Factor Correction, Major Roads, EQTS 05-01-01 (scm) | GERARD | GERARD LIGHTING GROUP | PR43BD03LC | Phasing | 1
2485464 | RELAY,PROTECTION | FW 7.32, Tx 2 Winding Diff w/Volts, 10/12 IO, 24/250VDC Logic, 125/250VDC Pwr, 1/5A CT, 24/240V VT, DNP3 100BaseFX, MM LC Enet | CSEUNI | CSE UNISERVE PTY LTD | T60-UA3-HKH-F8NH6PM8LPXXU6TWXX | Phasing | 1
2485696 | HOLDER | Nut/Washer Holder, Handheld, for M16 Galvanised Nuts/Washers | AMPLITUD | AMPLITUDE PTY LTD (396777) | NJ24 | Active | 1
19044 | ANCHOR,GUY | Multi-Helix, Swamp, Sq Shaft, 4 x Anchor 250mm 300mm 350mm & 355mm Helix Sizes, 3.05m Lg Hub, 38mm2 Galv Shaft, 9.5kNm MWT | BRITECH | BRI-TECH PTY LTD | 012642-EJNS | Active | 1
1766591 | ANCHOR,GUY | Double Helix, 300mm Dia, 35mm2 Hub Thread, Mid Strength 6000ft lb (P5) | TEN | THE ENERGY NETWORK (AUST) PTY LTD | D11426-M24 | Active | 1
1766609 | ANCHOR,GUY | Double Helix, 100mm Dia, 35mm2 Hub Metric Thread, Mid Strength 6000ft lb (scm) | BRITECH | BRI-TECH PTY LTD | T102-2039 | Active | 1
1766613 | ANCHOR,GUY | Single Helix, 250mm Dia, 35mm2 Hub Metric Thread, Mid Strength 6000ft lb (P4) (scm) | BRITECH | BRI-TECH PTY LTD | T102-1946 | Active | 1
2400673 | ANCHOR,GUY | Double Helix, Swamp, 254 + 304.8mm Dia, 38.1mm2 Hub, SS Anchor, Galv, Mid Strength 5500ft lb | TEN | THE ENERGY NETWORK (AUST) PTY LTD | D6634 | Active | 1
2401349 | ANCHOR,GUY | Single Helix, 150mm Dia, Square One, High Strength 10000ft lb | TEN | THE ENERGY NETWORK (AUST) PTY LTD | TD225-64M24 | Active | 1
2401351 | ANCHOR,GUY | Rock Expanding, 60mm x 2.1m c/w 19.05mm Rod, suit 50mm Hole | BRITECH | BRI-TECH PTY LTD | R384 | Active | 1
2409266 | ANCHOR,GUY | Vertical Stay Anchor, Concrete, 144kN, EE Dwg 907451-03 | ISM | ISM MANUFACTURING PTY LTD | ERGON-907451-03 | Active | 1
2459758 | BRACKET,MOUNTING | DIN Rail Bracket, for Amtex APK25 DC/DC Converter (require 2 x brackets per converter) | AMTEX | AMTEX ELECTRONICS PTY LTD | C-CL01-002-KIT | Active | 1
2459758 | BRACKET,MOUNTING | DIN Rail Bracket, for Amtex APK25 DC/DC Converter (require 2 x brackets per converter) | AMTEX | AMTEX ELECTRONICS PTY LTD | C-CL01-002 | Active | 5
2464386 | LUBRICANT | Lanotec, HD Lanolin, 300g Aerosol, Light Brown Liquid, Water Proofing Preservative, Lubricant & Anti-Corrosion Agent, Do Not use on Locks, Pack of 12 | LANOTEC | LANOTEC AUSTRALIA PTY LTD | HD/PP-0300 | Active | 5
2464386 | LUBRICANT | Lanotec, HD Lanolin, 300g Aerosol, Light Brown Liquid, Water Proofing Preservative, Lubricant & Anti-Corrosion Agent, Do Not use on Locks, Pack of 12 | REXEL | REXEL AUSTRALIA | ZZZHD/PP-0300 | Active | 1
157120 | SIGN | Kerb Marker, 35mm Dia, 1.6mm H, "E", Brass, c/w QTY 2 x 25mm L MTG Studs on Back, (P100) | HTDKERB | HTD KERBMARKERS AUSTRALIA | BRASS E-157120 | Active | 2
157120 | SIGN | Kerb Marker, 35mm Dia, 1.6mm H, "E", Brass, c/w QTY 2 x 25mm L MTG Studs on Back, (P100) | SHTEUPTN | SHUTE-UPTON ENGINEERING | T345 | Active | 1
157126 | SIGN | Type 2, "WARNING UNDERGROUND CABLE", Dwg 875246-01 (scm) | UTENGSGN | UTILITY ENGRAVING & SIGNS | 531099 | Active | 1
2447902 | SIGN | Hazard Sign, Al, "NON-IONISING RADIATION", 225 x 150 x 1.6mm, Non-reflective, Black Text & Symbol, Yellow B/Ground, for Sabre Ranger | ARTCRAFT | ARTCRAFT PTY LTD (QLD) | 2447902 | Active | 1
2480663 | SWITCHBOARD,POWER | Bus Section Switchgear Unit, 24kV, 1250A 25kA, 1250A Bus Metal Encl Fixed Switchgear & Control Gear Assy c/w 110V DC Aux Supply, incl CTs for Dual | TAMCO | TAMCO SWITCHGEAR (MANUFACTURER) | 22001 | Active | 1
2480663 | SWITCHBOARD,POWER | Bus Section Switchgear Unit, 24kV, 1250A 25kA, 1250A Bus Metal Encl Fixed Switchgear & Control Gear Assy c/w 110V DC Aux Supply, incl CTs for Dual | TAMCO | TAMCO SWITCHGEAR (MANUFACTURER) | T2-GV3N1250BSBT | Active | 5
21413 | BRIDGE,TERMINAL BLOCK | Type FBI 10-8, Fixed Bridge, 57A, 10 Posn, 8mm, Screw Mtg, Silver, suit Terminal Type UK6N, Pack of 10 | HAYMANS | HAYMANS ELECTRICAL | PHO0203263 | Active | 1
21413 | BRIDGE,TERMINAL BLOCK | Type FBI 10-8, Fixed Bridge, 57A, 10 Posn, 8mm, Screw Mtg, Silver, suit Terminal Type UK6N, Pack of 10 | PHOENIX | PHOENIX CONTACT PTY LTD | 203263 | Active | 5
21427 | BRIDGE,TERMINAL BLOCK | Type EB 10-15, Insertion Bridge, 110A, 10 Posn, 15.25mm, Gray, suit Terminal Type UK35, Pack of 10 | HAYMANS | HAYMANS ELECTRICAL | PHO0205135 | Active | 1
21427 | BRIDGE,TERMINAL BLOCK | Type EB 10-15, Insertion Bridge, 110A, 10 Posn, 15.25mm, Gray, suit Terminal Type UK35, Pack of 10 | PHOENIX | PHOENIX CONTACT PTY LTD | 205135 | Active | 5
21451 | MARKER STRIP | Type ZB8, Number 31 to 40, Vertical, White, suit Terminal Block 8.2mm W, Pack of 10 | HAYMANS | HAYMANS ELECTRICAL | PHO1052028:0031 | Active | 1
21451 | MARKER STRIP | Type ZB8, Number 31 to 40, Vertical, White, suit Terminal Block 8.2mm W, Pack of 10 | PHOENIX | PHOENIX CONTACT PTY LTD | 1052028:0031 | Active | 5
2471530 | ROD,EARTH | 3000 x 13mm Dia, Cu Bonded Steel, may be either Hand or Machine Driven, used for Anti-theft construction | PLP | PREFORMED LINE PRODUCTS (AUST) | CBE-127-3000 | Active | 2
2471530 | ROD,EARTH | 3000 x 13mm Dia, Cu Bonded Steel, may be either Hand or Machine Driven, used for Anti-theft construction | ERICO | NVENT ERICO PRODUCTS AUSTRALIA P/L | 611300 | Active | 1
2447753 | CABINET,ELEC EQUIP | 19" Quantum Rack, 45RU, 600mm D c/w Front/Rear Doors, Lockable Sides, Top Panel, Earth Bar, Cable Support Panels, Slotted Vertical DIN Rail & Duct with | HALLAM | HALLAM GROUP (OZCONNECT/INFRAST/MANUF) | ERG-QR45600-01 | Active | 1
2454825 | CABINET,ELEC EQUIP | LV Distribution, GRP, 2 x 630A Fuse Switches & 3 x 32A Fuses for Street Lights, UV Stabilised, for use in CNI areas | PENTA | PENTA AUST (TMAC THEW & MCCANN/HYLEC) | PA21807 | Active | 1
2454825 | CABINET,ELEC EQUIP | LV Distribution, GRP, 2 x 630A Fuse Switches & 3 x 32A Fuses for Street Lights, UV Stabilised, for use in CNI areas | HYLEC | HYLEC ENERGY SOLUTIONS | HSCANDI-ER | Active | 2
2454833 | CABINET,ELEC EQUIP | LV Distribution, GRP, 9 x 100A Fuse Carriers, UV Stabilised, for use in Residential areas | PENTA | PENTA AUST (TMAC THEW & MCCANN/HYLEC) | PA21832 | Active | 1
2454833 | CABINET,ELEC EQUIP | LV Distribution, GRP, 9 x 100A Fuse Carriers, UV Stabilised, for use in Residential areas | HYLEC | HYLEC ENERGY SOLUTIONS | HSFLOOD-ER | Active | 2
2454841 | CABINET,ELEC EQUIP | Base, LV Distribution, GRP 500mm, UV Stabilised, suit CNI & Residential Cabinets | HYLEC | HYLEC ENERGY SOLUTIONS | S9540000ER | Active | 2
2454841 | CABINET,ELEC EQUIP | Base, LV Distribution, GRP 500mm, UV Stabilised, suit CNI & Residential Cabinets | PENTA | PENTA AUST (TMAC THEW & MCCANN/HYLEC) | PA22211 | Active | 1
2443570 | CABLE ASSY,FIBRE OPTIC | Patch Lead, 10m Lg, FC-LC Connectors, 5 Fibre D-Series, SMOF MIL Spec, 2 Core, 5mm Jacket, Black | OPTICAL | OPTICAL FIBRE SYSTEMS PTY LTD | OFS-CAB-09D2-MIL-IV-10 | Active | 1
2403599 | DAMPER,VIBRATION,TRANSMISSION LINE | Stockbridge Type, to suit 19/3.25 AAAC Krypton Conductor | DULHUNTY | DULHUNTY POWER (AUST) PTY LTD | 4D20180 | Active | 1
2407130 | DAMPER,VIBRATION,TRANSMISSION LINE | Stockbridge Type, DB0.5, OXYGEN, High Freq | TYCOELEC | TYCO ELECTRONICS | DB05B21SS | Active | 1
2407134 | DAMPER,VIBRATION,TRANSMISSION LINE | Stockbridge Type, GRAPE, 30/7/2.5 ACSR/GZ, Low Freq, ETS 2005/037/T (SLT) | TYCOELEC | TYCO ELECTRONICS | DB1B15SS | Active | 1
2407135 | DAMPER,VIBRATION,TRANSMISSION LINE | Stockbridge Type, Lime, 30/7/3.5 ACSR/GZ, ETS 11-09-01 | PLP | PREFORMED LINE PRODUCTS (AUST) | D-DB2B27SS | Active | 1
2407135 | DAMPER,VIBRATION,TRANSMISSION LINE | Stockbridge Type, Lime, 30/7/3.5 ACSR/GZ, ETS 11-09-01 | DULHUNTY | DULHUNTY POWER (AUST) PTY LTD | 4D30-27.0: LIME | Active | 2
2407140 | DAMPER,VIBRATION,TRANSMISSION LINE | Spiral Type, 7/2.75 SC/GZ, ETS 2005/037/T (SLT) | TYCOELEC | TYCO ELECTRONICS | SVD0635 | Active | 1
2401685 | SIGN | Metal, "DANGER 11000 VOLTS", 380 x 190 x 1.6mm, Dwg 10/102 | PRALSAFE | PROTECTOR ALSAFE | BRADY840906 | Active | 1
2401685 | SIGN | Metal, "DANGER 11000 VOLTS", 380 x 190 x 1.6mm, Dwg 10/102 | JAYBRO | JAYBRO CIVIL & SAFETY PRODUCTS | DWG 10/102 | Active | 2
2403445 | SIGN | Al, "DANGER, HIGH VOLTAGE", 360 x 170mm, as specified for Regulatory Signs in AS1319-1994 | ARTCRAFT | ARTCRAFT PTY LTD (QLD) | SI045021 | Active | 1
2483501 | RIBBON,INKING | M61-R6610, Black, Ribbon Size 50.8 x 22.4mm, suits BMP61 Printer & Durasleeve Labels | BRADY | BRADY AUSTRALIA | 148134 | Active | 1
411402 | CLAMP,ELECTRICAL | Parallel Groove, 16-70mm2 Al or Steel Main & Tap, 2 Bolt, NT, Transverse Grooved, Bare (scm) | LEGEND | LEGEND POWER SYSTEMS | ALPG16/70-2B | Active | 2
411402 | CLAMP,ELECTRICAL | Parallel Groove, 16-70mm2 Al or Steel Main & Tap, 2 Bolt, NT, Transverse Grooved, Bare (scm) | CABAC | CABAC (MANUFACTURER) | ALPG16/70-2B | Active | 1
411312 | CLAMP,ELECTRICAL | Parallel Groove, 95-240mm2 Al or Steel Main & Tap, U-Bolt, NT, Transverse Grooved (scm) | PENTA | PENTA AUST (TMAC THEW & MCCANN/HYLEC) | PA12226 | Active | 1
15075 | CLAMP,ELECTRICAL | Parallel Groove, 10-95mm2 Cu Main & Tap, 2 Bolt, NT, Transverse Grooved, (scm) | PENTA | PENTA AUST (TMAC THEW & MCCANN/HYLEC) | PA12143 | Active | 1
15075 | CLAMP,ELECTRICAL | Parallel Groove, 10-95mm2 Cu Main & Tap, 2 Bolt, NT, Transverse Grooved, (scm) | THEWMCCA | TMAC THEW & MCCANN GROUP | P2C 10-95 | Active | 2
15075 | CLAMP,ELECTRICAL | Parallel Groove, 10-95mm2 Cu Main & Tap, 2 Bolt, NT, Transverse Grooved, (scm) | TYCOELEC | TYCO ELECTRONICS | 3030-FS | Active | 2
411398 | CLAMP,ELECTRICAL | Parallel Groove, 25-150mm2 Al/Steel Main & 10-95mm2 Cu Tap, 2 Bolt, NT, Transverse Grooved (scm) | TECONN | TE CONNECTIVITY LTD | 3911-FS | Active | 2
411398 | CLAMP,ELECTRICAL | Parallel Groove, 25-150mm2 Al/Steel Main & 10-95mm2 Cu Tap, 2 Bolt, NT, Transverse Grooved (scm) | CABAC | CABAC (MANUFACTURER) | BPG150/95 | Active | 1
411398 | CLAMP,ELECTRICAL | Parallel Groove, 25-150mm2 Al/Steel Main & 10-95mm2 Cu Tap, 2 Bolt, NT, Transverse Grooved (scm) | LEGEND | LEGEND POWER SYSTEMS | BPG150/95 | Active | 2
24906 | TUBE,METALLIC | Spiral, Seam Casing Liners, Galv, 0.8mm x 610mm Dia, 1500mm Lg, used to contain Pole Foundations | ROLADUCT | ROLADUCT SPIRAL TUBING PTY LTD | 610 - DIA | Active | 1
22913 | BAG,PLASTIC | Bag, SML, Orange PVC, Zipped Top, Tabbed & Clear Front Reinforced Bottom, Suitable Replacement Bags for Polarity Kits & T-Mac RMU Testers | TEN | THE ENERGY NETWORK (AUST) PTY LTD | TENM417 | Active | 1
104447 | ADAPTOR | from Locking Dog Assy to 75mm2 Drive Shaft (Kelly Bar) | ACCULEC | ACCULEC PTY LTD (303899) | C3030075 | Active | 1
104447 | ADAPTOR | from Locking Dog Assy to 75mm2 Drive Shaft (Kelly Bar) | BRITECH | BRI-TECH PTY LTD | C3030075 | Active | 2
2402804 | EXTRACTOR TOOL | Service Fuse Head Extractor, Universal Fuse Puller Head, Sunrise Fitting & Moulded Thread | ACCULEC | ACCULEC PTY LTD (303899) | LVP-1 | Active | 1
2402804 | EXTRACTOR TOOL | Service Fuse Head Extractor, Universal Fuse Puller Head, Sunrise Fitting & Moulded Thread | ACCULEC | ACCULEC PTY LTD (303899) | FEH | Active | 2
2402804 | EXTRACTOR TOOL | Service Fuse Head Extractor, Universal Fuse Puller Head, Sunrise Fitting & Moulded Thread | BRITECH | BRI-TECH PTY LTD | FEH | Active | 2
2428514 | COVER,UTILITY LINE | Live Line, Hardcover, Rated 25kV, High Density PE, 1500mm Lg, Conductor Cover c/w Gripall Adapter | ACCULEC | ACCULEC PTY LTD (303899) | C406-0181GA | Active | 1
2428514 | COVER,UTILITY LINE | Live Line, Hardcover, Rated 25kV, High Density PE, 1500mm Lg, Conductor Cover c/w Gripall Adapter | CHANCE | CHANCE (MANUFACTURER) | C406-0181GA | Active | 5
2428746 | CLAMP,LIVE LINE | Blanket Clamp Peg, Small, Nylon, Hot Stick Clamp, 102mm Opening | ACCULEC | ACCULEC PTY LTD (303899) | HS21 | Active | 1
2428746 | CLAMP,LIVE LINE | Blanket Clamp Peg, Small, Nylon, Hot Stick Clamp, 102mm Opening | SALISBRY | SALISBURY (MANUFACTURER) | HS21 | Active | 5
2428746 | CLAMP,LIVE LINE | Blanket Clamp Peg, Small, Nylon, Hot Stick Clamp, 102mm Opening | HASTINGS | HASTINGS (MANUFACTURER) | A30321 | Active | 5
2428746 | CLAMP,LIVE LINE | Blanket Clamp Peg, Small, Nylon, Hot Stick Clamp, 102mm Opening | CHANCE | CHANCE (MANUFACTURER) | C406-0531 | Active | 5
2454858 | CABINET,ELEC EQUIP | Base Extension, LV Distribution, GRP 500mm, UV Stabilised, suit Residential Cabinets in flood prone areas | PENTA | PENTA AUST (TMAC THEW & MCCANN/HYLEC) | PA22213 | Active | 1
2454858 | CABINET,ELEC EQUIP | Base Extension, LV Distribution, GRP 500mm, UV Stabilised, suit Residential Cabinets in flood prone areas | HYLEC | HYLEC ENERGY SOLUTIONS | S9540010 | Active | 2
2458586 | CABINET,ELEC EQUIP | LV Distribution, GRP, UV Stabilised, configured to house a Protection IED (scm) | PENTA | PENTA AUST (TMAC THEW & MCCANN/HYLEC) | PA21859 | Active | 1
2458586 | CABINET,ELEC EQUIP | LV Distribution, GRP, UV Stabilised, configured to house a Protection IED (scm) | HYLEC | HYLEC ENERGY SOLUTIONS | IEDERG | Active | 2
2486363 | PLATE,BLANKING | 19" Rack Blanking plate 4U, 12c ASEA Equipment Frame, 83mm W | B&R | B&R ENCLOSURES PTY LTD | XB-586135/60 | Active | 5
2476927 | FIXTURE,LIGHTING | 13.7W StreetLED3, 4000K Standard Visor, SPD, NEMA PE Cell, Painted RAL9006 | SYLVANIA | SYLVANIA SCHREDER | JLC99BD01L14 | Active | 1
2476935 | FIXTURE,LIGHTING | 13.7W StreetLED3, 4000K Aeroscreen Visor, SPD, NEMA PE Cell, Painted RAL9006 | SYLVANIA | SYLVANIA SCHREDER | JLC99BD11L14 | Active | 1
2482305 | FIXTURE,LIGHTING | LED 14W Avenue Gen 2 (L14) 4K, Nostalgia Type 1, Green c/w NEMA PE Cell, Minor Road, Bracket to Dwg 05-01-01, EQTS 05-01-02 (scm) | SYLVANIA | SYLVANIA SCHREDER | S1S4BD11L14 | Active | 1
2482354 | FIXTURE,LIGHTING | LED 18W Avenue Gen 2 (L18) 4K, Nostalgia Type 1, Blue/Grey c/w NEMA PE Cell, Minor Road, Bracket to Dwg 05-01-01, EQTS 05-01-02 (scm) | SYLVANIA | SYLVANIA SCHREDER | S1S4BD13L18 | Active | 1
2482404 | FIXTURE,LIGHTING | LED 18W Avenue Gen 2 (L18) 4K, Nostalgia Type 2, Black c/w NEMA PE Cell, Minor Road, Bracket to Dwg 05-01-07, EQTS 05-01-02 (scm) | SYLVANIA | SYLVANIA SCHREDER | S1S4BD22L18 | Active | 1
2482412 | FIXTURE,LIGHTING | LED 18W Avenue Gen 2 (L18) 4K, Nostalgia Type 2, Blue/Grey c/w NEMA PE Cell, Minor Road, Bracket to Dwg 05-01-07, EQTS 05-01-02 (scm) | SYLVANIA | SYLVANIA SCHREDER | S1S4BD23L18 | Active | 1
2479871 | FIXTURE,LIGHTING | 100W Tango G4 LED Flood, Pedestrian Crossing, 4K Asymmetrical Medium Beam, EQTS 05-01-02 (scm) | PHILIPS | PHILIPS AUSTRALIA PTY LTD | 824110137961 | Active | 1
2479889 | FIXTURE,LIGHTING | 200W Tango G4 LED Flood, Pedestrian Crossing, 4K Asymmetrical Medium Beam, EQTS 05-01-02 (scm) | PHILIPS | PHILIPS AUSTRALIA PTY LTD | 824110137971 | Active | 1
2479897 | FIXTURE,LIGHTING | 200W Tango G4 LED Flood, Pedestrian Crossing, 3K Asymmetrical Medium Beam, EQTS 05-01-02 (scm) | PHILIPS | PHILIPS AUSTRALIA PTY LTD | 824110137981 | Active | 1
2479855 | FIXTURE,LIGHTING | 100W Tango G4 LED Flood, Watchman, 4K Symmetrical Wide Beam, c/w 1.5m Lead, EQTS 05-01-02 (scm) | PHILIPS | PHILIPS AUSTRALIA PTY LTD | 824110137941 | Active | 1
2479863 | FIXTURE,LIGHTING | 200W Tango G4 LED Flood, Watchman, 4K Symmetrical Wide Beam, c/w 1.5m Lead, EQTS 05-01-02 (scm) | PHILIPS | PHILIPS AUSTRALIA PTY LTD | 824110137951 | Active | 1
4067 | LEAD,ELECTRICAL | Multiplexer Cable, PDH, 5m Lg, V24 10 Pair Stub Cable P1 & P2, suit 24020, Dwg 903187-03 | COMMTEL | COMMTEL NETWORK SOLUTIONS | STD-0036-P1-10-5M & P2-10-5M | Active | 1
2454916 | DAMPER,VIBRATION,TRANSMISSION LINE | Stockbridge, 4D30, Cricket, 30/7/2.50 ACSR/AC, ETS 11-09-01 | MACLEAN | MACLEAN POWER SYSTEMS | 4D30-18.0 CRICKET | Active | 5
411347 | CLAMP,ELECTRICAL | Parallel Groove, 25-150mm2 Al or Steel Main & Tap, 2 Bolt, NT, Transverse Grooved (scm) | CABAC | CABAC (MANUFACTURER) | ALPG16/150-2B | Active | 5
411347 | CLAMP,ELECTRICAL | Parallel Groove, 25-150mm2 Al or Steel Main & Tap, 2 Bolt, NT, Transverse Grooved (scm) | LEGEND | LEGEND POWER SYSTEMS | ALPG16/150-2B | Active | 2
411347 | CLAMP,ELECTRICAL | Parallel Groove, 25-150mm2 Al or Steel Main & Tap, 2 Bolt, NT, Transverse Grooved (scm) | ACCULEC | ACCULEC PTY LTD (303899) | ALPG25/150-2B | Active | 1
411405 | CLAMP,ELECTRICAL | Parallel Groove, 16-150mm2 Cu Main & Tap, 2 Bolt, NT, Transverse Grooved, (scm) | PENTA | PENTA AUST (TMAC THEW & MCCANN/HYLEC) | PA12145 | Active | 1
411401 | CLAMP,ELECTRICAL | Parallel Groove, 95-240mm2 Al/Steel Main & 70-185mm2 Cu Tap, U-Bolt, NT, Transverse Grooved (scm) | PENTA | PENTA AUST (TMAC THEW & MCCANN/HYLEC) | PA12229 | Active | 1
14816 | LABEL | 'L 80 A' & 'R 80 A', Paper, Pressure Sensitive Permanent Adhesive, 33 x 13mm, 7mm Black Text on White Gloss B/Ground, for URD Fuseholders, 100 pairs per Roll | CUTLER | CUTLER BRANDS PTY LTD | ENERGE-14816 | Active | 1
2448223 | MULTIPLEXER CARD | PDH, DFX100, 4 x Eth Ports, 4 x E1 Ports 3 x V.11 Ports, 2 x SFP 100Base-X, Subrack Mechanics c/w P2P support Software (excl SFP's) | COMMTEL | COMMTEL NETWORK SOLUTIONS | DFX100-SFP & DFX100SW-P2P-SFP | Active | 1
2464436 | CLEANING COMPOUND,SOLVENT | CRC Brakleen, Brake Cleaner, 4Ltr | BLKWOODJ | J BLACKWOOD & SONS LIMITED | 4461108 | Phasing | 1
2464436 | CLEANING COMPOUND,SOLVENT | CRC Brakleen, Brake Cleaner, 4Ltr | CRC | CRC INDUSTRIES AUSTRALIA PTY LTD | 5090 | Phasing | 5
2464394 | PENETRATING FLUID | WD-40, Multi-Use, Smart Straw, 350g Aerosol | BLKWOODJ | J BLACKWOOD & SONS LIMITED | 2962121 | Active | 1
2464394 | PENETRATING FLUID | WD-40, Multi-Use, Smart Straw, 350g Aerosol | WD-40 | WD-40 COMPANY AUSTRALIA PTY LTD | 61109 | Active | 2
2463834 | TRANSDUCER,PICKUP | Magnetic Pickup, 5/8 UNF x 63mm 1.1kR-C, Scania DC12 Canopy Parts | HEINZMNN | HEINZMANN AUSTRALIA PTY LTD | 616-165 | Phasing | 1
2403449 | SIGN | Al, "ERGON", 220 x 120 x 1.6mm, Class 1, Double Sided, Side 1 LH Arrow, Side 2 RH Arrow, Both Sides Red Screen Printed with 'Ergon' Cutout, White Reflective | ARTCRAFT | ARTCRAFT PTY LTD (QLD) | SZ11301 | Phasing | 1
2485456 | MODULE,ELECTRONIC | MMLG01, Test Block, Vertically Mounted Test Module with DC Isolation on Removal of Cover c/w Size 2 Flush Mounted Case | CSEUNI | CSE UNISERVE PTY LTD | MMLG01R1AB9002D | Active | 1
2428977 | HAND GUARD,HOT STICK | Non-Conductive, "Delrin", 1-1/4" Dia, (32mm) 2 Piece, suits Standard & Shotgun Operating Sticks, Orange Colour | ACCULEC | ACCULEC PTY LTD (303899) | A30002 | Active | 1
2428977 | HAND GUARD,HOT STICK | Non-Conductive, "Delrin", 1-1/4" Dia, (32mm) 2 Piece, suits Standard & Shotgun Operating Sticks, Orange Colour | HASTINGS | HASTINGS (MANUFACTURER) | A30002 | Active | 5
2429025 | INSULATOR | Epoxy Insulator, 95mm Lg, 65mm Dia c/w 7/16" Stud 15mm Lg, Grey, for Conductor Support Equipment, suit Chance Applications, ETS RES13 | AMPLITUD | AMPLITUDE PTY LTD (396777) | RM4805-7 | Active | 2
2429025 | INSULATOR | Epoxy Insulator, 95mm Lg, 65mm Dia c/w 7/16" Stud 15mm Lg, Grey, for Conductor Support Equipment, suit Chance Applications, ETS RES13 | CHANCE | CHANCE (MANUFACTURER) | M48057 | Active | 5
2429025 | INSULATOR | Epoxy Insulator, 95mm Lg, 65mm Dia c/w 7/16" Stud 15mm Lg, Grey, for Conductor Support Equipment, suit Chance Applications, ETS RES13 | ACCULEC | ACCULEC PTY LTD (303899) | M48057 | Active | 1
2429058 | FASTENER | Harness Sleeve Buttons, Four Screw Type, Orange, replacement Buttons for Live Line Sleeve Harness, Pack of 4 | ACCULEC | ACCULEC PTY LTD (303899) | B22-4 | Active | 1
2429058 | FASTENER | Harness Sleeve Buttons, Four Screw Type, Orange, replacement Buttons for Live Line Sleeve Harness, Pack of 4 | SALISBRY | SALISBURY (MANUFACTURER) | B22-4 | Active | 5
6610 | BRACKET,MOUNTING | Electrical Power Cable Support, Type C, Al Cast, 444mm Lg, for Steel Channel in Concrete Joint Pits, Bag of 10 | DOWNCAST | DOWNS ALUMINIUM CASTINGS | CB440 | Active | 1
2485704 | CONTROL,TEMPERATURE | BWDK Series Temperature Monitor, BWDK-3208B & BWDK-3208E Functions, 260 x 200 x 80mm c/w Temperature Probes, for ABB Resibloc Dry Type Transformers | HITACHI | HITACHI ENERGY AUSTRALIA LTD | BWDK-3208BE | Active | 1
2468205 | FLANGE,ELEC BOX ENTRY | Split Base Plate, False Floor Cable Entry, 800 x 600mm, RA4 Cubicles | B&R | B&R ENCLOSURES PTY LTD | XB-586135/28 | Active | 5
2468213 | FLANGE,ELEC BOX ENTRY | Split Base Plate, False Floor Cable Entry, 600 x 600mm, RA21 & RA3 Cubicles | B&R | B&R ENCLOSURES PTY LTD | XB-586135/29 | Active | 5
2427417 | ADAPTOR KIT | DNOB c/w 3x Adapter Bkts, 6x S/Steel Self Tappers & Instruction | SICAME | SICAME AUSTRALIA PTY LTD | CLA-DNOB-KIT1 | Active | 1
2449395 | ADAPTOR KIT | Parallel, suit 2 x Jean Muller LV Fuse Strips, 630A c/w Parallel Rails, Handle Joiner & Terminal Cover (scm) | PENTA | PENTA AUST (TMAC THEW & MCCANN/HYLEC) | PA22417 | Active | 1
2449395 | ADAPTOR KIT | Parallel, suit 2 x Jean Muller LV Fuse Strips, 630A c/w Parallel Rails, Handle Joiner & Terminal Cover (scm) | HYLEC | HYLEC ENERGY SOLUTIONS | HSL8990669PK_PSD2 | Active | 2
2457620 | ADAPTOR KIT | MCCB Retrofit, LV Circuit Breaker, suit Mounting on Schneider LC Boards with 203mm Busbar Centres (scm) | WEBER | WEBER SOUTH PACIFIC PTY LTD | V-RF200-185 | Active | 5
2459113 | ADAPTOR KIT | Parallel, suit 2 x Schneider Opus, 630A & Fuseway, 1260A c/w Parallel Rails, Handle Joiner & Terminal Cover (scm) | SCHNEIDR | SCHNEIDER PTY LTD (MANUFACTURER) | EZERG15 | Active | 5
2461978 | ADAPTOR | 19" Adaptor, 14 Pin to 12 Pin Cable Assy | COOPER | COOPER ELECTRICAL AUSTRALIA PTY LTD | 5045394B1412 | Active | 1
23823 | LUBRICANT | CRC 808 Silicone Multi-Service Spray, 330g Aerosol, for Lubricating Fibreglass Booms on EWPS | BLKWOODJ | J BLACKWOOD & SONS LIMITED | 4843063 | Active | 2
23823 | LUBRICANT | CRC 808 Silicone Multi-Service Spray, 330g Aerosol, for Lubricating Fibreglass Booms on EWPS | ATOMSUPP | ATOM SUPPLY GROUP P/L | 80500914 | Active | 1
23823 | LUBRICANT | CRC 808 Silicone Multi-Service Spray, 330g Aerosol, for Lubricating Fibreglass Booms on EWPS | CRC | CRC INDUSTRIES AUSTRALIA PTY LTD | 3055 | Active | 5
2448249 | MODULE,TRANSCEIVER | PDH SFP, TX1310 / RX1310nm, 30km, SMF, DFW 100Base-Fx, DDM, 0-70 DegC, LC Connector | COMMTEL | COMMTEL NETWORK SOLUTIONS | SFP-DFW-FE-T13R13-30 | Active | 1
2486025 | HORN,ARC | Arcing Horn Assembly, S/Steel Gde 304, suit ALM YHDB 66kV Isolator | SBA | SBA AMALGAMATED PTY LTD | A429 ARCING HORNS | Active | 5
2428605 | INSULATION,ELEC COND | Flexible Line Hose, Class 2, Style B, Short Lip, Coupler One End, Orange, 31.5mm Dia, 1372mm Lg | TEN | THE ENERGY NETWORK (AUST) PTY LTD | OR125-45C | Active | 1
2428605 | INSULATION,ELEC COND | Flexible Line Hose, Class 2, Style B, Short Lip, Coupler One End, Orange, 31.5mm Dia, 1372mm Lg | CHANCE | CHANCE (MANUFACTURER) | C406-0305 | Active | 2
2428605 | INSULATION,ELEC COND | Flexible Line Hose, Class 2, Style B, Short Lip, Coupler One End, Orange, 31.5mm Dia, 1372mm Lg | SALISBRY | SALISBURY (MANUFACTURER) | OR125-45C | Active | 5
2428613 | INSULATION,ELEC COND | Flexible Line Hose, Class 2, Style A, Short Lip, Plain, Straight Both Ends, Orange, 31.5mm Dia, 915mm Lg | TEN | THE ENERGY NETWORK (AUST) PTY LTD | OR125-3 | Active | 1
2428613 | INSULATION,ELEC COND | Flexible Line Hose, Class 2, Style A, Short Lip, Plain, Straight Both Ends, Orange, 31.5mm Dia, 915mm Lg | CHANCE | CHANCE (MANUFACTURER) | C406-0294 | Active | 5
2428613 | INSULATION,ELEC COND | Flexible Line Hose, Class 2, Style A, Short Lip, Plain, Straight Both Ends, Orange, 31.5mm Dia, 915mm Lg | SALISBRY | SALISBURY (MANUFACTURER) | OR125-3 | Active | 5
2428621 | INSULATION,ELEC COND | Flexible Line Hose, Class 2, Style A, Short Lip, Plain, Straight Both Ends, Orange, 31.5mm Dia, 1372mm Lg | TEN | THE ENERGY NETWORK (AUST) PTY LTD | OR125-45 | Active | 1
2428621 | INSULATION,ELEC COND | Flexible Line Hose, Class 2, Style A, Short Lip, Plain, Straight Both Ends, Orange, 31.5mm Dia, 1372mm Lg | CHANCE | CHANCE (MANUFACTURER) | C406-0295 | Active | 5
2428621 | INSULATION,ELEC COND | Flexible Line Hose, Class 2, Style A, Short Lip, Plain, Straight Both Ends, Orange, 31.5mm Dia, 1372mm Lg | SALISBRY | SALISBURY (MANUFACTURER) | OR125-45 | Active | 5
2428670 | INSULATION,ELEC COND | Flexible Line Hose, Class 4, Style C, Extended Lip, Plain, Straight Both Ends, Orange, 40mm Dia, 915mm Lg | TEN | THE ENERGY NETWORK (AUST) PTY LTD | SU150-3 | Active | 1
2428670 | INSULATION,ELEC COND | Flexible Line Hose, Class 4, Style C, Extended Lip, Plain, Straight Both Ends, Orange, 40mm Dia, 915mm Lg | CHANCE | CHANCE (MANUFACTURER) | C406-0341 | Active | 5
2428670 | INSULATION,ELEC COND | Flexible Line Hose, Class 4, Style C, Extended Lip, Plain, Straight Both Ends, Orange, 40mm Dia, 915mm Lg | SALISBRY | SALISBURY (MANUFACTURER) | SU150-3 | Active | 5
2428688 | INSULATION,ELEC COND | Flexible Line Hose, Class 4, Style C, Extended Lip, Plain, Straight Both Ends, Orange, 40mm Dia, 1372mm Lg | TEN | THE ENERGY NETWORK (AUST) PTY LTD | SU150-45 | Active | 1
2428688 | INSULATION,ELEC COND | Flexible Line Hose, Class 4, Style C, Extended Lip, Plain, Straight Both Ends, Orange, 40mm Dia, 1372mm Lg | SALISBRY | SALISBURY (MANUFACTURER) | SU150-45 | Active | 5
2428688 | INSULATION,ELEC COND | Flexible Line Hose, Class 4, Style C, Extended Lip, Plain, Straight Both Ends, Orange, 40mm Dia, 1372mm Lg | CHANCE | CHANCE (MANUFACTURER) | C406-0342 | Active | 5
2428704 | INSULATION,ELEC COND | Flexible Line Hose, Class 4, Style D, Extended Lip, Coupler One End, Orange, 40mm Dia, 1372mm Lg | TEN | THE ENERGY NETWORK (AUST) PTY LTD | SU150-45C | Active | 1
2428704 | INSULATION,ELEC COND | Flexible Line Hose, Class 4, Style D, Extended Lip, Coupler One End, Orange, 40mm Dia, 1372mm Lg | SALISBRY | SALISBURY (MANUFACTURER) | SU150-45C | Active | 5
2428738 | INSULATION,ELEC COND | Flexible Line Hose, Class 4, Coupler, Extended Lip, Orange, Flexible Dielectric, 40mm Dia, 267mm Lg | TEN | THE ENERGY NETWORK (AUST) PTY LTD | C406-0340 | Active | 1
2428738 | INSULATION,ELEC COND | Flexible Line Hose, Class 4, Coupler, Extended Lip, Orange, Flexible Dielectric, 40mm Dia, 267mm Lg | CHANCE | CHANCE (MANUFACTURER) | C406-0340 | Active | 5
2435238 | LEAD,ELECTRICAL | Kyoritsu RCD/Loop Impedance Replacement Lead | KYORITSU | KYORITSU (MANUFACTURER) | 7123 | Active | 1
4007 | PLATE,MOUNTING | Type 3U-TT, 19" Rack Mounting Plate 3U, Test Terminals | B&R | B&R ENCLOSURES PTY LTD | XB-586135/47 | Active | 5
4010 | PLATE,MOUNTING | Type 4U-4, 19" Rack, 4RU, Dwg 901626-05-0A, ETS 2006/0142/T | PLP | PREFORMED LINE PRODUCTS (AUST) | EE-TYPE-4U-4-N42 | Active | 1
4012 | PLATE,MOUNTING | Type 6U-1, 19" Rack, 6RU, Dwg 901628-02-0A, ETS 2006/0142/T | PLP | PREFORMED LINE PRODUCTS (AUST) | EE-TYPE-6U-1-N42 | Active | 1
4013 | PLATE,MOUNTING | Type 10U-Touch Screen, 19" Rack Mounting Plate 10U | B&R | B&R ENCLOSURES PTY LTD | XB-586135/52 | Active | 5
2406179 | SIGN | Plaque, U/G Cable Location (Kerb) Small, 80 x 25 x 10mm, Cast Aluminium, c/w QTY 2 x 25mm Fixed Legs, Dwg A4-875247-01 (scm) | HTDKERB | HTD KERBMARKERS AUSTRALIA | ERG003 | Active | 2
2406179 | SIGN | Plaque, U/G Cable Location (Kerb) Small, 80 x 25 x 10mm, Cast Aluminium, c/w QTY 2 x 25mm Fixed Legs, Dwg A4-875247-01 (scm) | WMOLDSON | WM OLDS & SONS PTY LTD | DWG 22A41108 | Active | 1
2406180 | SIGN | Plaque, U/G Cable Location (Footpath) Large, 100 x 100 x 10mm, Cast Aluminium, c/w QTY 2 x 20mm Fixed Legs, Dwg A4-875249-01 (scm) | HTDKERB | HTD KERBMARKERS AUSTRALIA | ERG001 | Active | 2
2406180 | SIGN | Plaque, U/G Cable Location (Footpath) Large, 100 x 100 x 10mm, Cast Aluminium, c/w QTY 2 x 20mm Fixed Legs, Dwg A4-875249-01 (scm) | WMOLDSON | WM OLDS & SONS PTY LTD | DWG 22A41110 | Active | 1
2430247 | TRACK,VEHICLE RECOVERY | MaxTrax, 4WD Ground Traction Device | MAXTRAX | MAXTRAX (MANUFACTURER) | MTXOSO | Active | 1
2485811 | FIXTURE,LIGHTING | LED 14W StreetLED3 (L14A 3K) 3K, Aeroscreen c/w NEMA PE Cell, Tilt Adaptor, Minor Road, EQTS 05-01-02 | SYLVANIA | SYLVANIA SCHREDER | JLC30BD11L14 | Active | 1
2485829 | FIXTURE,LIGHTING | LED 14W Avenue Gen 2 (L14 3K) 3K, Nostalgia Type 1, Green c/w NEMA PE Cell, Minor Road, Bracket to Dwg 05-01-01, EQTS 05-01-02 | SYLVANIA | SYLVANIA SCHREDER | S1S3BD11L14 | Active | 1
2485837 | FIXTURE,LIGHTING | LED 14W Avenue Gen 2 (L14 3K) 3K, Nostalgia Type 1, Black c/w NEMA PE Cell, Minor Road, Bracket to Dwg 05-01-01, EQTS 05-01-02 | SYLVANIA | SYLVANIA SCHREDER | S1S3BD12L14 | Active | 1
2485852 | FIXTURE,LIGHTING | LED 18W Avenue Gen 2 (L18 3K) 3K, Nostalgia Type 1, Green c/w NEMA PE Cell, Minor Road, Bracket to Dwg 05-01-01, EQTS 05-01-02 | SYLVANIA | SYLVANIA SCHREDER | S1S3BD11L18 | Active | 1
2485886 | FIXTURE,LIGHTING | LED 14W Avenue Gen 2 (L14 3K) 3K, Nostalgia Type 2, Green c/w NEMA PE Cell, Minor Road, Bracket to Dwg 05-01-07, EQTS 05-01-02 | SYLVANIA | SYLVANIA SCHREDER | S1S3BD21L14 | Active | 1
2485902 | FIXTURE,LIGHTING | LED 14W Avenue Gen 2 (L14 3K) 3K, Nostalgia Type 2, Blue/Grey c/w NEMA PE Cell, Minor Road, Bracket to Dwg 05-01-07, EQTS 05-01-02 | SYLVANIA | SYLVANIA SCHREDER | S1S3BD23L14 | Active | 1
2485910 | FIXTURE,LIGHTING | LED 18W Avenue Gen 2 (L18 3K) 3K, Nostalgia Type 2, Green c/w NEMA PE Cell, Minor Road, Bracket to Dwg 05-01-07, EQTS 05-01-02 | SYLVANIA | SYLVANIA SCHREDER | S1S3BD21L18 | Active | 1
2485928 | FIXTURE,LIGHTING | LED 18W Avenue Gen 2 (L18 3K) 3K, Nostalgia Type 2, Black c/w NEMA PE Cell, Minor Road, Bracket to Dwg 05-01-07, EQTS 05-01-02 | SYLVANIA | SYLVANIA SCHREDER | S1S3BD22L18 | Active | 1
2485936 | FIXTURE,LIGHTING | LED 18W Avenue Gen 2 (L18 3K) 3K, Nostalgia Type 2, Blue/Grey c/w NEMA PE Cell, Minor Road, Bracket to Dwg 05-01-07, EQTS 05-01-02 | SYLVANIA | SYLVANIA SCHREDER | S1S3BD23L18 | Active | 1
2485944 | FIXTURE,LIGHTING | LED 14W Avenue Gen 2 (L14 3K) 3K, Nostalgia, Green c/w NEMA PE Cell, Minor Road, No Bracket, EQTS 05-01-02 | SYLVANIA | SYLVANIA SCHREDER | S1S3BD01L14 | Active | 1
2401596 | BRACKET,NEUTRAL | Terminal, for Neutral Connection on Pole Mounted Transformers, EE Dwg 903934-01 Issue B (scm) | BIGGENGI | BIGGENDEN ENGINEERING WORKS | EM2401596 | Phasing | 1
18151 | LID,PIT | Type 8, Galv Steel, 1310 x 498 x 48mm, u/w Type P8 Cable Pit Body (supplied in 2 pieces 655 x 498 x 48mm) | PLP | PREFORMED LINE PRODUCTS (AUST) | D-PIT8LST (PAIR X 2 PIECES) | Active | 1
4039 | MULTIPLEXER CARD | PDH, DF2-8, Laser Low Power, 1300nm Optical Line Equipment with EPROM | COMMTEL | COMMTEL NETWORK SOLUTIONS | 21518 / 21905 | Phasing | 1
4040 | MULTIPLEXER CARD | PDH, 2MB Automatic Changeover Unit, 75 Ohm c/w EPROM | COMMTEL | COMMTEL NETWORK SOLUTIONS | 21561.2 / 21565 | Phasing | 1
4041 | MULTIPLEXER CARD | PDH, DM8, 4 x 2, 2nd Order Multiplexer, 75 Ohm c/w EPROM | COMMTEL | COMMTEL NETWORK SOLUTIONS | 21301 / 21305 | Phasing | 1
4042 | MULTIPLEXER CARD | PDH, DM2 Multiplexing Equipment, 75 Ohm c/w EPROM | COMMTEL | COMMTEL NETWORK SOLUTIONS | 21101 & 21141 (DM2) | Phasing | 1
4043 | MULTIPLEXER CARD | PDH, DB-2 B2, 2MB Branching Equipment, 75 Ohm c/w EPROM | COMMTEL | COMMTEL NETWORK SOLUTIONS | 24002 / 24060 | Phasing | 1
4044 | MULTIPLEXER CARD | PDH, DB-2 X2, 2MB Branching Equipment, 75 Ohm c/w EPROM | COMMTEL | COMMTEL NETWORK SOLUTIONS | 24011 / 24061 | Phasing | 1
4058 | MULTIPLEXER CARD | PDH, 4W E&M Card, 8 Channel c/w EPROM | COMMTEL | COMMTEL NETWORK SOLUTIONS | 21236 / 25360.00 | Phasing | 1
4162 | PLATE,MOUNTING | 19" Rack Mounting Kit for ABB 620 Series Relays | ABBAUST | ABB AUSTRALIA PTY LTD | 2RCA031135A0001 | Active | 1
4163 | PLATE,MOUNTING | 19" Rack Mounting Kit for ABB 615 Series Relays | ABBAUST | ABB AUSTRALIA PTY LTD | 1MRS050694 | Active | 1
2448132 | PLATE,MOUNTING | Transformer Hold Down, 250 x 200 x12 PL, Galv Steel, EE Dwg 1020748-03 Item 34 Mark G | ISM | ISM MANUFACTURING PTY LTD | 1020748-03-34 | Active | 5
2450443 | MULTIPLEXER CARD | PDH, DN2 Dynamic Node Equip Interface Unit, 2 x 2MB, 120 Ohm c/w EPROM | COMMTEL | COMMTEL NETWORK SOLUTIONS | 24100 / 24160 | Phasing | 1
25011 | METER,WATTHOUR | Mk7C, 1 Element, 1Ph, 240V, 10-100A, Class 1, Bottom Connected, Load Profiling 1 c/w Comms Interface, Type 4 Small, JTS 080301, Metering Dynamics | EDMI | EDMI PTY LTD | 7C11-A152-29-F211-7F02-1010 | Phasing | 5
25016 | METER,WATTHOUR | Mk7A, 2 Element, 1Ph, 240V, 15-100A, Class 1, Bottom Connected, Load Profiling TOU Meter c/w Comms Interface, Type 4 Small, Metering Dynamics | EDMI | EDMI PTY LTD | 7A11-A344-29-F211-7L02-6011 | Phasing | 5
25018 | METER,WATTHOUR | Mk10D, Polyphase, 3Ph, 240V, 15-100A, Class 1, Bottom Connected, Load Profiling TOU Meter c/w Comms Interface, Type 4 Small, Metering Dynamics | EDMI | EDMI PTY LTD | 1D11-1B-112-27-G11-201030-2N | Active | 5
2406542 | SIGN | ABS Plastic, "DANGER ELECTRIC CABLES BURIED HERE", 3mm, Dwg A4-296-02 Issue B | ARTCRAFT | ARTCRAFT PTY LTD (QLD) | SE12295 | Active | 1
2483840 | ADAPTOR | Depth Limiter, 90mm OD, 44mm ID, 23mm W, 2 Piece, 5mm Allen Key Bolts, Acetyl Nylon, Suits Milwaukee M18FMT0 Multi-Tool | PENTA | PENTA AUST (TMAC THEW & MCCANN/HYLEC) | PA21700 | Active | 1
2483840 | ADAPTOR | Depth Limiter, 90mm OD, 44mm ID, 23mm W, 2 Piece, 5mm Allen Key Bolts, Acetyl Nylon, Suits Milwaukee M18FMT0 Multi-Tool | HYLEC | HYLEC ENERGY SOLUTIONS | HESDEPTHLIMITER90_2 | Active | 2
2486033 | ISOLATOR | 12kV, 630A HSB Switch c/w Load Break Devices & Pole Top Mtg Bracket | NGKSTANG | NGK STANGER PTY LTD | 70209/56ER | Active | 5
2465821 | CAN,UTILITY | 5L Jerry Can, 38mm, Natural | ALLENS | ALLENS INDUSTRIAL PRODUCTS | JC5LNATS | Active | 1
2467397 | FIXTURE,LIGHTING | 18W StreetLED MkII (L22) 4K c/w NEMA PE Cell, Minor Road, EQTS 05-01-02 (scm) | GERARD | GERARD LIGHTING GROUP | JLB99BD01L22 | Phasing | 1
2486124 | CONNECTOR,ELECTRICAL | Inner Cone Socket, 72.5kV, Brugg Size G0 (310mm) c/w Dust Cap u/w Brugg Plug, TFD 1.72-11, IEC 62271-209 Fig 3 | CBLGRID | CABLE GRID AUSTRALIA PTY LTD | CG-2486124-S2034 | Active | 1
2486140 | CONNECTOR,ELECTRICAL | Inner Cone Socket, 145kV, Brugg Size G2 (470mm) Cylindrical Fixing Ring c/w Contact Extension & Dust Cap u/w Brugg Plug, TFD 1.170-11, IEC 62271-209 Fig 3 | CBLGRID | CABLE GRID AUSTRALIA PTY LTD | CG-2486140-S1779-4 | Active | 1
104767 | INSULATION,ELEC COND | Tiger Tail 2.5m Lg, Yellow & Black, Aerial Warning Device, Tubular Overhead Line Cover for Visual Indication Only, Nominal 35mm ID, 2.5mm Thk Wall | BALMORAL | BALMORAL ENGINEERING PTY LTD | DB35A | Phasing | 5
2476836 | CLAMP,ELEC PWR CABLE,SUPPORT | Ellis Type, Cast LM6 Al, Plain Al, 105 x 49 x 68mm, Single Cable 51 - 57mm Dia, Fixing Bolts 2 x M10, 79mm Bolt Ctrs | CMI ELEC | CMI ELECTRICAL PRODUCTS | EP2A-09N | Active | 1
2476844 | CLAMP,ELEC PWR CABLE,SUPPORT | Ellis Type, Cast LM6 Al, Plain Al, 133 x 64 x 75mm, Single Cable 64 - 70mm Dia, Fixing Bolts 2 x M10, 106mm Bolt Ctrs | CMI ELEC | CMI ELECTRICAL PRODUCTS | EP2A-11NL | Active | 1
2476844 | CLAMP,ELEC PWR CABLE,SUPPORT | Ellis Type, Cast LM6 Al, Plain Al, 133 x 64 x 75mm, Single Cable 64 - 70mm Dia, Fixing Bolts 2 x M10, 106mm Bolt Ctrs | CMI ELEC | CMI ELECTRICAL PRODUCTS | EP2A-11N | Active | 2
2476851 | CLAMP,ELEC PWR CABLE,SUPPORT | Ellis Type, Cast LM6 Al Plain Al, 133 x 64 x 87mm, Single Cable 70 - 76mm Dia, Fixing Bolts 2 x M10, 106mm Bolt Ctrs | CMI ELEC | CMI ELECTRICAL PRODUCTS | EP2A-1200N | Active | 1
10008 | CLAMP,ELEC PWR CABLE,SUPPORT | for Cable 67 to 71 OD c/w Neo Insert, supplied w/out S/Steel M10 Nuts, Bolts & Washers | INTERENG | INTERTECH ENGINEERING PTY LTD | CABUS 5974NI | Active | 5
10009 | CLAMP,ELEC PWR CABLE,SUPPORT | for Cable 73 to 78 OD c/w Neo Insert, supplied w/out S/Steel M8 Nuts, Bolts & Washers | INTERENG | INTERTECH ENGINEERING PTY LTD | CABUS 5981NI | Active | 5
2484681 | SWITCH,ISOLATING | Auto Transfer Switch, 3Ph+N, 125A Rating, Supply 1, Off, Supply 2, ATS Mechanism Only, ATYS P M 4P 125A, Tech Spec C10493 | NHPELEC | NHP ELECTRICAL ENGINEERING | EQL002484681 | Active | 1
2484699 | SWITCH,ISOLATING | Auto Transfer Switch, 3Ph+N, 400A Rating, Supply 1, Off, Supply 2, ATS Mechanism Only, ATYS P 4P 400A, Tech Spec C10493 | NHPELEC | NHP ELECTRICAL ENGINEERING | EQL002484699 | Active | 1
2484707 | SWITCH,ISOLATING | Auto Transfer Switch, 3Ph+N, 630A Rating, Supply 1, Off, Supply 2, ATS Mechanism Only, ATYS P 4P 630A, Tech Spec C10493 | NHPELEC | NHP ELECTRICAL ENGINEERING | EQL002484707 | Active | 1
16386 | CLAMP,LIVE LINE | Ring Type, Plated Al Body, Bi-Metallic, 4.1-18.9mm Main Conductor, 4.1-13.9mm Tap, u/w Slotted HD Type Operating Stick on Al/Cu Mains With Al/Cu Tap HDBC, | ACCULEC | ACCULEC PTY LTD (303899) | S1530AGP | Active | 1
104815 | LID,PIT | Type LP6 c/w Ergon Logo (scm) | VISCOUNT | VISCOUNT ROTATIONAL MOULDINGS | UG2351XA | Active | 1
2422210 | LID,PIT | For U/G Pit, Type P2, Concrete, Marked "ELECTRICITY REMOTE HV EARTH" | EVERHARD | EVERHARD INDUSTRIES PTY LTD | 63612 | Active | 1
2438927 | LID,PIT | Cablemate Type 66, Polymer Concrete, 665 x 665mm, 24kg, AS 3996 Class A: Elec | ACOPOLY | ACO POLYCRETE PTY LTD | 75160 | Active | 5
4074 | MULTIPLEXER CARD | PDH, Data Interface Unit N*64, 2m, NX64k, G.703/704, 75 Ohm c/w EPROM | COMMTEL | COMMTEL NETWORK SOLUTIONS | 24013 / 24062 | Phasing | 1
4075 | MULTIPLEXER CARD | PDH, Exchange End Unit, 6 Channel Sub c/w EPROM | COMMTEL | COMMTEL NETWORK SOLUTIONS | 21216 / 25160 | Phasing | 1
2485480 | CONVERTER,SIGNAL DATA | RuggedCom Ethernet/Fibre Media Converter Switch, Hardened, 10BaseT to 10FL, ST Multimode 820nm, 48V DC (range 36-59V) c/w DIN Rail Mount | CSEUNI | CSE UNISERVE PTY LTD | RMC-48-TFLMM | Active | 1
2485480 | CONVERTER,SIGNAL DATA | RuggedCom Ethernet/Fibre Media Converter Switch, Hardened, 10BaseT to 10FL, ST Multimode 820nm, 48V DC (range 36-59V) c/w DIN Rail Mount | SIEMENS | SIEMENS LTD | RMC-48-TFLMM-XX | Active | 5
22901 | RESISTOR,VOLTAGE SENSITIVE | Metal Oxide Varistor, CNR-20D681K, for Lightning Protection, suit Nu-Lec CAPM5 PTCC Control Box | SCHNEIDR | SCHNEIDER PTY LTD (MANUFACTURER) | 997000150 | Active | 1
105453 | DIE,COMPRESSION | Hex Crimp, 5T, Engraved 14.0mm A/F Al, ABC | TECONN | TE CONNECTIVITY LTD | 5T-M140-50 | Active | 1
105453 | DIE,COMPRESSION | Hex Crimp, 5T, Engraved 14.0mm A/F Al, ABC | SPECFORC | SPECIALISED FORCE PTY LTD | 5T-14.0AFABC | Active | 2
2406993 | SIGN | Plaque, U/G Cable Location (Corner), 100 x 100 x 10mm, Cast Aluminium, c/w 2 x 20mm Fixed Legs, Dwg A4-875248-01 (scm) | HTDKERB | HTD KERBMARKERS AUSTRALIA | ERG002 | Active | 2
2406993 | SIGN | Plaque, U/G Cable Location (Corner), 100 x 100 x 10mm, Cast Aluminium, c/w 2 x 20mm Fixed Legs, Dwg A4-875248-01 (scm) | WMOLDSON | WM OLDS & SONS PTY LTD | 414565 | Active | 1
10010 | CLAMP,ELEC PWR CABLE,SUPPORT | for Cable 79 to 84 OD c/w Neo Insert, supplied w/out S/Steel M10 Nuts, Bolts & Washers | INTERENG | INTERTECH ENGINEERING PTY LTD | CABUS 5987NI | Active | 5
104146 | CLAMP,ELEC PWR CABLE,SUPPORT | Trefoil, Cast Al, suit 22kV 50mm2 Cable 29.2mm Dia c/w Clamping Bolts, use with M10 Fixing Bolt, Clamp to be supplied assembled (P5) | INTERENG | INTERTECH ENGINEERING PTY LTD | CABUS 5435NI | Active | 5
2435279 | CLAMP,ELEC PWR CABLE,SUPPORT | Trefoil, Cast Al, 75-78mm OD Cable c/w 6mm Neoprene Insert, M12 304 S/Steel Clamp Bolts, suit 69-72mm Dia Cable, use M16 Centre Fixing Bolt, Supply Clamp | INTERENG | INTERTECH ENGINEERING PTY LTD | CABUS 5478NI 6MM | Active | 5
2438513 | CLAMP,ELEC PWR CABLE,SUPPORT | Single, Channel Mount, Cast Al, suit Cable OD 50-57mm c/w 3mm Neoprene Insert Simple Two-Bolt Fix & Locate Cable Clamp suit IIN2426070 | INTERENG | INTERTECH ENGINEERING PTY LTD | CABUS 5857NI | Active | 5
2438562 | CLAMP,ELEC PWR CABLE,SUPPORT | Single, Surface Mount, Cast Al, suit Cable OD 73-78mm c/w 3mm Neoprene Insert Simple Two-Bolt Fix & Locate Cable Clamp suit IIN2424968 & 2424992 | INTERENG | INTERTECH ENGINEERING PTY LTD | CABUS 5978NI | Active | 5
2438570 | CLAMP,ELEC PWR CABLE,SUPPORT | Single, Surface Mount, Cast Al, suit Cable OD 61-67mm c/w 3mm Neoprene Insert Simple Two-Bolt Fix & Locate Cable Clamp suit IIN2426096 & 2426088 | INTERENG | INTERTECH ENGINEERING PTY LTD | CABUS 5967NI | Active | 5
2450286 | CLAMP,ELEC PWR CABLE,SUPPORT | Single, Cast Al, 86-92mm OD Cable, use 12mm Fixing Bolt, EE Dwg 5-2-1179 | INTERENG | INTERTECH ENGINEERING PTY LTD | CABUS 5992 | Active | 5
2476869 | CLAMP,ELEC PWR CABLE,SUPPORT | Vulcan+ Type, S/Steel Gde 316L, LSFZH POLYMRC Liner & Base Pad, 79 x 112 x 54mm, Trefoil Cable Range 30 - 35mm, Single Cable 49 - 64mm Dia, | CMI ELEC | CMI ELECTRICAL PRODUCTS | EPVRT-03 | Active | 1
2478063 | CLAMP,ELEC PWR CABLE,SUPPORT | Vulcan+ Type, S/Steel Gde 316L, LSFZH Polymrc Liner & Base Pad, 105 x 133 x 54mm, Trefoil Cable Range 40-46mm, Single Cable 63-84mm Dia, Fixing Bolt | CMI ELEC | CMI ELECTRICAL PRODUCTS | EPVRT-06 | Active | 1
2479004 | CLAMP,ELEC PWR CABLE,SUPPORT | Trefoil, Cast Al, 60-63mm OD Cable c/w Tre3mm Neoprene Insert, M12 304 S/Steel Clamp Bolts, suit 57-60mm Dia Cable, use M16 Centre Fixing Bolt, Supply Clamp | INTERENG | INTERTECH ENGINEERING PTY LTD | 5463NI | Active | 1
2484384 | CABLE,POWER,ELECTRICAL | U/Ground, 38/66kV, 1C, 1000mm Stranded Segmental Milliken WB Al, XLPE/OFC/WBT/ CAS(25kA/1Sec)/LLDPE/Nyl/MDPE, Graphite Coating | KEI | KEI INDUSTRIES LIMITED | EHV-ECB036 - ITEM5 | Active | 1
2484442 | CABLE,POWER,ELECTRICAL | U/Ground, 76/132kV, 1C, 1200mm2 Stranded Segmental Milliken WB Cu, XLPE/OF/WBT/ CorrCu Sheath(40kA/0.5Sec)/MDPE, Graphite Coating | KEI | KEI INDUSTRIES LIMITED | EHV-ECB036 - ITEM31 | Active | 1
2484350 | CABLE,POWER,ELECTRICAL | U/Ground, 38/66kV, 1C, 630mm2 Stranded Compacted Circ WB Cu, XLPE/WBT/CAS (25kA/1Sec)/LLDPE/Nyl/MDPE, Graphite Coating | KEI | KEI INDUSTRIES LIMITED | EHV-ECB036 - ITEM2 | Active | 1
2484434 | CABLE,POWER,ELECTRICAL | U/Ground, 76/132kV, 1C, 800mm2 Stranded Segmental Milliken WB Cu, XLPE/WBT/ CorrCu Sheath(40kA/0.5Sec)/MDPE, Graphite Coating | KEI | KEI INDUSTRIES LIMITED | EHV-ECB036 - ITEM30 | Active | 1
2484475 | CABLE,POWER,ELECTRICAL | U/Ground, 76/132kV, 1C, 1600mm2 Stranded Segmental Milliken WB Cu, XLPE/WBT/ CorrCu Sheath(40kA/0.5Sec)/MDPE, Graphite Coating | KEI | KEI INDUSTRIES LIMITED | EHV-ECB036 - ITEM34 | Active | 1
104462 | PIT,UTILITY | Type LP8, 1365 x 545 x 895mm, HDPE c/w T-Bar, suit Type LP6 Pit Lid & Type 8 Galv Lid, Pallet of 6 | TRI UGRD | TRI UNDERGROUND AUSTRALIA PTY LTD | TRIP8P | Active | 1
104462 | PIT,UTILITY | Type LP8, 1365 x 545 x 895mm, HDPE c/w T-Bar, suit Type LP6 Pit Lid & Type 8 Galv Lid, Pallet of 6 | VISCOUNT | VISCOUNT ROTATIONAL MOULDINGS | UG2008XA | Active | 2
168052 | PIT,UTILITY | Pit U/G Body Type P4, Black HDPE (Comes in pallets of 16 only) | PLP | PREFORMED LINE PRODUCTS (AUST) | D-PIT4 | Active | 1
168052 | PIT,UTILITY | Pit U/G Body Type P4, Black HDPE (Comes in pallets of 16 only) | TRI UGRD | TRI UNDERGROUND AUSTRALIA PTY LTD | TRIP4P | Active | 2
168052 | PIT,UTILITY | Pit U/G Body Type P4, Black HDPE (Comes in pallets of 16 only) | TYCOELEC | TYCO ELECTRONICS | PIT4 | Active | 2
168052 | PIT,UTILITY | Pit U/G Body Type P4, Black HDPE (Comes in pallets of 16 only) | BRITECH | BRI-TECH PTY LTD | PIT4 | Active | 2
2405160 | PIT,UTILITY | Pit Cable Jointing Type PIT7 (Plastic) 910mm Long 440mm Wide 1075mm Deep Complete with 2 Concrete Lids (Marked Electric Cable) and Junction Tee Bar | TYCOELEC | TYCO ELECTRONICS | PIT7PIT7LCTEPIT7TBAR | Active | 1
2470169 | MULTIPLEXER CARD | DynaFlex Power Interface Unit, 20 to 72V DC, Single Slot | COMMTEL | COMMTEL NETWORK SOLUTIONS | DYF-PIU-DC | Active | 1
2481083 | MULTIPLEXER CARD | SDH, 1662 SM, Termination Bus Card | ALCATEL | ALCATEL-LUCENT AUSTRALIA LTD | 3AL79088ACAA | Active | 1
2444214 | MODULE,TRANSCEIVER | 1GbE, SDH SFP LX, Opto-Electronics Trx, DDM | ALCATEL | ALCATEL-LUCENT AUSTRALIA LTD | 1AB187280031 | Active | 1
2444222 | MODULE,TRANSCEIVER | 1GbE, SDH SFP ZX, Opto-Electronics Trx, DDM | ALCATEL | ALCATEL-LUCENT AUSTRALIA LTD | 1AB187280042 | Active | 1
2444230 | MODULE,TRANSCEIVER | SDH SFP S-1.1, Opto-Electronics Trx, DDM | ALCATEL | ALCATEL-LUCENT AUSTRALIA LTD | 1AB194670004 | Active | 1
2444248 | MODULE,TRANSCEIVER | SDH SFP L-1.1, Opto-Electronics Trx, DDM -40/+85 | ALCATEL | ALCATEL-LUCENT AUSTRALIA LTD | 1AB194670005 | Active | 1
2444255 | MODULE,TRANSCEIVER | SDH SFP L-1.2, Opto-Electronics Trx, DDM -40/+85 | ALCATEL | ALCATEL-LUCENT AUSTRALIA LTD | 1AB194670006 | Active | 1
2444271 | MODULE,TRANSCEIVER | SDH SFP L-4.1, Opto-Electronics Trx, DDM -40/+85 | ALCATEL | ALCATEL-LUCENT AUSTRALIA LTD | 1AB196360006 | Active | 1
2485126 | END CAP | MV Series, Section 9, Telescopic Stick Part, Triangular, Black, Rubber Base Cap | TEN | THE ENERGY NETWORK (AUST) PTY LTD | P18026 | Active | 1
2485126 | END CAP | MV Series, Section 9, Telescopic Stick Part, Triangular, Black, Rubber Base Cap | HASTINGS | HASTINGS (MANUFACTURER) | P18026 | Active | 5
2485720 | BIT,SCREWDRIVER | Cross Tip, 1/4" Quick Connect Pozi Drive, PZ1x50mm (P3) | C&LTOOL | C&L TOOL CENTRE | MAKAP-53506 | Active | 1
2485738 | BIT,SCREWDRIVER | Cross Tip, 1/4" Quick Connect Pozi Drive, PZ2x50mm (P3) | C&LTOOL | C&L TOOL CENTRE | MAKAP-53512 | Active | 1
1841521 | HELMET,SAFETY | Cap, HC43E31, White, Unbranded, AS1801 | RSEA | RSEA SAFETY PTY LTD | TA560 WHITEOSFA | Active | 2
1841521 | HELMET,SAFETY | Cap, HC43E31, White, Unbranded, AS1801 | BLKWOODJ | J BLACKWOOD & SONS LIMITED | 4041230 | Active | 1
2420776 | MODULE | SCADA, SCD5200, SCD6000, 10 Slot Card File | SCHNEIDR | SCHNEIDER PTY LTD (MANUFACTURER) | SY-2003098 | Active | 1
2443349 | RACK,ELEC EQUIP | Sub-Rack, 19", 4U High Rack Mount Frame, Powder Coated Steel & Al Bars c/w Predrilled Holes, suit Areva P591 Interface Relays | RMSPROD | RMS PRODUCTS (RELAY MONITORING SYSTEMS) | 4M800K1 | Active | 1
2466712 | MODULE | SCADA, SCD5200, SCD6000, 2 x 5 I/O Slot Chassis/Backplane | SCHNEIDR | SCHNEIDER PTY LTD (MANUFACTURER) | SY-2003092 | Active | 1
2477388 | RACK,ELEC EQUIP | MD303 RTU Mounting Kit | CGI | CGI TECHNOLOGIES & SOLUTIONS P/L | MD303-MK | Active | 1
2483493 | HOLDER,CARD-LABEL | Wire Marking Carriers, Size 8-16mm, PVC, Clear, DMC-8/16-15 (P500) | BRADY | BRADY AUSTRALIA | 13259 | Active | 1
2403271 | FIXTURE,LIGHTING | 100W HP Sodium Aeroscreen Luminaire, 42mm Spigot c/w Integral Control Gear, PE Cell, Lamp & Power Factor Correction, Major Roads, EQTS 05-01-01 (scm) | GERARD | GERARD LIGHTING GROUP | PR47BD02L | Phasing | 1
1150253 | FIXTURE,LIGHTING | 250W HP Sodium Luminaire, 42mm Spigot c/w Integral Control Gear, PE Cell, Lamp & Power Factor Correction, Major Roads, EQTS 05-01-01 (scm) | GERARD | GERARD LIGHTING GROUP | PR43BD01L | Phasing | 1
1150288 | FIXTURE,LIGHTING | 400W HP Sodium Aeroscreen Luminaire, 42mm Spigot c/w Integral Control Gear, PE Cell, Lamp & Power Factor Correction, Major Roads, EQTS 05-01-01 (scm) | GERARD | GERARD LIGHTING GROUP | PR44BD02L | Phasing | 1
2464378 | LUBRICANT | CRC Electrical Silicone Multi-Use Lubricant, 300g Aerosol | CRC | CRC INDUSTRIES AUSTRALIA PTY LTD | 2094 | Active | 5
2464378 | LUBRICANT | CRC Electrical Silicone Multi-Use Lubricant, 300g Aerosol | BLKWOODJ | J BLACKWOOD & SONS LIMITED | 4460109 | Active | 1
2427771 | PIT,UTILITY | Without Lid, U/G Body Type P2, Black HDPE (scm) | PLP | PREFORMED LINE PRODUCTS (AUST) | D-PIT2 | Active | 1
2438919 | PIT,UTILITY | Cablemate Type 66, Polymer Concrete, 665 x 665 x 620mm, 62kg, No Lid | ACOPOLY | ACO POLYCRETE PTY LTD | 75105 | Active | 5
2483436 | PROTECTOR,HEARING | Ear Plugs, Banded, Moldex 6506 Jazz | BUNZL | BUNZL LIMITED | 6506 | Active | 1
2401684 | SIGN | ABS Plastic, "DANGER DO NOT OPERATE", 150 x 75 x 3mm c/w 2 x 8mm Hanging Holes, Dwg 901978-65 (scm) | ARTCRAFT | ARTCRAFT PTY LTD (QLD) | SE12092 | Active | 1
2484012 | ADJUSTER | Ball Socket (Short), Sunrise Attachment (Live Line Tools) | RITZ | RITZ FERRAMENTAS (MANUFACTURER) | RM4455-22 | Active | 1
2484038 | CHUCK,INDEPENDENT-UNIVERSAL JAW | Blank, Sunrise Attachment (Live Line Tools) | RITZ | RITZ FERRAMENTAS (MANUFACTURER) | RM4455-37 | Active | 1
2484046 | MIRROR,INSPECTION | Clear Vision, Sunrise Attachment (Live Line Tools) | RITZ | RITZ FERRAMENTAS (MANUFACTURER) | RM4455-38 | Active | 1
2484095 | HOLDER | Cotter Key, Sunrise Attachment (Live Line Tools) | RITZ | RITZ FERRAMENTAS (MANUFACTURER) | RM4455-103 | Active | 1
2484145 | RULE,MULTIPLE FOLDING | Sunrise Attachment (Live Line Tools) | RITZ | RITZ FERRAMENTAS (MANUFACTURER) | RM4455-16 | Active | 1
2484160 | TOOL | Insulator Controller, Sunrise Attachment (Live Line Tools) | RITZ | RITZ FERRAMENTAS (MANUFACTURER) | 5455-35 | Active | 1
2484194 | DRIFTPIN | Locating Pin, Sunrise Attachment (Live Line Tools) | RITZ | RITZ FERRAMENTAS (MANUFACTURER) | RM4455-15 | Active | 1
2484251 | HAMMER,HAND | Sunrise Attachment (Live Line Tools) | RITZ | RITZ FERRAMENTAS (MANUFACTURER) | RM4455-85 | Active | 1
2484285 | HOOK | Vegetation Control, Tree & Rope Hook, Sunrise Attachment (Live Line Tools) | RITZ | RITZ FERRAMENTAS (MANUFACTURER) | RM4455-80 | Active | 1
2484293 | TOOL | W Keys, Sunrise Attachment (Live Line Tools) | RITZ | RITZ FERRAMENTAS (MANUFACTURER) | RM4455-97 | Active | 1
2422772 | SIGN | Not Electrically Connected, Black Text on White Sign | ARTCRAFT | ARTCRAFT PTY LTD (QLD) | DIGIT-PRSIGN | Active | 1
R25025 | METER,WATTHOUR | REFURBISHED, Mk7C Atlas 2, 1 Element, 240V, 10-100A, Class 1, Bottom Connected METER ONLY | EDMI | EDMI PTY LTD | 7C13-A252-29-J211-7J02-1110 | Active | 5
R25027 | METER,WATTHOUR | REFURBISHED, Mk10D Atlas 2, 3 Ph, 240V, 10-100A, Class 1, Bottom Connected, METER ONLY | EDMI | EDMI PTY LTD | 1D13-1B-112-27-J11-201021-400 | Active | 5
2406656 | SWEATBAND,HEADWEAR | Lambswool, suit Protector Hard Hats | ALLENS | ALLENS INDUSTRIAL PRODUCTS | AT010701343 | Active | 1
2422723 | FLAG,SAFETY | Bunting, Type 3, Green Flags 200 x 240mm c/w 'Construction Site' every 5th Flag, Black Text 12 x 30mm, Single Side Print, 4mm Dia PPL Rope, 30m Lg Roll | RMSROAD | RMS ROADSIGNS (ROAD MNGMNT SOLUTIONS) | TYPE 3 SITE FLAGGED BUNTING | Active | 1
2422749 | FLAG,SAFETY | Bunting, Type 4, Pink Flags 200 x 240mm c/w 'Live Exposed Parts' every 5th Flag, Black Text 12 x 30mm, Single Side Print, 4mm Dia PPL Rope, 30m Lg Roll | RMSROAD | RMS ROADSIGNS (ROAD MNGMNT SOLUTIONS) | TYPE 4 SITE FLAGGED BUNTING | Active | 1
2438067 | FLAG,SAFETY | Bunting, Alternating Red & White Flags c/w 'Danger Sign & NAR' every 4th Flag, for Network Access Restrictions, 4mm UV Resistant Poly Rope, 30m Lg Roll | ARTCRAFT | ARTCRAFT PTY LTD (QLD) | NAR BUNTING | Active | 1
2473429 | FLAG,SAFETY | Bunting, Red & White Flags c/w 'Danger RAZ' Printed on every 2nd White Flag | PROMARK | PROMARK PTY LTD (MANUFACTURER) | CUS10691 | Active | 5
4099 | PLATE,MOUNTING | Type 14U-Metering, 19" Rack Mounting Plate 14U | B&R | B&R ENCLOSURES PTY LTD | XB-586135/53 | Active | 5
4154 | DOOR,ACCESS | Mesh Door, Front, FA2, 45U x 800mm | B&R | B&R ENCLOSURES PTY LTD | XB-586135/13 | Active | 5
4155 | DOOR,ACCESS | Mesh Door, Rear, Bi-Fold, suit RA1, 48RU, 800mm | B&R | B&R ENCLOSURES PTY LTD | XB-443926/10 | Active | 5
1001100 | CABLE TIE | Nylon, Natural, 102 x 3mm (P100) | TECONN | TE CONNECTIVITY LTD | CT1002/100 | Active | 1
1001100 | CABLE TIE | Nylon, Natural, 102 x 3mm (P100) | TYCOELEC | TYCO ELECTRONICS | CT1002/100 | Active | 2
1001101 | CABLE TIE | Nylon, Natural, 138 x 4mm (P100) | TECONN | TE CONNECTIVITY LTD | CT1503/100 | Active | 1
1001101 | CABLE TIE | Nylon, Natural, 138 x 4mm (P100) | TYCOELEC | TYCO ELECTRONICS | CT1503/100 | Active | 2
1001102 | CABLE TIE | Nylon, Natural, 200 x 4.8mm (P100) (scm) | TECONN | TE CONNECTIVITY LTD | CT2004/100 | Active | 1
1001102 | CABLE TIE | Nylon, Natural, 200 x 4.8mm (P100) (scm) | TYCOELEC | TYCO ELECTRONICS | CT2004/100 | Active | 2
2442101 | METER,WATTHOUR | Prog Id XXXX, Mk10E, 3 Element, 3Ph, 4 Wire, 110V, 1-4A, Class 0.5S, Bottom Connect, AUX Power Supply, 1A HV Applications, Undercover Comms Capable | EDMI | EDMI PTY LTD | 1E00-23C0-611-27-F12-201300-03 | Active | 5
14544 | BIT,AUGER | Impact, 14mm Dia, 205mm OAL, Steel, Ring Twist Pattern, 11mm Hex Shank, Quick Release | SPECFORC | SPECIALISED FORCE PTY LTD | STMSF814225 | Active | 2
14544 | BIT,AUGER | Impact, 14mm Dia, 205mm OAL, Steel, Ring Twist Pattern, 11mm Hex Shank, Quick Release | LEGEND | LEGEND POWER SYSTEMS | MSS-0916S | Active | 1
14548 | BIT,AUGER | Impact, 22mm Dia, 457mm OAL, Steel, Ring Twist Pattern, 11mm Hex Shank, Quick Release | LEGEND | LEGEND POWER SYSTEMS | MSS-0078 | Active | 1
14548 | BIT,AUGER | Impact, 22mm Dia, 457mm OAL, Steel, Ring Twist Pattern, 11mm Hex Shank, Quick Release | SPECFORC | SPECIALISED FORCE PTY LTD | STMSF822457 | Active | 2
17635 | BIT,AUGER | Impact, 16mm Dia, 205mm OAL, Steel, Ring Twist Pattern, 11mm Hex Shank, Quick Release | LEGEND | LEGEND POWER SYSTEMS | MSS-0058S | Active | 1
17635 | BIT,AUGER | Impact, 16mm Dia, 205mm OAL, Steel, Ring Twist Pattern, 11mm Hex Shank, Quick Release | SPECFORC | SPECIALISED FORCE PTY LTD | STMSF816225 | Active | 2
1837403 | GLOVES,DISPOSABLE | Vinyl, Large, Box of 100 Pairs | BLKWOODJ | J BLACKWOOD & SONS LIMITED | 7709915 | Active | 1
1837403 | GLOVES,DISPOSABLE | Vinyl, Large, Box of 100 Pairs | ATOMSUPP | ATOM SUPPLY GROUP P/L | 285443 DVBPFL | Active | 2
2407084 | COVERALLS,SAFETY,INDUSTRIAL | XL, Disposable, c/w Hood, TYVEK, White, IDO | BLKWOODJ | J BLACKWOOD & SONS LIMITED | 4516565 | Active | 1
2418697 | METER | Insulation & Continuity Test 10kV, Min of Cat III 600V | REXEL | REXEL AUSTRALIA | KY03124A | Active | 1
2418697 | METER | Insulation & Continuity Test 10kV, Min of Cat III 600V | KYORITSU | KYORITSU (MANUFACTURER) | 3124A | Active | 5
2459907 | CLIP,GLOVE | Glove Clip Keeper, to hold Work Gloves, Dielectric, Non-Corrosive, attaches to Belt Loop or Pocket | BLKWOODJ | J BLACKWOOD & SONS LIMITED | 4112987 | Active | 1
2459907 | CLIP,GLOVE | Glove Clip Keeper, to hold Work Gloves, Dielectric, Non-Corrosive, attaches to Belt Loop or Pocket | ATOMSUPP | ATOM SUPPLY GROUP P/L | 88859998 | Active | 2
2459907 | CLIP,GLOVE | Glove Clip Keeper, to hold Work Gloves, Dielectric, Non-Corrosive, attaches to Belt Loop or Pocket | AMPLITUD | AMPLITUDE PTY LTD (396777) | GGG115-Y | Active | 1
2459907 | CLIP,GLOVE | Glove Clip Keeper, to hold Work Gloves, Dielectric, Non-Corrosive, attaches to Belt Loop or Pocket | BLKWOODJ | J BLACKWOOD & SONS LIMITED | 4837323 | Active | 2
2461200 | STRIPPER,CABLE,HAND | Self Adjusting, Cutting & Stripping 0.2-6mm2 Cu or Al, Stopper for Adjusting Strip Length | TTLTOOL | TOTAL TOOLS TOWNSVILLE | CWS1 | Active | 2
2461200 | STRIPPER,CABLE,HAND | Self Adjusting, Cutting & Stripping 0.2-6mm2 Cu or Al, Stopper for Adjusting Strip Length | REXEL | REXEL AUSTRALIA | CWS1 | Active | 1
2472884 | LANYARD,SAFETY,INDUSTRIAL | Shock Absorbing,Swiveling Design,Locking Carabiner on one end, Loop other end, Length 960mm to 1220mm;, 11.3kg WLL | ATOMSUPP | ATOM SUPPLY GROUP P/L | 19809 | Active | 2
2472884 | LANYARD,SAFETY,INDUSTRIAL | Shock Absorbing,Swiveling Design,Locking Carabiner on one end, Loop other end, Length 960mm to 1220mm;, 11.3kg WLL | BLKWOODJ | J BLACKWOOD & SONS LIMITED | 2700981 | Active | 1
2472884 | LANYARD,SAFETY,INDUSTRIAL | Shock Absorbing,Swiveling Design,Locking Carabiner on one end, Loop other end, Length 960mm to 1220mm;, 11.3kg WLL | ATOMSUPP | ATOM SUPPLY GROUP P/L | 3109F | Active | 2
1260038 | SCREW,MACHINE | Meter Fixing, 3 x 13mm, B&R High/Low Thread (P100) | REXEL | REXEL AUSTRALIA | BPS133 | Active | 1
1260038 | SCREW,MACHINE | Meter Fixing, 3 x 13mm, B&R High/Low Thread (P100) | MMELEC | MM ELECTRICAL MERCHANDISING | BPS133 | Active | 2
2472041 | CABLE TIE | Nylon, Light Duty, 200 x 2.5mm, Pack of 100 | LEGEND | LEGEND POWER SYSTEMS | CT196BK-LD | Active | 1
9417 | BIT,AUGER | Impact, 10mm Dia, 205mm OAL, Steel, Ring Twist Pattern, 11mm Hex Shank, Quick Release | LEGEND | LEGEND POWER SYSTEMS | MSS-0038S | Active | 1
9417 | BIT,AUGER | Impact, 10mm Dia, 205mm OAL, Steel, Ring Twist Pattern, 11mm Hex Shank, Quick Release | SPECFORC | SPECIALISED FORCE PTY LTD | STMSF810200 | Active | 2
19310 | BIT,AUGER | Impact, 26mm Dia, 205mm OAL, Steel, Ring Twist Pattern, 11mm Hex Shank, Quick Release | LEGEND | LEGEND POWER SYSTEMS | MSS-1126S | Active | 1
19310 | BIT,AUGER | Impact, 26mm Dia, 205mm OAL, Steel, Ring Twist Pattern, 11mm Hex Shank, Quick Release | SPECFORC | SPECIALISED FORCE PTY LTD | STMSF826225 | Active | 2
22885 | PROBE-LEAD ASSEMBLY,TEST | Black Lead, Silicon, 200mm Lg, 1.5mm2 Double Insulated, 4mm Female Fixed End & Bootlace Ferrule End, Cat III 300V, suit Adaptor for PM 45 Leads for Meter | PTE | PACIFIC TEST EQUIPMENT PTY LTD | PTE-091 BLACK | Active | 2
22885 | PROBE-LEAD ASSEMBLY,TEST | Black Lead, Silicon, 200mm Lg, 1.5mm2 Double Insulated, 4mm Female Fixed End & Bootlace Ferrule End, Cat III 300V, suit Adaptor for PM 45 Leads for Meter | REXEL | REXEL AUSTRALIA | PTE-091 | Active | 1
2466753 | BIT,AUGER | Impact, 16mm Dia, 457mm OAL, Steel, Ring Twist Pattern, 11mm Hex Shank, Quick Release | LEGEND | LEGEND POWER SYSTEMS | MSS-0058 | Active | 1
2466753 | BIT,AUGER | Impact, 16mm Dia, 457mm OAL, Steel, Ring Twist Pattern, 11mm Hex Shank, Quick Release | SPECFORC | SPECIALISED FORCE PTY LTD | STMSF816457 | Active | 2
395443 | CLOTH,CLEANING | Wipers, Replace-a-rag, 490mm x 70m or Equivalent, Blue 4193 (P3) | BLKWOODJ | J BLACKWOOD & SONS LIMITED | 1455104 | Active | 1
2405939 | BUSBAR | Flat, Cu, 25.4 x 3.18mm, Earthing, Round Edge, 20kg Coils | CNSDEXTR | CONSOLIDATED EXTRUSIONS PTY LTD | 707714352 | Active | 1
30007 | LIGHT EMITTING DIODE | Single Globe, Green, 8-48V AC/DC Range, BA9, Bayonet Cap, for 24V & 32V Applications | ELEMENT | ELEMENT14 PTY LTD (FORMALLY FARNELL) | 2555326438 | Active | 5
30017 | CONTROL,ROTARY SWITCH | CB Control, A715, Red Handle, Engraving AUQ003: Trip-N-Close Return to Centre, No Internal Bridges | KRSNMR | KRAUS & NAIMER (MANUFACTURER) | CH10B A715-600E AUS0003 | Active | 1
30049 | BRACKET,INSULATOR | Support, Bolted Run Post Insulator, suit Post Insulated Mount 127 PCD, Oxygen, 19/4.75 AAAC | PLP | PREFORMED LINE PRODUCTS (AUST) | BBFCS-196240-127-76 | Active | 1
30050 | BRACKET,INSULATOR | Support, Bolted Run Post Insulator, suit Post Insulated Mount 127 PCD, Sulphur, 61/3.75 AAAC | PLP | PREFORMED LINE PRODUCTS (AUST) | BBFCS-301350-127-76 | Active | 1
30112 | CROSS,CABLE RACK | Tray, 150mm W, 60mm H, 300mm Rad, NEMA 12B Steel, Galv Steel | EZYSTRUT | EZYSTRUT CABLE & PIPE SUPPORTS | N1C1503H | Active | 1
30129 | RISER,CABLE RACK,INTERNAL CURVE | 90 Deg, 300mm W, 60mm H, 300mm Rad, NEMA 12B Steel, Galv Steel | EZYSTRUT | EZYSTRUT CABLE & PIPE SUPPORTS | N1IR3003H | Active | 1
30139 | REDUCER,CABLE RACK | Offset, Right Hand, 600 to 300mm W, 60mm H, NEMA 12B Steel, Galv Steel | EZYSTRUT | EZYSTRUT CABLE & PIPE SUPPORTS | N1RHR600300H | Active | 1
30146 | REDUCER,CABLE RACK | Straight, 600 to 150mm W, 60mm H, NEMA 12B Steel, Galv Steel | EZYSTRUT | EZYSTRUT CABLE & PIPE SUPPORTS | N1SR600150H | Active | 1
30150 | REDUCER,CABLE RACK | Splice Plate, 75mm W, 60mm H, NEMA 12B Steel, Galv Steel | UNISTRUT | UNISTRUT AUSTRALIA (MANUFACTURER) | LEE380 | Active | 1
30154 | SETSCREW | Cable Rack Splice Screw, NEMA 12B Steel, Galv Steel, use 4 per Bend, Riser & Reducer, 6 per Tee & 8 per Cross | EZYSTRUT | EZYSTRUT CABLE & PIPE SUPPORTS | HS825H | Active | 1
30159 | RACK,CABLE | ST3 Supatray, 3m Lg, 300mm W, 50mm H, Galvabond, ST3-300-GB | EZYSTRUT | EZYSTRUT CABLE & PIPE SUPPORTS | ET3300G | Active | 1
30160 | RACK,CABLE | ST3 Supatray, 3m Lg, 450mm W, 50mm H, Galvabond, ST3-450-GB | EZYSTRUT | EZYSTRUT CABLE & PIPE SUPPORTS | ET3450G | Active | 1
2482636 | SWITCHBOARD,POWER | Fdr Switchgear Unit, 36kV, 1250A, 31.5kA 2000A Bus Metal Encl Fixed Switchgear & Ctrl Gear Assy, 110V DC Aux Supply, 2 x CT Cores for Fdr & Bus Zone Protn, | SIEMENS | SIEMENS LTD | 8DA10-2482636 | Active | 1
2482669 | SWITCHBOARD,POWER | Fdr/Bus Tie Switchgear Unit, 36kV, 2000A 31.5kA, 2000A Bus Metal Encl Fixed Switchgear & Ctrl Gear Assy, 110V DC Aux Supply, 2 x CT Cores for Fdr & Bus Protn | SIEMENS | SIEMENS LTD | 8DA10-2482669 | Active | 1
2482685 | SWITCHBOARD,POWER | Txf Switchgear Unit, 36kV, 1250A, 31.5kA 2000A Bus Metal Encl Fixed Switchgear & Ctrl Gear Assy, 110V DC Aux Supply, 2 x CT Cores for Txf & Bus Protn, No VT, | SIEMENS | SIEMENS LTD | 8DA10-2482685 | Active | 1
2482719 | SWITCHBOARD,POWER | Busbar Earth Switch, 36kV, 31.5kA, for Fault Make Duty on 2000A Bus, Manual Operation Only, Installed into Bus on Specified Bay, Contract 10544 Item 22, | SIEMENS | SIEMENS LTD | 8DA10-2482719 | Active | 1
2482727 | SWITCHBOARD,POWER | 3Ph VT (3 x 1Ph), 36kV, 31.5kA, for Cable Compartment of Fdr, Contract 10544 Item 23, EESS-11558-01-0B Item 14 | SIEMENS | SIEMENS LTD | 8DA10-2482727 | Active | 1
2482743 | SWITCHBOARD,POWER | Transformer Switchgear Unit, 12kV, 2000A 25kA, 2000A Bus Metal Encl Fixed Switchgear & Control Gear Assy c/w 110V DC Aux Supply, incl CTs for | TAMCO | TAMCO SWITCHGEAR (MANUFACTURER) | 11009 | Active | 1
2482743 | SWITCHBOARD,POWER | Transformer Switchgear Unit, 12kV, 2000A 25kA, 2000A Bus Metal Encl Fixed Switchgear & Control Gear Assy c/w 110V DC Aux Supply, incl CTs for | TAMCO | TAMCO SWITCHGEAR (MANUFACTURER) | T10-VHIF2000TRXNORELAY | Active | 5
2482768 | SWITCHBOARD,POWER | Feeder/Bus Tie Switchgear Unit, 24kV, 1250A, 25kA, 1250A Bus Metal Encl Fixed Switchgear & Control Gear Assy c/w 110V DC Aux Supply, incl CTs for Bus Tie | TAMCO | TAMCO SWITCHGEAR (MANUFACTURER) | 22005 | Active | 1
2482768 | SWITCHBOARD,POWER | Feeder/Bus Tie Switchgear Unit, 24kV, 1250A, 25kA, 1250A Bus Metal Encl Fixed Switchgear & Control Gear Assy c/w 110V DC Aux Supply, incl CTs for Bus Tie | TAMCO | TAMCO SWITCHGEAR (MANUFACTURER) | T6-GV3N1250MD100M | Active | 5
2483188 | SUPPORT,ELEC EQUIP | Support Structure, Steel, for 12kV Outdoor Disconnector, S10015453-01 | INSULECT | INSULECT AUSTRALIA PTY LTD | DSC08501-03 | Active | 1
2459915 | TRANSFORMER,METERING | 11kV/110kV, 3 Ph, Substation Use ONLY c/w 11kV/110V, 3 Ph 50VA/ph Cls 0.5m VT, 3 x 200/100/5 Cls 0.5m2 7.5VA CT, 6 x HV Bushings, Pole/Platform Mount | CIRCLECT | CIRCLE-C TRANSFORMERS | 13/11/6/10369 | Active | 5
2480069 | SWITCHBOARD,POWER | LV Indoor, 750(500)kVA, ACB Std, Sentron 3WL, ETU45B, AFPS VAMP 221, 1600A TX ACB 42kA/1Sec, 4 x 630A SF, Mob Gen Conn, 2 x SF Spare Slots, Metal Encl, Dual | WEBER | WEBER SOUTH PACIFIC PTY LTD | MF115123-EQ05 | Active | 1
2480143 | SWITCHBOARD,POWER | LV Indoor, 1500(750)kVA, ACB Std, Sentron 3WL, ETU45B, AFPS VAMP 221, 3200A TX ACB 65kA/1Sec, 4 x 630A SF, Mob Gen Conn & 3200A ACB, Metal Encl, | WEBER | WEBER SOUTH PACIFIC PTY LTD | MF135243-EQ05 | Active | 1
2480515 | CIRCUIT BREAKER SUBASSEMBLY | 1500kV, Rating Plug 3200A, Sentron 3WL, spare part for Open CB | WEBER | WEBER SOUTH PACIFIC PTY LTD | SIE-RP3200 | Active | 2
2480515 | CIRCUIT BREAKER SUBASSEMBLY | 1500kV, Rating Plug 3200A, Sentron 3WL, spare part for Open CB | SIEMENS | SIEMENS LTD | 3WL9111-0AA64-0AA0 | Active | 1
2469773 | RECLOSER,AUTO | SYNCHROPHASOR RC20-S TRIAL, Sectionaliser, Load Break Switch, 11kV, 3 Ph, 400A, 12.5kA Cap, Vacuum Interrupting, O/door Pole Mount c/w | NOJA | NOJA POWER SWITCHGEAR PTY LTD | OSM15-RC20-S | Active | 1
2470243 | RECLOSER,AUTO | SYNCHROPHASOR RC20-S TRIAL, Sectionaliser, Load Break Switch, 33kV, 3 Ph, 400A, 12.5kA Cap, Vacuum Interrupting, O/door Pole Mount c/w | NOJA | NOJA POWER SWITCHGEAR PTY LTD | OSM38-RC20-S | Active | 1
2483576 | RECLOSER,AUTO | 36kV, 3 Ph, 800A, 12.5kA, Tank Unit Only with SA Fitted, No VT or Control Box, EQTS 06-07-03 | NOJA | NOJA POWER SWITCHGEAR PTY LTD | OSM38-12-800-300 TANK ONLY | Active | 1
2485688 | HOLDER | Nut/Washer Holder, Handheld, for M12 Stainless Nuts/Washers | AMPLITUD | AMPLITUDE PTY LTD (396777) | NJ19 | Active | 1
30420 | MARKER,INSERT | Type MC812PA, Preprinted: 51->60 (x10), Horizontal Card, 8mm Spacing, White, Polycarbonate, Terminal Block Accessory | ABBAUST | ABB AUSTRALIA PTY LTD | 1SNK 160 061 R0000 | Active | 1
30428 | MARKER,INSERT | Type MC812PA, Preprinted: 41->50 (x10), Vertical Card, 8mm Spacing, White, Polycarbonate, Terminal Block Accessory | ABBAUST | ABB AUSTRALIA PTY LTD | 1SNK 160 052 R0000 | Active | 1
30437 | CLAMP,ELECTRICAL | Palmless Connector, Al, 4x14mm Dia Holes 50mm Centre, suit 15-21mm OD Conductor, S/Steel U-bolts, Nuts & Spring Washers, for clamping cable to switchgear | PLP | PREFORMED LINE PRODUCTS (AUST) | D-APC4 | Active | 1
2468825 | MARKER,INSERT | Type MC512PA, Preprinted: 81->90 (x10), Horizontal Card, 5.2mm Spacing, White, Polycarbonate, Terminal Block Accessory | ABBAUST | ABB AUSTRALIA PTY LTD | 1SNK 140 083 R0000 | Active | 1
2468833 | MARKER,INSERT | Type MC512PA, Preprinted: 91->100 (x10), Horizontal Card, 5.2mm Spacing, White, Polycarbonate, Terminal Block Accessory | ABBAUST | ABB AUSTRALIA PTY LTD | 1SNK 140 101 R0000 | Active | 1
2480739 | SWITCHBOARD,POWER | Bus Section Switchgear Unit, 12kV, 2000A 25kA, 2000A Bus Metal Encl Fixed Switchgear & Control Gear Assy c/w 110V DC Aux Supply, incl CTs for Dual | TAMCO | TAMCO SWITCHGEAR (MANUFACTURER) | 11003 | Active | 1
2480739 | SWITCHBOARD,POWER | Bus Section Switchgear Unit, 12kV, 2000A 25kA, 2000A Bus Metal Encl Fixed Switchgear & Control Gear Assy c/w 110V DC Aux Supply, incl CTs for Dual | TAMCO | TAMCO SWITCHGEAR (MANUFACTURER) | T4-VHIF2000BSBT | Active | 5
30166 | RACK,CABLE | ST5 Supatray, 3m Lg, 150mm W, 75mm H, Galvabond, ST5-150-GB | EZYSTRUT | EZYSTRUT CABLE & PIPE SUPPORTS | ET5150G | Active | 1
30170 | RACK,CABLE | ST5 Supatray, 3m Lg, 150mm W, 75mm H, Galv Steel, ST5-150-GB | EZYSTRUT | EZYSTRUT CABLE & PIPE SUPPORTS | ET5150H | Active | 1
30177 | PLATE,JOINING,CABLE RACK | ST5 Bendside, 3m Lg, 75mm H, Galv Steel to create bends of varying degrees | EZYSTRUT | EZYSTRUT CABLE & PIPE SUPPORTS | ET5RLH | Active | 1
30184 | PLATE,JOINING,CABLE RACK | ST5 Link Plate, 75mm H, Galvabond, to join & vary the angle of a cable tray | EZYSTRUT | EZYSTRUT CABLE & PIPE SUPPORTS | ET5RLG | Active | 1
30197 | CHANNEL,STRUCTURAL | Unistrut, 3m Lg, 41 x 41mm, 2.5mm Thk, Galv Steel | EZYSTRUT | EZYSTRUT CABLE & PIPE SUPPORTS | E10003000H | Active | 1
30203 | SETSCREW | M6 x 25mm, Hex, Zinc Plated, suit Unistrut System | EZYSTRUT | EZYSTRUT CABLE & PIPE SUPPORTS | HS625Z | Active | 1
30210 | SETSCREW | M10 x 40mm, Hex, Zinc Plated, suit Unistrut System | EZYSTRUT | EZYSTRUT CABLE & PIPE SUPPORTS | HS1040Z | Active | 1
30220 | BRACKET,CANTILEVER | P2663 HG/SS, 250mm Lg, 40mm W, 8mm Thk | EZYSTRUT | EZYSTRUT CABLE & PIPE SUPPORTS | CB2-250H | Active | 1
30221 | BRACKET,CANTILEVER | P2663 HG/SS, 400mm Lg, 40mm W, 8mm Thk | EZYSTRUT | EZYSTRUT CABLE & PIPE SUPPORTS | CB2-400H | Active | 1
30222 | BRACKET,CANTILEVER | P2663 HG/SS, 550mm Lg, 40mm W, 8mm Thk | UNISTRUT | UNISTRUT AUSTRALIA (MANUFACTURER) | P2663550 | Active | 1
2483956 | HOLDER,UMBRELLA | Magnetic, Adjustable, 50Kg Pull Force | CNWELEC | CNW ELECTRICAL PTY LTD | THE TRADE SHADE | Active | 1
2485498 | CONVERTER,SIGNAL DATA | RuggedCom Ethernet/Fibre Media Converter Switch, Hardened, 100BaseTX to 100FX, LC Multimode 1300nm, 48V DC (range 36-59V) c/w DIN Rail Mount | CSEUNI | CSE UNISERVE PTY LTD | RMC-48-TXFXMMLC | Active | 1
2485498 | CONVERTER,SIGNAL DATA | RuggedCom Ethernet/Fibre Media Converter Switch, Hardened, 100BaseTX to 100FX, LC Multimode 1300nm, 48V DC (range 36-59V) c/w DIN Rail Mount | SIEMENS | SIEMENS LTD | RMC-48-TXFXMMLC-XX | Active | 5
2485654 | CIRCUIT BREAKER | Tembreak Pro MCCB 250 FRAME 36kA 3P 250A Basic Electronic | NHPELEC | NHP ELECTRICAL ENGINEERING | P250F3250BE | Active | 1
1001110 | CABLE TIE | Nylon, Black, 430 x 4.8mm, UV Resistant (P100) (scm) | TECONN | TE CONNECTIVITY LTD | CT4504W/100 | Active | 1
1001110 | CABLE TIE | Nylon, Black, 430 x 4.8mm, UV Resistant (P100) (scm) | TYCOELEC | TYCO ELECTRONICS | CT4504W/100 | Active | 2
1001113 | CABLE TIE | S/Steel 316, 360 x 4.6mm Panduit # MLT4S-CP316 (or equivalent) | TECONN | TE CONNECTIVITY LTD | CT3604SS/100 | Active | 1
1001113 | CABLE TIE | S/Steel 316, 360 x 4.6mm Panduit # MLT4S-CP316 (or equivalent) | TYCOELEC | TYCO ELECTRONICS | CT3604SS/100 | Active | 2
2400777 | CABLE TIE | Nylon, Black, 300 x 8mm, UV Resistant (P100) (scm) | TYCOELEC | TYCO ELECTRONICS | CT3007W/100 | Active | 1
22849 | SWITCH,FUSED | 13kA, 36kV, Air Insulated, HRC Fuse Holder suits Electrical Fuse Links, DWG 11027-A4 | NGKSTANG | NGK STANGER PTY LTD | 69800/28SECV | Active | 5
22851 | FUSE ELEMENT,ELECTRICAL | 6.3A, 36kV, Air Insulated, HRC Current Limiting, suits HRC Fuse Holder, 565mm Lg, 51mm Dia, BS2692, Part 1, BS Ref, FA3-ADIHA | BUSSMAN | BUSSMANN MANUFACTURING | 36ADIHA6.3 | Active | 1
24825 | PANEL | HMI Operator Panel, for NOJA RC10 Series | NOJA | NOJA POWER SWITCHGEAR PTY LTD | PANS-01E | Active | 1
2483246 | SLING | Endless, 3000mm, 4000Kg SWL, Grey | AMPLITUD | AMPLITUDE PTY LTD (396777) | 900430 | Active | 1
2485282 | RELAY,PROTECTION | FW 14C, Fdr Mgt, OC, EF & SEF, 5/8 I/O, SEF, 5/8 I/O, 24-250VDC Pwr, 1/5A CT, DNP3 over RS485, 4U 20TE Case | SCHNEIDR | SCHNEIDER PTY LTD (MANUFACTURER) | P123B00Z412EC0 | Active | 5
2407281 | CLAMP,SUSPENSION | Trunnion, Galv Steel, 36mm to 46mm, ETS 11-09-01 | PLP | PREFORMED LINE PRODUCTS (AUST) | SCAT-3646-A | Active | 5
2486132 | CONNECTOR,ELECTRICAL | Inner Cone Socket, 72.5kV, Brugg Size T0 (310mm) c/w Contact Extension & Dust Cap u/w Brugg Plug TFD 1.72-11, IEC 62271-209 Fig 3 | CBLGRID | CABLE GRID AUSTRALIA PTY LTD | CG-2486132-S2038 | Active | 1
4151 | CABINET,ELEC EQUIP | RA4 Cubicle, Rear Access 45U, 800 x 600mm Base, c/w Duct, Rail & Bars, Mesh Rear Door | B&R | B&R ENCLOSURES PTY LTD | XB-443926/6 | Active | 5
4083 | MULTIPLEXER CARD | PDH, Ring Generator 5T Wide for NDM Subrack, No DC/DC Converter | NOKIANET | NOKIA SIEMENS NETWORKS | T37885.01 | Phasing | 1
4085 | MULTIPLEXER CARD | PDH, DN2 Dynamic Node Equip Bus Power Unit | COMMTEL | COMMTEL NETWORK SOLUTIONS | 24170 | Phasing | 1
4086 | MULTIPLEXER CARD | PDH, DN2 Dynamic Node Equip Control Unit, 75 Ohm c/w EPROM | COMMTEL | COMMTEL NETWORK SOLUTIONS | 24111 / 24161 | Phasing | 1
4087 | MULTIPLEXER CARD | PDH, DN2 Dynamic Node Equip Interface Unit, 2 x 2MB, 75 Ohm c/w EPROM | COMMTEL | COMMTEL NETWORK SOLUTIONS | 24101.00 / 24160 | Phasing | 1
18070 | ADAPTOR,BRACKET | Major to Minor Rd, 34 OD x 130 Spigot, Galv Steel, suit 42 OD x 120 Lg Outreach /Pole Bracket c/w 2 x M10 x 25mm Lg S/Steel Hex HD Set Screws, EQTS 05-02-01 | INGAL | INGAL EPS | GEX18070 | Active | 1
2462968 | SOLENOID,ELECTRICAL | Genuine Fuel Rack Solenoid, Hino JO8 Mechanincal Parts | HINO | HINO MOTORS | 276801370 | Active | 5
19784 | CANTEEN,WATER | 1L Drink Bottle, Plastic, Pop-Top c/w Insulated Zip-off Cooler Jacket & Carry Strap | BLKWOODJ | J BLACKWOOD & SONS LIMITED | 2229996 | Active | 1
19784 | CANTEEN,WATER | 1L Drink Bottle, Plastic, Pop-Top c/w Insulated Zip-off Cooler Jacket & Carry Strap | ATOMSUPP | ATOM SUPPLY GROUP P/L | 118647 | Active | 2
19784 | CANTEEN,WATER | 1L Drink Bottle, Plastic, Pop-Top c/w Insulated Zip-off Cooler Jacket & Carry Strap | STATEWD | STATEWIDE FASTNERS & ENGEERING SUPPLIES | CIHC1 | Active | 2
2404492 | SIGN | Warning Sign, Al, "DANGER HIGH VOLTAGE", 300 x 225mm, Class 1, Black Text, White Reflective B/Ground | PRALSAFE | PROTECTOR ALSAFE | BRADY842167 | Active | 1
30223 | BRACKET,CANTILEVER | P2663 HG/SS, 700mm Lg, 40mm W, 8mm Thk | EZYSTRUT | EZYSTRUT CABLE & PIPE SUPPORTS | CB4-750H | Active | 1
30230 | NUT,PLAIN,GANG CHANNEL | M10, S/Steel c/w Spring, suit Unistrut System | EZYSTRUT | EZYSTRUT CABLE & PIPE SUPPORTS | E1008S | Active | 1
30264 | COVER,ACCESS | Unistrut, Standard, 3m Lg, 600mm W Nom, Steel Type 16A | EZYSTRUT | EZYSTRUT CABLE & PIPE SUPPORTS | CFN26003H | Active | 1
30274 | CLIP,SPRING TENSION | Unistrut, Cover Clip, Steel Type 16A | EZYSTRUT | EZYSTRUT CABLE & PIPE SUPPORTS | N2CCH | Active | 1
30281 | MOUNTING BASE,TERMINAL BLOCK | Rail Type TS35, Slotted Holes 25 x 5.2mm 1m Lg, 35 x 7.5mm, 1mm Thk, Galv Steel, TS 35X7.5/LL 1M/ST/ZN | WEIDMLLR | WEIDMULLER (AUST) PTY LTD | 514510000 | Active | 1
30282 | MOUNTING BASE,TERMINAL BLOCK | Rail Type TS35, Slotted Holes 18 x 6.2mm 2m Lg, 35 x 7.5mm, 1mm Thk, Galv Steel, TS 35X7.5/LL/6 2M/ST/ZN | WEIDMLLR | WEIDMULLER (AUST) PTY LTD | 676200000 | Active | 1
30283 | MOUNTING BASE,TERMINAL BLOCK | Rail Type TS35, Unperforated, 2m Lg, 35 x 15mm, 2.3mm Thk, Galv Steel, TS 35X15/2.3 2M/ST/ZN | WEIDMLLR | WEIDMULLER (AUST) PTY LTD | 498000000 | Active | 1
30285 | MOUNTING BASE,TERMINAL BLOCK | Rail Type TS35, Slotted Holes 25 x 5.2mm 2m Lg, 35 x 15mm, 1.5mm Thk, Galv Steel, TS 35X15/LL 2M/ST/ZN | WEIDMLLR | WEIDMULLER (AUST) PTY LTD | 236500000 | Active | 1
30286 | MOUNTING BASE,TERMINAL BLOCK | Rail Type TS35, Slotted Holes 25 x 5.2mm 1m Lg, 35 x 15mm, 1.5mm Thk, Galv Steel, TS 35X15/LL 1M/ST/ZN | WEIDMLLR | WEIDMULLER (AUST) PTY LTD | 236510000 | Active | 1
30287 | MOUNTING BASE,TERMINAL BLOCK | Rail Type TS35, Slotted Holes 18 x 5.2mm 2m Lg, 35 x 15mm, 1.5mm Thk, Galv Steel, TS 35X15LL/5 2M/ST/ZN | WEIDMLLR | WEIDMULLER (AUST) PTY LTD | 1837380000 | Active | 1
30288 | MOUNTING BASE,TERMINAL BLOCK | Rail Type TS35, Slotted Holes 18 x 6.3mm 2m Lg, 35 x 15mm, 1.5mm Thk, Galv Steel, TS 35X15/LL/6x18 2M/ST/ZN | WEIDMLLR | WEIDMULLER (AUST) PTY LTD | 1805980000 | Active | 1
30289 | MOUNTING BASE,TERMINAL BLOCK | Rail Type TS35, Slotted Holes 25 x 6.3mm 2m Lg, 35 x 15mm, 1.5mm Thk, Galv Steel, TS 35X15/LL/6x25 2M/ST/ZN | WEIDMLLR | WEIDMULLER (AUST) PTY LTD | 1866290000 | Active | 1
30296 | TERMINAL BLOCK | SAKC 10/35 2 STB4 KRG, 10mm2 Rated, Cross-section, KrG, Medium Yellow, Screw Connection, Direct Mounting, Disconnect & Modular Disconnect Term, Test Link CT, | WEIDMLLR | WEIDMULLER (AUST) PTY LTD | 1404620000 | Active | 1
30301 | END PLATE,TERMINAL BLOCK | Type AP SAKB/C/T KRG, 3mm W, Terminal Block Accessory for SAKC 10 2STB & SAKT 1/LT STB14/4, EE Dwg # 901625-06 | WEIDMLLR | WEIDMULLER (AUST) PTY LTD | 146720000 | Active | 1
30302 | PARTITION,TERMINAL BLOCK | Type TW SAKB/C/T1, 1.5mm W, Terminal Block Accessory for SAKT 1/LT STB14/4, EE Dwg # 901625-06 | WEIDMLLR | WEIDMULLER (AUST) PTY LTD | 242960000 | Active | 1
2485449 | COIL,ELECTRICAL | Trip Coil, Switchboard Spare Part, for GV3N Tamco 22kV Switchgear | TAMCO | TAMCO SWITCHGEAR (MANUFACTURER) | 189050000085-GV3N | Active | 1
2467439 | FIXTURE,LIGHTING | 200W Tango G3 LED Flood, Watchman, 4K Symmetrical Wide Beam, EQTS 05-01-02 (scm) | PHILIPS | PHILIPS AUSTRALIA PTY LTD | 824110170431 | Phasing | 1
2485712 | ADAPTOR,SOCKET WRENCH | 1/4" Quick Connect Hex Shank to 1/2" Square | C&LTOOL | C&L TOOL CENTRE | MAKAB-54673 | Active | 1
2485746 | BIT,SCREWDRIVER | Flat Tip, 1/4" Quick Connect, 0.6 x 4.5 x 50mm (P3) | C&LTOOL | C&L TOOL CENTRE | MAKAB-25292 | Active | 1
2485753 | BIT,SCREWDRIVER | Flat Tip, 1/4" Quick Connect, 0.8 x 4.5 x 50mm (P3) | C&LTOOL | C&L TOOL CENTRE | MAKAB-25301 | Active | 1
2403467 | CABLE TIE | Nylon, Black, 370 x 7.6mm, UV Resistant Self Locking, Minimum Proof Tensile Strenght 22kgs, for Indoor & Outdoor Applications (P100) | LEGEND | LEGEND POWER SYSTEMS | CT365BK-HD | Active | 1
2403467 | CABLE TIE | Nylon, Black, 370 x 7.6mm, UV Resistant Self Locking, Minimum Proof Tensile Strenght 22kgs, for Indoor & Outdoor Applications (P100) | TYCOELEC | TYCO ELECTRONICS | CT3807W/100 | Active | 2
2405374 | CABLE TIE | Nylon, Black, 140 x 3.6mm, UV Resistant (P100) | TECONN | TE CONNECTIVITY LTD | CT1503W/100 | Active | 1
2405374 | CABLE TIE | Nylon, Black, 140 x 3.6mm, UV Resistant (P100) | TYCOELEC | TYCO ELECTRONICS | CT1503W/100 | Active | 2
2407075 | CABLE TIE | Head, suitable for use with Service Cable Tie Strap (P25) (scm) | HAYMANS | HAYMANS ELECTRICAL | TYDLH | Active | 2
2407075 | CABLE TIE | Head, suitable for use with Service Cable Tie Strap (P25) (scm) | LEGEND | LEGEND POWER SYSTEMS | TYD-LH | Active | 1
2407076 | CABLE TIE | Strap, 15m Roll, suitable for use with Service Cable (scm) | LEGEND | LEGEND POWER SYSTEMS | TYD-50R | Active | 1
2407076 | CABLE TIE | Strap, 15m Roll, suitable for use with Service Cable (scm) | HAYMANS | HAYMANS ELECTRICAL | TYD50R | Active | 2
2434769 | CABLE TIE | Nylon, Black, 530 x 9mm, UV Resistant (P100) | CABLEACC | CABLE ACCESSORIES (AUST) | KT53390 | Active | 1
2465045 | CABLE TIE | Nylon, Black, 139.7 x 3.6mm, Weather & UV Resistant | HAYMANS | HAYMANS ELECTRICAL | HMTT30RBK/W | Active | 1
2465045 | CABLE TIE | Nylon, Black, 139.7 x 3.6mm, Weather & UV Resistant | MATELEC | MATELEC AUSTRALIA | MTLNCT-150/32B | Active | 2
2465045 | CABLE TIE | Nylon, Black, 139.7 x 3.6mm, Weather & UV Resistant | HAYMANS | HAYMANS ELECTRICAL | TY24MX | Active | 2
2465052 | CABLE TIE | Nylon, Black, 185.67 x 4.83mm, Weather & UV Resistant | HAYMANS | HAYMANS ELECTRICAL | TY25MX | Active | 2
2465052 | CABLE TIE | Nylon, Black, 185.67 x 4.83mm, Weather & UV Resistant | HAYMANS | HAYMANS ELECTRICAL | ALCTIE185B | Active | 1
2465052 | CABLE TIE | Nylon, Black, 185.67 x 4.83mm, Weather & UV Resistant | MATELEC | MATELEC AUSTRALIA | MTLNCT-200/48B | Active | 2
2465060 | CABLE TIE | Nylon, Black, 340.36 x 6.86mm, Weather & UV Resistant | MATELEC | MATELEC AUSTRALIA | MTLNCT-370/76B | Active | 2
2465060 | CABLE TIE | Nylon, Black, 340.36 x 6.86mm, Weather & UV Resistant | HAYMANS | HAYMANS ELECTRICAL | TY27MX | Active | 2
2465060 | CABLE TIE | Nylon, Black, 340.36 x 6.86mm, Weather & UV Resistant | HAYMANS | HAYMANS ELECTRICAL | ALCTIE360FB | Active | 1
4021 | PLATE,BLANKING | Type S6-TR, 19" Rack, 4RU, Size 6, Dwg 901638-02-0A, ETS 2006/0142/T | PLP | PREFORMED LINE PRODUCTS (AUST) | EE-SIZE 6-TR BLANKING-N42 | Active | 1
2453439 | PLATE,BLANKING | Joint Plate Blanking Piece, Dowelled Heatshrink Covered Mechanical Lug (scm) | TYCOELEC | TYCO ELECTRONICS | BLMT-95/240-13EX | Active | 1
4088 | MULTIPLEXER CARD | PDH, DN2 Dynamic Node Equip Extended Bus Power Unit | COMMTEL | COMMTEL NETWORK SOLUTIONS | 24171 | Phasing | 1
4096 | MULTIPLEXER CARD | C37.94, Data Interface Unit, 4*C37.94 Optical Teleprotection Channel Card | COMMTEL | COMMTEL NETWORK SOLUTIONS | P21034.01 | Active | 1
4135 | MULTIPLEXER CARD | DB4 Single Slot 120 Ohm Bal with 4xE1, DynaFlex Digital Branching Unit, 4xE1 120/75 Ohm Euro, 1xBackPlane, 64k Cross Connect, 8d add/drop, Managed, Single | COMMTEL | COMMTEL NETWORK SOLUTIONS | DYF-DB4-120&DYF-DB4-SWENHANCED | Active | 1
4136 | MULTIPLEXER CARD | DIU, DynaFlex Serial Interface Unit, 4 x V.24/V.28, Sync/Asyn, 0..64k bps, V.110, V.14, Single Slot | COMMTEL | COMMTEL NETWORK SOLUTIONS | DYF-IU-SER-V24-4 | Active | 1
4137 | MULTIPLEXER CARD | DIU, DynaFlex 64k G.703 Data Unit, 10x64k G.703 co/contra Interfaces Euro, Single Slot | COMMTEL | COMMTEL NETWORK SOLUTIONS | DYF-IU-64KG703-10 | Active | 1
4139 | MULTIPLEXER CARD | VIU, DynaFlex POTS FXS Subscriber Unit, 8 x FXS, Integrated Ring Generator, Single Slot | COMMTEL | COMMTEL NETWORK SOLUTIONS | DYF-IU-SUB-FXS-8 | Active | 1
4140 | MULTIPLEXER CARD | VIU, DynaFlex POTS FXO Exchange Unit, 8 x FXO, Single Slot | COMMTEL | COMMTEL NETWORK SOLUTIONS | DYF-IU-SUB-FXO-8 | Active | 1
22369 | MULTIMETER | Electrical Digital Multimeter, 0-600V AC DC Auto Volts, Low Imp Select, True RMS 0.001-600V AC, 0.0 Ohms-40MH, 1-600 Ohm Continuity c/w Audible Select, Hold/Min/ | BLKWOODJ | J BLACKWOOD & SONS LIMITED | 06676247/FLU114 | Active | 1
12060 | BUCKLE | Open Type, Corrosion Resistant, suit 31.8mm S/Steel Strapping (P25) | PLP | PREFORMED LINE PRODUCTS (AUST) | SSSB-32 | Active | 1
12060 | BUCKLE | Open Type, Corrosion Resistant, suit 31.8mm S/Steel Strapping (P25) | BANDIT | BAND-IT AUSTRALIA | G442 | Active | 2
2428985 | HAND GUARD,HOT STICK | Flexible Rubber, 1-1/2" Dia (40mm) | ACCULEC | ACCULEC PTY LTD (303899) | M3002-1 | Active | 1
2428985 | HAND GUARD,HOT STICK | Flexible Rubber, 1-1/2" Dia (40mm) | CHANCE | CHANCE (MANUFACTURER) | M3002-1 | Active | 5
2481786 | CAN,UTILITY | 1L Jerry Can Bottle D.G, Natural c/w Lid | PENSKE | PENSKE AUSTRALIA & NZ | MT1LBOTTLE | Active | 1
2481786 | CAN,UTILITY | 1L Jerry Can Bottle D.G, Natural c/w Lid | COXEN | COXEN CHEMICALS PTY LTD | MT1L | Active | 2
2444297 | MODULE,TRANSCEIVER | SDH SFP S-16.1, Opto-Electronics Trx, DDM -5/+85 | ALCATEL | ALCATEL-LUCENT AUSTRALIA LTD | 1AB196370006 | Active | 1
1543192 | CABLE,POWER,ELECTRICAL | 0.6/1kV, 1C, 120mm2 (37/2.03) Cu/XLPE (X-90UV) Insul, Black, Metre Marked, 250m Wood Drum, JTS 03-01-08 (scm) | OLEX | OLEX AUSTRALIA PTY LTD | XDCP23SB001AACX | Active | 2
1543192 | CABLE,POWER,ELECTRICAL | 0.6/1kV, 1C, 120mm2 (37/2.03) Cu/XLPE (X-90UV) Insul, Black, Metre Marked, 250m Wood Drum, JTS 03-01-08 (scm) | MIDLAND | MIDLAND METALS OVERSEAS PTE LTD | MMO-1X120 CU X BLK | Active | 1
30307 | TERMINAL BLOCK | Type ZS6-PE, Earth Feed-through, 6mm Spacing, 6mm2 Rated Cross-Section, Screw Clamp, IP20, Green/Yellow | ABBAUST | ABB AUSTRALIA PTY LTD | 1SNK 506 150 R0000 | Active | 1
30310 | PARTITION,TERMINAL BLOCK | Type CS, Circuit Seperator, Grey, Terminal Block Accessory | ABBAUST | ABB AUSTRALIA PTY LTD | 1SNK 900 101 R0000 | Active | 1
30311 | COVER,TERMINAL BLOCK | Type PL5 Protective Cover, 5.2mm Spacing Transparent, PC V2, Terminal Block Accessory | ABBAUST | ABB AUSTRALIA PTY LTD | 1SNK 900 618 R0000 | Active | 1
30316 | HOLDER,MARKER | Type LH-R1, Label Holder, 19.5mm W, Dark Grey, Terminal Block Accessory for Markers & Marking Systems | ABBAUST | ABB AUSTRALIA PTY LTD | 1SNK 900 607 R0000 | Active | 1
30320 | MARKER,INSERT | Type MC512PA, Preprinted: 11->20 (x10), Horizontal Card, 5.2mm Spacing, White, Polycarbonate, Terminal Block Accessory | ABBAUST | ABB AUSTRALIA PTY LTD | 1SNK 140 021 R0000 | Active | 1
30324 | MARKER,INSERT | Type MC512PA, Preprinted: 51->60 (x10), Horizontal Card, 5.2mm Spacing, White, Polycarbonate, Terminal Block Accessory | ABBAUST | ABB AUSTRALIA PTY LTD | 1SNK 140 061 R0000 | Active | 1
30326 | MARKER,INSERT | Type MC612PA, Preprinted: 1->10 (x10), Horizontal Card, 6.0mm Spacing, White, Polycarbonate, Terminal Block Accessory | ABBAUST | ABB AUSTRALIA PTY LTD | 1SNK 150 011 R0000 | Active | 1
30329 | MARKER,INSERT | Type MC612PA, Preprinted: 31->40 (x10), Horizontal Card, 6.0mm Spacing, White, Polycarbonate, Terminal Block Accessory | ABBAUST | ABB AUSTRALIA PTY LTD | 1SNK 150 041 R0000 | Active | 1
30330 | MARKER,INSERT | Type MC612PA, Preprinted: 41->50 (x10), Horizontal Card, 6.0mm Spacing, White, Polycarbonate, Terminal Block Accessory | ABBAUST | ABB AUSTRALIA PTY LTD | 1SNK 150 051 R0000 | Active | 1
30331 | MARKER,INSERT | Type MC612PA, Preprinted: 51->60 (x10), Horizontal Card, 6.0mm Spacing, White, Polycarbonate, Terminal Block Accessory | ABBAUST | ABB AUSTRALIA PTY LTD | 1SNK 150 061 R0000 | Active | 1
3670 | TRANSFORMER,EARTHING | 11kV, 240A, 8kA/30 Sec, 2.5 Ohms, No Aux Supply, for Effecitvely Earthed Systems, ZN Vector Group, Dwg 1044565, EESS-10737 Rev: 0A, ETS 2006/0132/T | WILSON | WILSON TRANSFORMER CO. PTY LTD | DWG 1044565 | Active | 1
2473023 | RELAY,PROTECTION | FW B4C, Fdr Mgt, Dir/Non-Dir OC, EF & SEF, 12/11 I/O, 24-32VDC Pwr, 1/5A CT, DNP3 over RS485 or LC Fibre Enet & IEC61850 | SCHNEIDR | SCHNEIDER PTY LTD (MANUFACTURER) | P142 91QBLM0B49L | Active | 5
2473031 | RELAY,PROTECTION | FW B4C, Fdr Mgt, Dir/Non-Dir OC, EF & SEF, 12/11 I/O, 48-110VDC Pwr, 1/5A CT, DNP3 over RS485 or LC Fibre Enet & IEC61850 | SCHNEIDR | SCHNEIDER PTY LTD (MANUFACTURER) | P142 21QBLM0B49L | Active | 5
2473049 | RELAY,PROTECTION | FW B4C, Fdr Mgt, Dir/Non-Dir OC, EF & SEF, 12/11 I/O, 110-250VDC Pwr, 1/5A CT, DNP3 over RS485 or LC Fibre Enet & IEC61850 | SCHNEIDR | SCHNEIDER PTY LTD (MANUFACTURER) | P142 31QBLM0B49L | Active | 5
2473759 | RELAY,PROTECTION | FW 7.32, Transformer Biased 4 Winding Differential, 16/16 I/O, 24-48V DC Pwr Supply, 1/5A CT, DNP3 over RS485 or LC Fibre Ethernet & IEC61850 | GE | GENERAL ELECTRIC COMPANY | T60UAMHKLF8NH6PM8LP6PU8NW6T | Active | 5
2473767 | RELAY,PROTECTION | FW 7.32, Transformer Biased 4 Winding Differential, 16/16 I/O, 125-250V DC Pwr Supply, 1/5A CT, DNP3 over RS485 or LC Fibre Ethernet & IEC61850 | GE | GENERAL ELECTRIC COMPANY | T60UAMHKHF8NH6PM8LP6PU8NW6T | Active | 5
2474153 | RELAY,PROTECTION | FW R502, Line Diff 3 Ended, 14/25 IO Logic, 48/125VDC Pwr, 110VDC Ctrl, 1A Ph & 1A N, 110VAC Input, 4U Rack, 850nm, DNP over RS485 or 100BASEFX Ethernet | SEL | SCHWEITZER ENGINEERING LAB PTY LTD | 0311L7JCC321325XX | Active | 5
2474161 | RELAY,PROTECTION | FW R502, Line Diff 3 Ended, 14/25 IO Logic, 48/125VDC Pwr, 110VDC Ctrl, 5A Ph & 5A N, 110VAC Input, 4U Rack, 850nm DNP over RS485 or 100BASEFX Ethernet | SEL | SCHWEITZER ENGINEERING LAB PTY LTD | 0311L7JCC325325XX | Active | 5
2474179 | RELAY,PROTECTION | FW 7.32, GE Optional Module, AM, Trans Differential, T60, 4 Winding Processor | CSEUNI | CSE UNISERVE PTY LTD | T6M-9UH-AMK | Active | 5
2474187 | RELAY,PROTECTION | FW 7.32, GE Optional Module, A5, Line Differential, L90, Dual CB Processor | CSEUNI | CSE UNISERVE PTY LTD | L9M-9UH-A5K | Active | 5
2475812 | RELAY,PROTECTION | FW B4D, 2 Bias Txf Diff, 24/32V DC Pwr, 24/250V DC Logic 12/12 IO, 1/5A, Flush/60TE, DNP 100Base-FX, MM LC Enet | SCHNEIDR | SCHNEIDER PTY LTD (MANUFACTURER) | P642 91QDLM0B49L | Active | 5
2404311 | INSULATION SLEEVING,ELECTRICAL | Heat Shrink, Wrap Around, 107/29mm ID, 1000mm Lg, Min 2mm Thk, Black, Polyolefin, Meltable Inner Lining | TECONN | TE CONNECTIVITY LTD | CRSM-107/29-1000/239(S5) | Active | 1
2404311 | INSULATION SLEEVING,ELECTRICAL | Heat Shrink, Wrap Around, 107/29mm ID, 1000mm Lg, Min 2mm Thk, Black, Polyolefin, Meltable Inner Lining | GILBERT | GILBERT LODGE AUSTRALIA PTY LTD | RAYCRSM107/29-1000 | Active | 2
2486769 | CABLE,FIBRE OPTIC | U/Ground, Ploughed, 72 Fibres SMOF, Tensile 2kN, Crush 2kN, c/w Termite Protection, 4000m Drum | AFLG | AFL GLOBAL | EMH61EPA072BK | Active | 1
2486777 | CABLE,FIBRE OPTIC | U/Ground, Ploughed, 72 Fibres SMOF, Tensile 3kN, Crush 2kN, c/w Termite & Rodent Protection, 4000m Drum | AFLG | AFL GLOBAL | RMF61EFB072BK | Active | 1
2481851 | CABLE,FIBRE OPTIC | Aerial, 72 Fibres SMOF, OPGW, 14.0mm Dia 15.8kA, 4000m Drum | SFPOC | SUZHOU FURUKAWA POWER OPTIC CABLE CO LTD | SFSJ-J-13395-72F | Active | 1
2461804 | CABLE,FIBRE OPTIC | Aerial, 96 Fibres SMOF, ADSS, Short Span, Dry Core | AFLG | AFL GLOBAL | EMJ81ELL096BK | Active | 1
2461804 | CABLE,FIBRE OPTIC | Aerial, 96 Fibres SMOF, ADSS, Short Span, Dry Core | CORNCBLE | CORNING CABLE SYSTEMS | A096SABDKP-HS11 | Active | 2
2407331 | RELAY,PROTECTION | Multi-Contact Trip, 48V DC Aux Voltage, 12 Make Latching Contacts, Hand/Electrical Reset | RMSPROD | RMS PRODUCTS (RELAY MONITORING SYSTEMS) | 2HSM519B2-C-12M 2M28-S | Active | 5
2407333 | RELAY,PROTECTION | Multi Contact Trip, 125V DC Aux Voltage, 12 Make Latching Contacts, Hand/Electrical Reset | RMSPROD | RMS PRODUCTS (RELAY MONITORING SYSTEMS) | 2HSM519B2-E-12M 2M28-S | Active | 5
2417830 | RELAY,PROTECTION | Fdr Management, Additional 8/12 IO, 48-125VDC Pwr, 1A Ph & 0.05A Neutral Secondary Input Current, 48VDC Control Input Voltage, DNP3, | SEL | SCHWEITZER ENGINEERING LAB PTY LTD | 035161H35822X1 | Phasing | 5
2417848 | RELAY,PROTECTION | Feeder Management, Additional 8/12 I/O, 48-125V DC Power Supply, 1A Ph & 0.05A Neutral Secondary Input Current, 125V DC Control Input Voltage, DNP3, | SEL | SCHWEITZER ENGINEERING LAB PTY LTD | 035161H35842X1 | Phasing | 5
2486843 | RELAY,PROTECTION | FW R313-V2, Low Impedance Diff, 48-125V DC Pwr, 125V DC Logic 24/24 I/O, 1A CT, DNP3 100BASE-FX, MM LC Enet | SEL | SCHWEITZER ENGINEERING LAB PTY LTD | 0487B1X4X12XC2XEH9EEEXX | Active | 5
406291 | STRAPPING | S/Steel Band, Mat Finish, 16mm, supplied in 30m Coil | LEGEND | LEGEND POWER SYSTEMS | CABSTRAP15.8 | Active | 1
406291 | STRAPPING | S/Steel Band, Mat Finish, 16mm, supplied in 30m Coil | PLP | PREFORMED LINE PRODUCTS (AUST) | SSS-1630 | Active | 2
2403959 | LINK,COMPRESSION | 35mm2 Al Cable, use Al Hex Die A/F 9.0mm | LEGEND | LEGEND POWER SYSTEMS | ALK35 | Active | 1
2403959 | LINK,COMPRESSION | 35mm2 Al Cable, use Al Hex Die A/F 9.0mm | TYCOELEC | TYCO ELECTRONICS | H15204/1 | Active | 2
2407026 | RELAY,PROTECTION | Single Pole Overcurrent/Earth Fault 0.1-40 Ion Earth Current Input 48-150Vdc Aux Supply DNP3 Communications Protocol Areva Model # MiCOM P120A00F411 | AREVA | AREVA T&D AUSTRALIA LTD | P120A00F412AD | Active | 1
2407027 | RELAY,PROTECTION | Single Pole Overcurrent/Earth Fault 0.01-8 Ion Earth Current Input 24-60Vdc Aux Supply DNP3 Communications Portocol Areva Model # MiCOM P120B00A411 | AREVA | AREVA T&D AUSTRALIA LTD | P120B00A412AD | Active | 1
2407028 | RELAY,PROTECTION | Single Pole Overcurrent/Earth Fault 0.01-8 Ion Earth Current Input 48-150Vdc Aux Supply DNP3 Communications Protocol Areva Model # MiCOM P120B00F411 | AREVA | AREVA T&D AUSTRALIA LTD | P120B00F412AD | Active | 1
2407029 | RELAY,PROTECTION | Single Pole Overcurrent/Earth Fault 0.002-1 Ion Earth Current Input 24-60Vdc Aux Supply DNP3 Communications Protocol Areva Model # MiCOM P120C00A411 | AREVA | AREVA T&D AUSTRALIA LTD | P120C00A412AD | Active | 1
2407030 | RELAY,PROTECTION | Single Pole Overcurrent/Earth Fault 0.002-1 Ion Earth Curr. Input 48-150Vdc Aux Supply DNP3 Communications Protocol Areva Model # MiCOM P120C00F411 | AREVA | AREVA T&D AUSTRALIA LTD | P120C00F412AD | Active | 1
2407031 | RELAY,PROTECTION | High Impedance Differential 1A Secondary Input Current 48-150Vdc Aux Supply DNP3 Protocol Areva Model # MiCOM P121B00F411 c/w 3 Ph, 220 Ohm Stabilising Resistor & | AREVA | AREVA T&D AUSTRALIA LTD | P12B00F412AD | Active | 1
2407033 | RELAY,PROTECTION | Biased Differential standard I/O 48-125Vdc power supply 1A secondary input current 2xREF elements 48Vdc control input DNP3 communications | SEL | SCHWEITZER ENGINEERING LAB PTY LTD | 0387A010HX3X221 | Active | 5
2407034 | RELAY,PROTECTION | Biased Differential standard I/O 48-125V DC Pwr supply 1A secondary input current 2xREF elements 125V DC control input DNP3 communications | SEL | SCHWEITZER ENGINEERING LAB PTY LTD | 0387A010HX3X241 | Active | 5
2407035 | RELAY,PROTECTION | Biased Differential standard I/O 48-125V DC Pwr supply 5A secondary input current 2xREF elements 48V DC control input DNP3 communications | SEL | SCHWEITZER ENGINEERING LAB PTY LTD | 0387A010HX3X321 | Active | 5
2407087 | TOWELETTE,CLEANING-DISINFECTING | Isowipe, Bactericidal Wipes, contains Isopropyl Alcohol, for use on U/G Cable Joints, Terminations & part of the SF6 clean-up Kit | ATOMSUPP | ATOM SUPPLY GROUP P/L | 1216001 | Active | 1
2407087 | TOWELETTE,CLEANING-DISINFECTING | Isowipe, Bactericidal Wipes, contains Isopropyl Alcohol, for use on U/G Cable Joints, Terminations & part of the SF6 clean-up Kit | BLKWOODJ | J BLACKWOOD & SONS LIMITED | 931952 | Active | 2
2476794 | TOWELETTE,CLEANING-DISINFECTING | Multipurpose, Antibacterial Disinfectant Alcohol Wipes, for Hands & Surfaces | HANLEY | HANLEY INDUSTRIAL ENTERPRISES | 3048350 | Active | 1
2476794 | TOWELETTE,CLEANING-DISINFECTING | Multipurpose, Antibacterial Disinfectant Alcohol Wipes, for Hands & Surfaces | ATOMSUPP | ATOM SUPPLY GROUP P/L | 55090130 | Active | 2
2476794 | TOWELETTE,CLEANING-DISINFECTING | Multipurpose, Antibacterial Disinfectant Alcohol Wipes, for Hands & Surfaces | STUPKIN | STUPKIN P/L FOR TV DIRECT 2U | 200611820701 | Active | 2
2434397 | RELAY,PROTECTION | Feeder Management Directional/ Non-directional Overcurrent Earth Fault, SEF Relay, 12/11 I/O, 110 - 250VDC Power Supply, 1/5A CT with MODBUS | SCHNEIDR | SCHNEIDER PTY LTD (MANUFACTURER) | P142317B2M0439J | Active | 5
2434405 | RELAY,PROTECTION | Feeder Management Directional/ Non-directional Overcurrent Earth Fault, SEF Relay, 12/11 I/O, 110 - 250VDC Power Supply, 1/5A CT, 415V VT with MODBUS | SCHNEIDR | SCHNEIDER PTY LTD (MANUFACTURER) | P142327B2M0439J | Active | 5
2436053 | RELAY,PROTECTION | Feeder Management Directional/ Non-directional Overcurrent Earth Fault, SEF Relay, 12/11 I/O, 24-48V DC Power Supply, 1/5A CT, 415V VT with DNP3.0 | SCHNEIDR | SCHNEIDER PTY LTD (MANUFACTURER) | P142127B4M0439J | Phasing | 5
2436061 | RELAY,PROTECTION | Feeder Management Directional/ Non-directional Overcurrent Earth Fault, SEF Relay, 12/11 I/O, 48 - 110VDC Power Supply, 1/5A CT, 415V VT with DNP 3.0 | SCHNEIDR | SCHNEIDER PTY LTD (MANUFACTURER) | P142227B4M0439J | Active | 5
2436079 | RELAY,PROTECTION | Feeder Management Directional/ Non-directional Overcurrent Earth Fault, SEF Relay, 12/11 I/O, 110 - 250VDC Power Supply, 1/5A CT, 415V VT with DNP 3.0 | SCHNEIDR | SCHNEIDER PTY LTD (MANUFACTURER) | P142327B4M0439J | Active | 5
2443091 | RELAY,PROTECTION | Remote I/O Device, 8/8/ I/O, 48-125V DC Power Supply, 48V DC Control, EIA-232 Mirror Bit Comms, Panel Mount | SEL | SCHWEITZER ENGINEERING LAB PTY LTD | 2505302XX | Active | 5
2443109 | RELAY,PROTECTION | Remote I/O Device, 8/8/ I/O, 48-125V DC Power Supply, 125V DC Control, EIA-232 Mirror Bit Comms, Panel Mount | SEL | SCHWEITZER ENGINEERING LAB PTY LTD | 2505304XX | Active | 5
2443117 | RELAY,PROTECTION | Remote I/O Device, 8/8/ I/O, 125-250V DC Power Supply, 250V DC Control, EIA-232 Mirror Bit Comms, Panel Mount | SEL | SCHWEITZER ENGINEERING LAB PTY LTD | 2505406XX | Active | 5
2407037 | RELAY,PROTECTION | Biased Differential, Additional 8/12 I/O 48-125V DC Power Supply, 1A Secondary Input Current 2xREF Elements, 48V DC Control Input, DNP3 Comms Protocol | SEL | SCHWEITZER ENGINEERING LAB PTY LTD | 0387A011H23X221 | Active | 5
2407038 | RELAY,PROTECTION | Biased Differential, Additional 8/12 I/O 48-125Vdc Power Supply, 1A Secondary Input Current 2xREF Elements 125Vdc Control Input, DNP3 Communications | SEL | SCHWEITZER ENGINEERING LAB PTY LTD | 0387A011H23X241 | Active | 5
2407039 | RELAY,PROTECTION | Biased Differential, Additional 8/12 I/O 48-125Vdc Power Supply, 5A Secondary Input Current 2xREF Elements, 48Vdc Control Input, DNP3 Communications | SEL | SCHWEITZER ENGINEERING LAB PTY LTD | 0387A011H23X321 | Active | 5
2407040 | RELAY,PROTECTION | Biased Differential, Additional 8/12 I/O 48-125Vdc Power Supply, 5A Secondary Input Current 2xREF Elements 125Vdc Control Input, DNP3 Communications | SEL | SCHWEITZER ENGINEERING LAB PTY LTD | 0387A011H23X341 | Active | 5
2407041 | RELAY,PROTECTION | Distance Standard I/O 48-125VDC Pwr, 1A Secondary Input, 48VDC Control Input Voltage, DNP3 Comms Protocol | SEL | SCHWEITZER ENGINEERING LAB PTY LTD | 0311C00H23212X1 | Active | 5
2407042 | RELAY,PROTECTION | Distance standard I/O 48-125Vdc power supply 1A secondary input current 125Vdc control input voltage DNP3 communication protocol SEL Model No. 0311C00H23214X1 | SEL | SCHWEITZER ENGINEERING LAB PTY LTD | 0311C00H23214X1 | Active | 5
2407044 | RELAY,PROTECTION | Distance standard I/O 48-125Vdc power supply 5A secondary input current 125Vdc control input voltage DNP3 communication protocol SEL Model No. 0311C00H23254X1 | SEL | SCHWEITZER ENGINEERING LAB PTY LTD | 0311C00H23254X1 | Active | 5
2407045 | RELAY,PROTECTION | Model 0311C01H2321221, Distance, Additional 8/12 I/O, 48-125V DC Power Supply, 1A Secondary Input Current, 48V DC Control Input Voltage, DNP3 | SEL | SCHWEITZER ENGINEERING LAB PTY LTD | 0311C01H2321221 | Phasing | 5
2407046 | RELAY,PROTECTION | Model 0311C01H2321421, Distance, Additional 8/12 I/O, 48-125V DC Power Supply, 1A Secondary Input Current, 125V DC Control Input Voltage, DNP3 | SEL | SCHWEITZER ENGINEERING LAB PTY LTD | 0311C01H2321421 | Phasing | 5
2407047 | RELAY,PROTECTION | Model 0311C01H2325221, Distance, Additional 8/12 I/O, 48-125V DC Power Supply, 5A Secondary Input Current, 48V DC Control Input Voltage, DNP3 | SEL | SCHWEITZER ENGINEERING LAB PTY LTD | 0311C01H2325221 | Phasing | 5
2407048 | RELAY,PROTECTION | Model 0311C01H2325421, Distance, Additional 8/12 I/O, 48-125V DC Power Supply, 5A Secondary Input Current, 125V DC Control Input Voltage, DNP3 | SEL | SCHWEITZER ENGINEERING LAB PTY LTD | 0311C01H2325421 | Phasing | 5
2467652 | AMPLIFIER | PDH Optical Booster Amplifier, 20dB Gain, +17dBm Max Output Power, FC-UPC, Managed | COMMTEL | COMMTEL NETWORK SOLUTIONS | OBA-17-FC-UPC | Active | 1
2475986 | RELAY,PROTECTION | FW H9C, Fdr Diff, Dual CB, 110/250V DC Pwr, 24/250V DC Logic 16/14 IO, 1/5A, 110V AC Input, 850nm 2Ch, Flush/60TE, DNP 100Base-FX, MM LC Enet | SCHNEIDR | SCHNEIDER PTY LTD (MANUFACTURER) | P544 31QALM0H99M | Active | 5
2476000 | RELAY,PROTECTION | FW H9C, Fdr Diff, Dual CB, 48/110V DC Pwr, 24/250V DC Logic 16/14 IO, 1/5A, 110V AC Input, 1300nm 1Ch, Flush/60TE, DNP 100Base-FX, MM LC Enet | SCHNEIDR | SCHNEIDER PTY LTD (MANUFACTURER) | P544 21QBLM0H99M | Active | 5
2476018 | RELAY,PROTECTION | FW H9C, Fdr Diff, Dual CB, 110/250V DC Pwr, 24/250V DC Logic 16/14 IO, 1/5A, 110V AC Input, 1300nm 1Ch, Flush/60TE, DNP 100Base-FX, MM LC Enet | SCHNEIDR | SCHNEIDER PTY LTD (MANUFACTURER) | P544 31QBLM0H99M | Active | 5
2475820 | RELAY,PROTECTION | FW B4D, 2 Bias Txf Diff, 48/110V DC Pwr, 24/250V DC Logic 12/12 IO, 1/5A, Flush/60TE, DNP 100Base-FX, MM LC Enet | SCHNEIDR | SCHNEIDER PTY LTD (MANUFACTURER) | P642 21QDLM0B49L | Active | 5
2457349 | RELAY,PROTECTION | 2 Terminal Line Differential, Overcurrent & Earth Fault, 14/25 I/O, 24-48V DC Power Supply, 1A Ph & Polarising CT, 24V DC Control, 850nm | SEL | SCHWEITZER ENGINEERING LAB PTY LTD | 0311L0JC0221121XX | Active | 5
2457356 | RELAY,PROTECTION | FW R301, 2 Terminal Line Differential, Overcurrent & Earth Fault, 14/25 I/O, 48-125VDC Pwr, 1A Ph & Polarising CT, 48VDC Control, 850nm | SEL | SCHWEITZER ENGINEERING LAB PTY LTD | 0311L0JC0321221XX | Active | 5
2457372 | RELAY,PROTECTION | 2 Terminal Line Differential, Overcurrent & Earth Fault, 14/25 I/O, 24-48V DC Power Supply, 5A Ph & Polarising CT, 24V DC Control, 850nm | SEL | SCHWEITZER ENGINEERING LAB PTY LTD | 0311L0JC0225121XX | Active | 5
2457380 | RELAY,PROTECTION | 2 Terminal Line Differential, Overcurrent & Earth Fault, 14/25 I/O, 48-125V DC Power Supply, 5A Ph & Polarising CT, 48V DC Control, 850nm | SEL | SCHWEITZER ENGINEERING LAB PTY LTD | 0311L0JC0325221XX | Active | 5
2457398 | RELAY,PROTECTION | 2 Terminal Line Differential, Overcurrent & Earth Fault, 14/25 I/O, 48-125V DC Power Supply, 5A Ph & Polarising CT, 125V DC Control, 850nm | SEL | SCHWEITZER ENGINEERING LAB PTY LTD | 0311L0JC0325421XX | Active | 5
2457406 | RELAY,PROTECTION | 3 Terminal Line Differential, Overcurrent & Earth Fault, 14/25 I/O, 24-48V DC Power Supply, 1A Ph & Polarising CT, 24V DC Control, 850nm | SEL | SCHWEITZER ENGINEERING LAB PTY LTD | 0311L0JCC221121XX | Active | 5
2457414 | RELAY,PROTECTION | FW R301, 3 Terminal Line Differential, Overcurrent & Earth Fault, 14/25 I/O, 48-125VDC Pwr, 1A Ph & Polarising CT, 48VDC Control, 850nm | SEL | SCHWEITZER ENGINEERING LAB PTY LTD | 0311L0JCC321221XX | Active | 5
2457422 | RELAY,PROTECTION | FW R301, 3 Terminal Line Differential, Overcurrent & Earth Fault, 14/25 I/O, 48-125VDC Pwr, 1A Ph & Polarising CT, 125VDC Control, 850nm | SEL | SCHWEITZER ENGINEERING LAB PTY LTD | 0311L0JCC321421XX | Active | 5
2457430 | RELAY,PROTECTION | 3 Terminal Line Differential, Overcurrent & Earth Fault, 14/25 I/O, 24-48V DC Power Supply, 5A Ph & Polarising CT, 24V DC Control, 850nm | SEL | SCHWEITZER ENGINEERING LAB PTY LTD | 0311L0JCC225121XX | Active | 5
2457455 | RELAY,PROTECTION | 3 Terminal Line Differential, Overcurrent & Earth Fault, 14/25 I/O, 48-125V DC Power Supply, 5A Ph & Polarising CT, 125VDC Control, 850nm | SEL | SCHWEITZER ENGINEERING LAB PTY LTD | 0311L0JCC325421XX | Active | 5
2457463 | RELAY,PROTECTION | 2 Terminal Line Differential, Overcurrent & Earth Fault, 14/25 I/O, 24-48V DC Power Supply, 1A Ph & Polarising CT, 24V DC Control, 1300nm | SEL | SCHWEITZER ENGINEERING LAB PTY LTD | 0311L0JH0221121XX | Active | 5
2457471 | RELAY,PROTECTION | 2 Terminal Line Differential, Overcurrent & Earth Fault, 14/25 I/O, 48-125V DC Power Supply, 1A Ph & Polarising CT, 125V DC Control, 1300nm | SEL | SCHWEITZER ENGINEERING LAB PTY LTD | 0311L0JH0321221XX | Active | 5
2457489 | RELAY,PROTECTION | 2 Terminal Line Differential, Overcurrent & Earth Fault, 14/25 I/O, 24-125V DC Power Supply, 1A Ph & Polarising CT, 125V DC Control, 1300nm | SEL | SCHWEITZER ENGINEERING LAB PTY LTD | 0311L0JH0321421XX | Active | 5
2421212 | PANEL,FUSE | 6 x 100A Fuseholders, Prewired for use in LV Supply Pillars (scm) | LEGEND | LEGEND POWER SYSTEMS | 6F-MPMAS-SLWSP | Active | 2
2421212 | PANEL,FUSE | 6 x 100A Fuseholders, Prewired for use in LV Supply Pillars (scm) | FLOWLINE | FLOWLINE INDUSTRIES PTY LTD | ESQ062/1 | Active | 1
2429728 | ARRESTER,ELECTRICAL SURGE | LDC3, Ur=30kV, Uc=24kV, 10kA, Gapless Metal Oxide c/w Insulated Base for 33kV Effectively Earthed Systems, or 22kV Non-effectively Earthed Systems | SIEMENS | SIEMENS LTD | 3EL1 030-1PE31-4XA1 | Phasing | 1
2429728 | ARRESTER,ELECTRICAL SURGE | LDC3, Ur=30kV, Uc=24kV, 10kA, Gapless Metal Oxide c/w Insulated Base for 33kV Effectively Earthed Systems, or 22kV Non-effectively Earthed Systems | TYCOELEC | TYCO ELECTRONICS | CP8803-000 | Phasing | 2
2407052 | RELAY,PROTECTION | 2 Terminal Line differential standard I/O 48-125Vdc power supply 5A secondary input curr. 125Vdc control input voltage DNP3 communications protocol | SEL | SCHWEITZER ENGINEERING LAB PTY LTD | 0311L0HB03254X1 | Active | 5
2407053 | RELAY,PROTECTION | 2 Terminal Line Differential Additional 8/12 I/O 48-125V DC Pwr Supply 1A Secondary Input Current 48V DC Control Input DNP3 Communications Protocol | SEL | SCHWEITZER ENGINEERING LAB PTY LTD | 0311L0JB0321221 | Active | 5
2407054 | RELAY,PROTECTION | 2 Terminal Line differential additional 8/12 I/O 48-125Vdc power supply 1A secondary input current 125Vdc control input DNP3 communications protocol | SEL | SCHWEITZER ENGINEERING LAB PTY LTD | 0311L0JB0321421 | Active | 5
2407055 | RELAY,PROTECTION | 2 Terminal Line differential additional 8/12 I/O 48-125Vdc power supply 5A secondary input current 48Vdc control input DNP3 communciations protocol | SEL | SCHWEITZER ENGINEERING LAB PTY LTD | 0311L0JB0325221 | Active | 5
2407056 | RELAY,PROTECTION | 2 Terminal Line differential additional 8/12 I/O 48-125Vdc power supply 5A secondary input current 125Vdc control input DNP3 communications protocol | SEL | SCHWEITZER ENGINEERING LAB PTY LTD | 0311L0JB0325421 | Active | 5
411231 | CLAMP,CABLE | IPC, Bare Cu Main 7-95mm2, Insulated Tap 35-95mm2, c/w Stainless Steel Fasteners (P20) (scm) | SICAME | SICAME AUSTRALIA PTY LTD | NTD301XFAE | Active | 1
2477727 | RELAY,PROTECTION | FW R502, Line Diff 3 Ended, 14/25 IO Logic, 24/48VDC Pwr, 48VDC Ctrl, 1A Ph & 1A N, 110VAC Input, 4U Vert, 1300nm, DNP over RS485 or 100BaseFX Enet | SEL | SCHWEITZER ENGINEERING LAB PTY LTD | 0311L7LDD221225XX | Active | 5
2477735 | RELAY,PROTECTION | FW R502, Line Diff 3 Ended, 14/25 IO Logic, 24/48VDC Pwr, 110VDC Ctrl, 1A Ph & 1A N, 110VAC Input, 4U Vert, 1300nm, DNP over RS485 or 100BaseFX Enet | SEL | SCHWEITZER ENGINEERING LAB PTY LTD | 0311L7LDD221325XX | Active | 5
2477743 | RELAY,PROTECTION | FW R502, Line Diff 3 Ended, 14/25 IO Logic, 24/48VDC Pwr, 48VDC Ctrl, 5A Ph & 5A N, 110VAC Input, 4U Vert, 1300nm, DNP over RS485 or 100BaseFX Enet | SEL | SCHWEITZER ENGINEERING LAB PTY LTD | 0311L7LDD225225XX | Active | 5
2477750 | RELAY,PROTECTION | FW R502, Line Diff 3 Ended, 14/25 IO Logic, 24/48VDC Pwr, 110VDC Ctrl, 5A Ph & 5A N, 110VAC Input, 4U Vert, 1300nm, DNP over RS485 or 100BaseFX Enet | SEL | SCHWEITZER ENGINEERING LAB PTY LTD | 0311L7LDD225325XX | Active | 5
2477776 | RELAY,PROTECTION | FW R502, Line Diff 3 Ended, 14/25 IO Logic, 24/48VDC Pwr, 110VDC Ctrl, 1A Ph & 1A N, 110VAC Input, 4U Vert, 850nm, DNP over RS485 or 100BaseFX Enet | SEL | SCHWEITZER ENGINEERING LAB PTY LTD | 0311L7LCC221325XX | Active | 5
2403966 | SLEEVE,COMPRESSION | 70mm2, Al Cable, use Al Hex Die A/F 13.2mm | LEGEND | LEGEND POWER SYSTEMS | ALK70 | Active | 1
2403966 | SLEEVE,COMPRESSION | 70mm2, Al Cable, use Al Hex Die A/F 13.2mm | TYCOELEC | TYCO ELECTRONICS | H15206/1 | Active | 2
2403971 | TERMINAL,LUG | Compression, Al, 70mm2, M12 Bolt Hole, Hex Die A/F 13.2mm, ETS 01-09-23 (P1) | LEGEND | LEGEND POWER SYSTEMS | AL70-12 | Active | 1
2403971 | TERMINAL,LUG | Compression, Al, 70mm2, M12 Bolt Hole, Hex Die A/F 13.2mm, ETS 01-09-23 (P1) | TYCOELEC | TYCO ELECTRONICS | H15130/1 | Active | 2
2403976 | TERMINAL,LUG | Compression, Cu, 500mm2, Undrilled, Hex Die A/F 31.0mm | LEGEND | LEGEND POWER SYSTEMS | CAL500 | Active | 1
2403976 | TERMINAL,LUG | Compression, Cu, 500mm2, Undrilled, Hex Die A/F 31.0mm | TYCOELEC | TYCO ELECTRONICS | H1449/1 | Active | 2
2405260 | TERMINAL,LUG | Compression, Al, M12 Bolt Hole, Hex Die A/F 28.4mm, suit Saturn, Ruby, Nitrogen, Lemon 37/3.00 Al Overhead Conductors, ETS 01-09-23 (P1) | LEGEND | LEGEND POWER SYSTEMS | AL262-12 | Active | 1
2405260 | TERMINAL,LUG | Compression, Al, M12 Bolt Hole, Hex Die A/F 28.4mm, suit Saturn, Ruby, Nitrogen, Lemon 37/3.00 Al Overhead Conductors, ETS 01-09-23 (P1) | TYCOELEC | TYCO ELECTRONICS | SL94/1 | Active | 2
2406398 | TERMINAL,LUG | Compression, Bi-Metal, Cu Palm, 240mm2, M12 Bolt Hole, Hex Die A/F 28mm, Stranded 4 Core Sector Conductor, ETS 01-09-23 (P1) (scm) | TYCOELEC | TYCO ELECTRONICS | BG4HR240M12 | Active | 2
2406398 | TERMINAL,LUG | Compression, Bi-Metal, Cu Palm, 240mm2, M12 Bolt Hole, Hex Die A/F 28mm, Stranded 4 Core Sector Conductor, ETS 01-09-23 (P1) (scm) | LEGEND | LEGEND POWER SYSTEMS | BL240-12 | Active | 1
2437861 | TERMINAL,LUG | Tinned Cu, 120mm2, 2 x M13 Bolt Holes, 50mm Centres, Long Barrel, Long Palm, Dwg EESS-10031-04 | CABAC | CABAC (MANUFACTURER) | CAL120LPB1250 | Active | 5
2437861 | TERMINAL,LUG | Tinned Cu, 120mm2, 2 x M13 Bolt Holes, 50mm Centres, Long Barrel, Long Palm, Dwg EESS-10031-04 | LEGEND | LEGEND POWER SYSTEMS | CAL120LPB1250 | Active | 1
2457497 | RELAY,PROTECTION | 2 Terminal Line Differential, Overcurrent & Earth Fault, 14/25 I/O, 24-48V DC Power Supply, 5A Ph & Polarising CT, 24V DC Control, 1300nm | SEL | SCHWEITZER ENGINEERING LAB PTY LTD | 0311L0JH0225121XX | Active | 5
2457513 | RELAY,PROTECTION | 2 Terminal Line Differential, Overcurrent & Earth Fault, 14/25 I/O, 48-125V DC Power Supply, 5A Ph & Polarising CT, 125V DC Control, 1300nm | SEL | SCHWEITZER ENGINEERING LAB PTY LTD | 0311L0JH0325421XX | Active | 5
2457521 | RELAY,PROTECTION | Model 035163A2D812X1, Feeder Management, Additional 8/12 I/O, 24-48V DC Power Supply, 1A Ph & 0.05A Neutral Secondary Input Current, 24V DC Control Input | SEL | SCHWEITZER ENGINEERING LAB PTY LTD | 035163A2D812X1 | Active | 5
2457539 | RELAY,PROTECTION | Model 035163A3D822X1, Feeder Management, Additional 8/12 I/O, 48-125V DC Power Supply, 1A Ph & 0.05A Neutral Secondary Input Current, 48V DC Control Input | SEL | SCHWEITZER ENGINEERING LAB PTY LTD | 035163A3D822X1 | Active | 5
2458560 | RELAY,PROTECTION | Feeder Protection & Control IED, Type HBFGDAAHAAH1ANA1XG, Config G, Model REF615, Dwg Assy 602 (scm) | ABBAUST | ABB AUSTRALIA PTY LTD | HBFGDAAHAAH1ANA1XG, CONFIG G | Active | 5
2460046 | RELAY,PROTECTION | Fdr Mgt, Dir/Non-Dir OC, EF & SEF Relay, 24-32VDC Pwr, 12/11 IO, 1/5A CT, DNP3 over RS485 or LC Fibre Ethernet & IEC61850 | SCHNEIDR | SCHNEIDER PTY LTD (MANUFACTURER) | P14291QBLM0B29L | Phasing | 5
2460053 | RELAY,PROTECTION | Fdr Mgt, Dir/Non-Dir OC, EF & SEF Relay, 48-110VDC Pwr, 12/11 IO, 1/5A CT, DNP3 over RS485 or LC Fibre Ethernet & IEC61850 | SCHNEIDR | SCHNEIDER PTY LTD (MANUFACTURER) | P14221QBLM0B29L | Phasing | 5
2460061 | RELAY,PROTECTION | Fdr Mgt, Dir/Non-Dir OC, EF & SEF Relay, 110-250VDC Pwr, 12/11 IO, 1/5A CT, DNP3 over RS485 or LC Fibre Ethernet & IEC61850 | SCHNEIDR | SCHNEIDER PTY LTD (MANUFACTURER) | P14231QBLM0B29L | Phasing | 5
2407066 | RELAY,PROTECTION | Multi-Contact Trip, 48-66V DC Aux Voltage, 8 Latching C/O Contacts, Hand/Electrical Reset | SIEMENS | SIEMENS LTD | 7PA2221-1 | Active | 1
2407312 | RELAY,PROTECTION | High Impedance Differential Protection, Voltage Operated, Setting Range 25-325V (50V Steps) 110V DC Aux Supply c/w Metrosil & Tripping Relay | RMSPROD | RMS PRODUCTS (RELAY MONITORING SYSTEMS) | 1M123K06 | Active | 5
2407318 | RELAY,PROTECTION | High Impedance Differential Protection, Voltage Operated, Setting Range 25-115V (15V Steps) 32V DC Aux Supply c/w Metrosil & Tripping Relay | RMSPROD | RMS PRODUCTS (RELAY MONITORING SYSTEMS) | 1M123K19 | Active | 5
2407330 | RELAY,PROTECTION | Multi-Contact Trip, 110V DC Aux Voltage, 12 Make Latching Contacts, Hand/Electrical Reset | RMSPROD | RMS PRODUCTS (RELAY MONITORING SYSTEMS) | 2HSM519B2-D-12M 2M28-S | Active | 5
2408185 | RELAY,PROTECTION | Panel Mounted Directional/NonDirectional Overcurrent & Earth Fault, Standard I/O, 24-48V DC Power Supply, 1A Ph & 0.05A Neautral Secondary Input Current, 24V DC | SEL | SCHWEITZER ENGINEERING LAB PTY LTD | 0351A00322581X1 | Active | 5
411239 | CLAMP,CABLE | IPC, 25-95 ABC Mains, 2 x 6-35 ABC Tap (P12) | SICAME | SICAME AUSTRALIA PTY LTD | TT2D83XF3A | Active | 1
2477594 | RELAY,PROTECTION | FW R502, Line Diff 3 Ended, 14/25 IO Logic, 24/48VDC Pwr, 48VDC Ctrl, 1A Ph & 1A N, 110VAC Input, 4U Rack, 850nm, DNP over RS485 or 100BaseFX Enet | SEL | SCHWEITZER ENGINEERING LAB PTY LTD | 0311L7JCC221225XX | Active | 5
2477602 | RELAY,PROTECTION | FW R502, Line Diff 3 Ended, 14/25 IO Logic, 24/48VDC Pwr, 110VDC Ctrl, 1A Ph & 1A N, 110VAC Input, 4U Rack, 850nm, DNP over RS485 or 100BaseFX Enet | SEL | SCHWEITZER ENGINEERING LAB PTY LTD | 0311L7JCC221325XX | Active | 5
2477628 | RELAY,PROTECTION | FW R502, Line Diff 3 Ended, 14/25 IO Logic, 24/48VDC Pwr, 48VDC Ctrl, 5A Ph & 5A N, 110VAC Input, 4U Rack, 850nm, DNP over RS485 or 100BaseFX Enet | SEL | SCHWEITZER ENGINEERING LAB PTY LTD | 0311L7JCC225225XX | Active | 5
2477636 | RELAY,PROTECTION | FW R502, Line Diff 3 Ended, 14/25 IO Logic, 24/48VDC Pwr, 110VDC Ctrl, 5A Ph & 5A N, 110VAC Input, 4U Rack, 850nm, DNP over RS485 or 100BaseFX Enet | SEL | SCHWEITZER ENGINEERING LAB PTY LTD | 0311L7JCC225325XX | Active | 5
2477644 | RELAY,PROTECTION | FW R502, Line Diff 3 Ended, 14/25 IO Logic, 48/125VDC Pwr, 48VDC Ctrl, 5A Ph & 5A N, 110VAC Input, 4U Rack, 850nm, DNP over RS485 or 100BaseFX Enet | SEL | SCHWEITZER ENGINEERING LAB PTY LTD | 0311L7JCC325225XX | Active | 5
2477651 | RELAY,PROTECTION | FW R502, Line Diff 3 Ended, 14/25 IO Logic, 48/125VDC Pwr, 48VDC Ctrl, 1A Ph & 1A N, 110VAC Input, 4U Rack, 1300nm, DNP over RS485 or 100BaseFX Enet | SEL | SCHWEITZER ENGINEERING LAB PTY LTD | 0311L7JDD321225XX | Active | 5
2477669 | RELAY,PROTECTION | FW R502, Line Diff 3 Ended, 14/25 IO Logic, 24/48VDC Pwr, 48VDC Ctrl, 1A Ph & 1A N, 110VAC Input, 4U Rack, 1300nm, DNP over RS485 or 100BaseFX Enet | SEL | SCHWEITZER ENGINEERING LAB PTY LTD | 0311L7JDD221225XX | Active | 5
2477677 | RELAY,PROTECTION | FW R502, Line Diff 3 Ended, 14/25 IO Logic, 24/48VDC Pwr, 110VDC Ctrl, 1A Ph & 1A N, 110VAC Input, 4U Rack, 1300nm, DNP over RS485 or 100BaseFX Enet | SEL | SCHWEITZER ENGINEERING LAB PTY LTD | 0311L7JDD221325XX | Active | 5
2477685 | RELAY,PROTECTION | FW R502, Line Diff 3 Ended, 14/25 IO Logic, 24/48VDC Pwr, 48VDC Ctrl, 5A Ph & 5A N, 110VAC Input, 4U Rack, 1300nm, DNP over RS485 or 100BaseFX Enet | SEL | SCHWEITZER ENGINEERING LAB PTY LTD | 0311L7JDD225225XX | Active | 5
2477701 | RELAY,PROTECTION | FW R502, Line Diff 3 Ended, 14/25 IO Logic, 48/125VDC Pwr, 48VDC Ctrl, 5A Ph & 5A N, 110VAC Input, 4U Rack, 1300nm, DNP over RS485 or 100BaseFX Enet | SEL | SCHWEITZER ENGINEERING LAB PTY LTD | 0311L7JDD325225XX | Active | 5
2477719 | RELAY,PROTECTION | FW R502, Line Diff 3 Ended, 14/25 IO Logic, 48/125VDC Pwr, 110VDC Ctrl, 5A Ph & 5A N, 110VAC Input, 4U Rack, 1300nm, DNP over RS485 or 100BaseFX Enet | SEL | SCHWEITZER ENGINEERING LAB PTY LTD | 0311L7JDD325325XX | Active | 5
3762 | TRANSFORMER,POWER | Padmount, 66/11kV, 250kVA, 3 Ph, 50Hz, ONAN, Dwg 954150-03 | TYREE | TYREE TRANSFORMERS PTY LTD | 250M902-B | Active | 1
24776 | CAP | Proflow Fit Tester, Replacement Part for Powered Air Purification Respirators | SAFESCTT | SCOTT SAFETY AUSTRALIA | 52693 | Active | 5
24776 | CAP | Proflow Fit Tester, Replacement Part for Powered Air Purification Respirators | ALLENS | ALLENS INDUSTRIAL PRODUCTS | UN052693 | Active | 1
2470094 | CAP | 9/16" JIC F-Cap, Hydraulic Fitting | HYDRLINK | HYDRAULINK HOSE & FITTINGS | JC-06 | Active | 1
2470102 | CAP | 3/4" JIC F-Cap, Hydraulic Fitting | HYDRLINK | HYDRAULINK HOSE & FITTINGS | JC-08 | Active | 1
2470110 | CAP | 7/8" JIC F-Cap, Hydraulic Fitting | HYDRLINK | HYDRAULINK HOSE & FITTINGS | JC-10 | Active | 1
2458701 | POLE,TELESCOPIC | Telescopic Downrod, 6m Lg, Extend to max 11.6m Lg, suit PLP ABS | PLP | PREFORMED LINE PRODUCTS (AUST) | A-A10251 | Active | 1
2460087 | RELAY,PROTECTION | Feeder Management, Directional/Non-Dir Overcurrent, Earth Fault & SEF Relay, 24/14 I/O, 48-250V DC Power Supply, 1/5A CT, DNP3 over RS485 or LC Fibre | ABBAUST | ABB AUSTRALIA PTY LTD | REF620 NBFNAANNAAH1BNN11G | Active | 5
2460095 | RELAY,PROTECTION | Feeder Management, Directional/Non-Dir Overcurrent, Earth Fault & SEF Relay, 24/14 I/O, 24-60V DC Power Supply, 1/5A CT, DNP3 over LC Fibre Ethernet & | ABBAUST | ABB AUSTRALIA PTY LTD | REF620 NBFNAANNNEH1BNN21G | Active | 5
2460103 | RELAY,PROTECTION | Feeder Management, Directional/Non-Dir Overcurrent, Earth Fault & SEF Relay, 24/14 I/O, 48-250V DC Power Supply, 1/5A CT, DNP3 over LC Fibre Ethernet & | ABBAUST | ABB AUSTRALIA PTY LTD | REF620 NBFNAANNNEH1BNN11G | Active | 5
2460111 | RELAY,PROTECTION | Single Phase, Non-Dir Overcurrent & Earth Fault, 4/6 I/O, 24-60V DC Power Supply, 1/5A CT, DNP3 over RS485 or LC Fibre Ethernet & IEC61850 | ABBAUST | ABB AUSTRALIA PTY LTD | REF615 HBFCACABAAH1ANN21G | Active | 5
2460129 | RELAY,PROTECTION | Single Phase, Non-Dir Overcurrent & Earth Fault, 4/6 I/O, 48-250V DC Power Supply, 1/5A CT, DNP3 over RS485 or LC Fibre Ethernet & IEC61850 | ABBAUST | ABB AUSTRALIA PTY LTD | REF615 HBFCACABAAH1ANN11G | Active | 5
2460137 | RELAY,PROTECTION | Single Phase, Non-Dir Overcurrent & Earth Fault, 4/6 I/O, 24-60V DC Power Supply, 1/5A CT, DNP3 over LC Fibre Ethernet & IEC61850 HSR/PRP | ABBAUST | ABB AUSTRALIA PTY LTD | REF615 HBFCACABNEH1ANN21G | Active | 5
2460145 | RELAY,PROTECTION | Single Phase, Non-Dir Overcurrent & Earth Fault, 4/6 I/O, 48-250V DC Power Supply, 1/5A CT, DNP3 over LC Fibre Ethernet & IEC61850 HSR/PRP | ABBAUST | ABB AUSTRALIA PTY LTD | REF615 HBF | Active | 1
2460145 | RELAY,PROTECTION | Single Phase, Non-Dir Overcurrent & Earth Fault, 4/6 I/O, 48-250V DC Power Supply, 1/5A CT, DNP3 over LC Fibre Ethernet & IEC61850 HSR/PRP | ABBAUST | ABB AUSTRALIA PTY LTD | REF615 HBFCACABNEH1ANN11G | Active | 5
2460152 | RELAY,PROTECTION | Capacitor Bank, Overload, Unbalance, Non-Dir Overcurrent & Earth Fault, 4/6 I/O, 24-60V DC Power Supply, 1/5A CT, DNP3 over RS485 or LC Fibre | ABBAUST | ABB AUSTRALIA PTY LTD | REV615 HBVBBCADAAH1BNN21G | Active | 5
2460160 | RELAY,PROTECTION | Capacitor Bank, Overload, Unbalance, Non-Dir Overcurrent & Earth Fault, 4/6 I/O, 48-250V DC Power Supply, 1/5A CT, DNP3 over RS485 or LC Fibre | ABBAUST | ABB AUSTRALIA PTY LTD | REV615 HBVBBCADAAH1BNN11G | Active | 5
2460186 | RELAY,PROTECTION | Capacitor Bank, Overload, Unbalance, Non-Dir Overcurrent & Earth Fault, 4/6 I/O, 48-250V DC Power Supply, 1/5A CT, DNP3 over LC Fibre Ethernet & | ABBAUST | ABB AUSTRALIA PTY LTD | REV615 HBVBBCADNEH1BNN11G | Active | 5
2460194 | RELAY,PROTECTION | Summated Bus, Non-Dir Overcurrent & Earth Fault, 16/16 I/O, 24-48V DC Power Supply, 1/5A CT, DNP3 over RS485 or LC Fibre Ethernet & IEC61850 HSR/PRP, | GE | GENERAL ELECTRIC COMPANY | F35UA3HKLF8NH6PMXXP6PU6TWXX | Active | 5
2460202 | RELAY,PROTECTION | Summated Bus, Non-Dir Overcurrent & Earth Fault, 16/16 I/O, 125-250V DC Power Supply, 1/5A CT, DNP3 over RS485 or LC Fibre Ethernet & IEC61850 HSR/PRP, | GE | GENERAL ELECTRIC COMPANY | F35UA3HKHF8NH6PMXXP6PU6TWXX | Active | 5
2417855 | RELAY,PROTECTION | Feeder Management, Additional 8/12 I/O, 48-125V DC Power Supply, 5A Ph & 0.05A Neutral Secondary Input Current, 48V DC Control Input Voltage, DNP3, | SEL | SCHWEITZER ENGINEERING LAB PTY LTD | 035161H35922X1 | Phasing | 5
2423606 | RELAY,PROTECTION | 2 Terminal Line Differential, Additional 8/12 I/O, 48-125V DC Power Supply, 5A Secondary Input Current, 125V DC Control Input Voltage, 850nm Fibre Optic Comms | SEL | SCHWEITZER ENGINEERING LAB PTY LTD | 0311L0JC0325421X1 | Phasing | 5
2423622 | RELAY,PROTECTION | 3 Terminal Line Differential, Additional 8/12 I/O, 48-125V DC Power Supply, 1A Secondary Input Current, 125V DC Control Input Voltage, 850nm Dual Fibre Optic | SEL | SCHWEITZER ENGINEERING LAB PTY LTD | 0311L0JCC321421X1 | Phasing | 5
2429777 | ARRESTER,ELECTRICAL SURGE | LDC3, Ur=45kV, Uc=36kV, 10kA, Gapless Metal Oxide c/w Insulated Base for 33kV Non-effectively Earthed Systems | SIEMENS | SIEMENS LTD | 3EL1 036-1PE31-4XA1 | Phasing | 1
2429777 | ARRESTER,ELECTRICAL SURGE | LDC3, Ur=45kV, Uc=36kV, 10kA, Gapless Metal Oxide c/w Insulated Base for 33kV Non-effectively Earthed Systems | TYCOELEC | TYCO ELECTRONICS | CP8809-000 | Phasing | 2
2486728 | END CAP | Acti9, 1 Pole (P10) | SCHNEIDR | SCHNEIDER PTY LTD (MANUFACTURER) | A9XPE110 | Active | 5
2486876 | RELAY,PROTECTION | FW B5A, 3 Bias Txf Diff with Volts, 24/48VDC Pwr, 24/250VDC Logic 16/16 IO, 1/5A CT, 100/120V VT, Flush/60TE, DNP 100Base-FX, MM LC Enet | SCHNEIDR | SCHNEIDER PTY LTD (MANUFACTURER) | P643 92QALM0B59M | Active | 5
2486884 | RELAY,PROTECTION | FW B5A, 3 Bias Txf Diff with Volts, 48/110VDC Pwr, 24/250VDC Logic 16/16 IO, 1/5A CT, 100/120V VT, Flush/60TE, DNP 100Base-FX, MM LC Enet | SCHNEIDR | SCHNEIDER PTY LTD (MANUFACTURER) | P643 22QALM0B59M | Active | 5
2486892 | RELAY,PROTECTION | FW B5A, 3 Bias Txf Diff with Volts, 110/250VDC Pwr, 24/250VDC Logic 16/16 IO 1/5A CT, 100/120V VT, Flush/60TE, DNP 100Base-FX, MM LC Enet | SCHNEIDR | SCHNEIDER PTY LTD (MANUFACTURER) | P643 32QALM0B59M | Active | 5
2466142 | RELAY,PROTECTION | 2 Terminal Line Differential, Overcurrent & Earth Fault, Breaker & Half Application, 16/16 I/O, 24-48V DC Power Supply, 1/5A CT, 1300nm Fibre | GE | GENERAL ELECTRIC COMPANY | L90UA5HKLF8LH6PL8LN6PS6TUXXW7D | Active | 5
2466159 | RELAY,PROTECTION | 2 Terminal Line Differential, Overcurrent & Earth Fault, Breaker & Half Application, 16/16 I/O, 125-250V DC Power Supply, 1/5A CT, 1300nm Fibre | GE | GENERAL ELECTRIC COMPANY | L90UA5HKHF8LH6PL8LN6PS6TUXXW7D | Active | 5
2466167 | RELAY,PROTECTION | 3 Terminal Line Differential, Overcurrent & Earth Fault, Breaker & Half Application, 16/16 I/O, 24-48V DC Power Supply, 1/5A CT, 1300nm Fibre | GE | GENERAL ELECTRIC COMPANY | L90UA5HKLF8LH6PL8LN6PS6TUXXW7K | Active | 5
2466175 | RELAY,PROTECTION | 3 Terminal Line Differential, Overcurrent & Earth Fault, Breaker & Half Application, 16/16 I/O, 125-250V DC Power Supply, 1/5A CT, 1300nm Fibre | GE | GENERAL ELECTRIC COMPANY | L90UA5HKHF8LH6PL8LN6PS6TUXXW7K | Active | 5
2467827 | RELAY,PROTECTION | FW B3, 2 Bias Txf Diff, Winding, O/C & 2 x REF, 48/110V DC Pwr, 12/12 IO, 1/5A, DNP3 over RS485 or LC Fibre Enet & IEC61850 | SCHNEIDR | SCHNEIDER PTY LTD (MANUFACTURER) | P642 21QDLM0B39L | Phasing | 5
2467835 | RELAY,PROTECTION | FW B3, 2 Bias Txf Diff, Winding, O/C & 2 x REF, 110/250V DC Pwr, 12/12 IO, 1/5A DNP3 over RS485 or LC Fibre Enet & IEC61850 | SCHNEIDR | SCHNEIDER PTY LTD (MANUFACTURER) | P642 31QDLM0B39L | Phasing | 5
2468007 | RELAY,PROTECTION | Remote I/O Device, 8/8/ I/O, 12-24V DC Power Supply, 12V DC Control, EIA-232 Mirror Bit Comms, Panel Mount | SEL | SCHWEITZER ENGINEERING LAB PTY LTD | 2505100XX | Active | 5
2468015 | RELAY,PROTECTION | Remote I/O Device, 8/8/ I/O, 48-125V DC Power Supply, 110V DC Control, EIA-232 Mirror Bit Comms, Panel Mount | SEL | SCHWEITZER ENGINEERING LAB PTY LTD | 2505303XX | Active | 5
2479418 | SWITCHBOARD,POWER | AC Distribution Board, 250A Main Switch, 24 Ess + 24 Non-Ess Chassis, Indoor, 1728 x 600 x 240mm | NHPELEC | NHP ELECTRICAL ENGINEERING | EQL2479418 | Active | 1
2479483 | SWITCHBOARD,POWER | Transfer Switch, 400V AC, 125A, Generator Connection Point, Outdoor, S/Steel, 1296 x 600 x 240mm | NHPELEC | NHP ELECTRICAL ENGINEERING | EQL2479483 | Active | 1
2460210 | RELAY,PROTECTION | GE Optional Modules, 8L, Standard 4CT/4VT c/w Enhanced Diagnostics (single module) | GE | GENERAL ELECTRIC COMPANY | UR-8LH | Active | 5
2460236 | RELAY,PROTECTION | GE Optional Modules, 8N, Standard 8CT c/w Enhanced Diagnostics (single module) | GE | GENERAL ELECTRIC COMPANY | UR-8NH | Active | 5
2460244 | RELAY,PROTECTION | GE Optional Module, 67, 8 Form-A (no monitoring) Outputs (single module) | GE | GENERAL ELECTRIC COMPANY | UR-67H | Active | 5
2460277 | RELAY,PROTECTION | FW C3, Low Impedance Diff, O/C & E/F, 48/110V DC Pwr, 24/24 IO, 1/5A, DNP3 over RS485 or LC Fibre Enet & IEC61850 | SCHNEIDR | SCHNEIDER PTY LTD (MANUFACTURER) | P746 22QELM0C39M | Phasing | 5
2460319 | RELAY,PROTECTION | Low Impedance Differential, Overcurrent & Earth Fault, 24 Non-Common Inputs, 24 Outputs, 48-125V DC Power Supply, 125V DC Control & 1A CT, DNP3 over RS485 | SEL | SCHWEITZER ENGINEERING LAB PTY LTD | 0487B1X4X12XC2XEH9EEEXX | Active | 5
2460533 | RELAY,PROTECTION | GE Optional Modules, 77, IEEE C37.94, 820nm, 64Kbps, Multimode, LED, 2 Channel (single module) | GE | GENERAL ELECTRIC COMPANY | UR-77H | Active | 5
2460541 | RELAY,PROTECTION | GE Optional Modules, 7D, 1300nm, Single-mode, Laser, 1 Channels (single module) | GE | GENERAL ELECTRIC COMPANY | UR-7DH | Active | 5
2460566 | RELAY,PROTECTION | FW 7.32, Distance, Overcurrent & Earth Fault, 16/16 I/O, 125-250VDC Pwr, 1/5A CT, DNP3 over RS485 or LC Fibre Ethernet & IEC61850 HSR/PRP | GE | GENERAL ELECTRIC COMPANY | D60UA3HKHF8MH6PMXXP6PU6TWXX | Active | 5
2423648 | RELAY,PROTECTION | 3 Terminal Line Differential, Additional 8/12 I/O, 48-125V DC Power Supply, 5A Secondary Input Current, 125V DC Control Input Voltage, 850nm Dual Fibre Optic | SEL | SCHWEITZER ENGINEERING LAB PTY LTD | 0311L0JCC325421X1 | Phasing | 5
2432573 | RELAY,PROTECTION | 1Ph Overcurrent & Earth Fault Relay, Standard I/O, 24 - 250VDC Power Supply, 1/5A CT, P120B | SCHNEIDR | SCHNEIDER PTY LTD (MANUFACTURER) | P120B00Z412BC0 | Active | 5
2432615 | RELAY,PROTECTION | 2 or 3 Terminal Line Differential, 16/14 I/O, 48-110V DC Power Supply, 1/5A CT, 850nm Fibre Optic Comms Module, DNP3 Comms Protocol | SCHNEIDR | SCHNEIDER PTY LTD (MANUFACTURER) | P543 217A4M0559K | Phasing | 5
2432722 | RELAY,PROTECTION | Biased Differential 3 Winding, 16/16 I/O, 24 - 48VDC, 1/5A HV/LV CT, REF Elements with DNP3 | SCHNEIDR | SCHNEIDER PTY LTD (MANUFACTURER) | P643117A4M0020K | Active | 5
2432763 | RELAY,PROTECTION | Biased Differential 3 Winding, Extended 8/12 I/O, 48/125VDC, 1A Ph & 1A Neutral, 125V Control Voltage, REF Elements, DNP3 Communications Protocol | SEL | SCHWEITZER ENGINEERING LAB PTY LTD | 0387613X1H2X4X1 | Active | 5
2432771 | RELAY,PROTECTION | Biased Differential 3 Winding, Extended 8/12 I/O, 48/125VDC, 1A Ph & 1A Neutral, 48V Control Voltage, REF Elements, DNP3 Communications Protocol | SEL | SCHWEITZER ENGINEERING LAB PTY LTD | 0387613X1H2X2X1 | Active | 5
2486686 | CIRCUIT BREAKER | MCB, Acti9 iC60N, 2A, 1 Pole, C-Curve, DIN Rail | SCHNEIDR | SCHNEIDER PTY LTD (MANUFACTURER) | A9F44102 | Active | 5
2486694 | CIRCUIT BREAKER | MCB, Acti9 iC60N, 6A, 1 Pole, C-Curve, DIN Rail | SCHNEIDR | SCHNEIDER PTY LTD (MANUFACTURER) | A9F44106 | Active | 5
2477248 | RELAY,PROTECTION | MICOM Px4x Board, Second Rear Courier Port, Hardware Option 7 (board only) | SCHNEIDR | SCHNEIDER PTY LTD (MANUFACTURER) | P40 | Active | 5
2478345 | RELAY,PROTECTION | GE Optional Module, 6G, 4 Form-A (voltage with optional current) Outputs, 8 Contact Inputs | GE | GENERAL ELECTRIC COMPANY | UR-6GH | Active | 5
2475952 | RELAY,PROTECTION | FW H9C, Fdr Diff, 110/250V DC Pwr, 24/250V DC Logic 16/14 IO, 1/5A, 110V AC Input, 1300nm 2Ch, Flush/60TE, DNP 100Base-FX, MM LC Enet | SCHNEIDR | SCHNEIDER PTY LTD (MANUFACTURER) | P543 31QCLM0H99M | Active | 5
2475960 | RELAY,PROTECTION | FW H9C, Fdr Diff, Dual CB, 24/32V DC Pwr, 24/250V DC Logic 16/14 IO, 1/5A, 110V AC Input, 850nm 2Ch, Flush/60TE, DNP 100Base-FX, MM LC Enet | SCHNEIDR | SCHNEIDER PTY LTD (MANUFACTURER) | P544 91QALM0H99M | Active | 5
2476026 | RELAY,PROTECTION | FW C5B, Low Impedance Diff, 24/32V DC Pwr, 24/250V DC Logic 24/24 IO, 1/5A, Flush/80TE, DNP 100Base-FX, MM LC Enet & IEC61850 | SCHNEIDR | SCHNEIDER PTY LTD (MANUFACTURER) | P746 92QELM0C59M | Active | 5
2476034 | RELAY,PROTECTION | FW C5B, Low Impedance Diff, 48/110V DC Pwr, 24/250V DC Logic 24/24 IO, 1/5A, Flush/80TE, DNP 100Base-FX, MM LC Enet & IEC61850 | SCHNEIDR | SCHNEIDER PTY LTD (MANUFACTURER) | P746 22QELM0C59M | Active | 5
2476042 | RELAY,PROTECTION | FW C5B, Low Impedance Diff, 110/250V DC Pwr, 24/250V DC Logic 24/24 IO, 1/5A, Flush/80TE, DNP 100Base-FX, MM LC Enet & IEC61850 | SCHNEIDR | SCHNEIDER PTY LTD (MANUFACTURER) | P746 32QELM0C59M | Active | 5
2476059 | RELAY,PROTECTION | FW B4D, 3 Bias Txf Diff, 5 Term, 24/32V DC Pwr, 24/250V DC Logic 24/16 IO 1/5A, 110V AC Input, Flush/60TE, DNP 100Base-FX, MM LC Enet & IEC61850 | SCHNEIDR | SCHNEIDER PTY LTD (MANUFACTURER) | P645 92QDLM0B49M | Active | 5
2476083 | RELAY,PROTECTION | FW B4D, 3 Bias Txf Diff, 5 Term, 48/110 DC Pwr, 24/250V DC Logic 24/16 IO 1/5A, 110V AC Input, Flush/60TE, DNP 100Base-FX, MM LC Enet & IEC61850 | SCHNEIDR | SCHNEIDER PTY LTD (MANUFACTURER) | P645 22QDLM0B49M | Active | 5
2478360 | RELAY,PROTECTION | Summated Bus, Non-Dir O/C & E/F 16/16 IO, 125-250V DC Pwr, 1/5A CT, DNP3 over RS485 or LC Fibre Ethernet & IEC61850 HSR/PRP | GE | GENERAL ELECTRIC COMPANY | F35UA3HKHF8NH6PM8NP6PU6TWXX | Active | 5
19199 | COVER,ELECTRICAL EQUIPMENT | LV, High Visibility Insulating Line Cover, 850 x 850mm, Square, Half Centre Slit, Class II Drape Type, for O/Head Line Apparatus, to AS4204-1994 | BALMORAL | BALMORAL ENGINEERING PTY LTD | 8007 ERG | Active | 1
19199 | COVER,ELECTRICAL EQUIPMENT | LV, High Visibility Insulating Line Cover, 850 x 850mm, Square, Half Centre Slit, Class II Drape Type, for O/Head Line Apparatus, to AS4204-1994 | BALMORAL | BALMORAL ENGINEERING PTY LTD | 8007 ENGX | Active | 2
19199 | COVER,ELECTRICAL EQUIPMENT | LV, High Visibility Insulating Line Cover, 850 x 850mm, Square, Half Centre Slit, Class II Drape Type, for O/Head Line Apparatus, to AS4204-1994 | BALMORAL | BALMORAL ENGINEERING PTY LTD | 8007 | Active | 2
2400498 | COVER,ELECTRICAL EQUIPMENT | Dust Cover, for Holec Fuse Base when Fuse Carrier is removed | EATONELE | EATON ELECTRIC SYSTEMS PTY LTD | 3681-316 | Active | 1
2482313 | FIXTURE,LIGHTING | LED 14W Avenue Gen 2 (L14) 4K, Nostalgia Type 1, Black c/w NEMA PE Cell, Minor Road, Bracket to Dwg 05-01-01, EQTS 05-01-02 (scm) | SYLVANIA | SYLVANIA SCHREDER | S1S4BD12L14 | Active | 1
2482339 | FIXTURE,LIGHTING | LED 18W Avenue Gen 2 (L18) 4K, Nostalgia Type 1, Green c/w NEMA PE Cell, Minor Road, Bracket to Dwg 05-01-01, EQTS 05-01-02 (scm) | SYLVANIA | SYLVANIA SCHREDER | S1S4BD11L18 | Active | 1
2482347 | FIXTURE,LIGHTING | LED 18W Avenue Gen 2 (L18) 4K, Nostalgia Type 1, Black c/w NEMA PE Cell, Minor Road, Bracket to Dwg 05-01-01, EQTS 05-01-02 (scm) | SYLVANIA | SYLVANIA SCHREDER | S1S4BD12L18 | Active | 1
2482370 | FIXTURE,LIGHTING | LED 14W Avenue Gen 2 (L14) 4K, Nostalgia Type 2, Black c/w NEMA PE Cell, Minor Road, Bracket to Dwg 05-01-07, EQTS 05-01-02 (scm) | SYLVANIA | SYLVANIA SCHREDER | S1S4BD22L14 | Active | 1
2482396 | FIXTURE,LIGHTING | LED 18W Avenue Gen 2 (L18) 4K, Nostalgia Type 2, Green c/w NEMA PE Cell, Minor Road, Bracket to Dwg 05-01-07, EQTS 05-01-02 (scm) | SYLVANIA | SYLVANIA SCHREDER | S1S4BD21L18 | Active | 1
2482438 | FIXTURE,LIGHTING | LED 14W Avenue Gen 2 (L14) 4K, Nostalgia Black c/w NEMA PE Cell, Minor Road, No Bracket, EQTS 05-01-02 (scm) | SYLVANIA | SYLVANIA SCHREDER | S1S4BD02L14 | Active | 1
21634 | SEALING COMPOUND | BUTYLBOND;DOUBLE SIDED;RUBBER ADHESIVE TAPE;50 MM W;BLACK COLOUR; USED AS A WATERPOOFING SEALANT; 15 m Roll. | ATOMSUPP | ATOM SUPPLY GROUP P/L | TESA60900 | Active | 2
21634 | SEALING COMPOUND | BUTYLBOND;DOUBLE SIDED;RUBBER ADHESIVE TAPE;50 MM W;BLACK COLOUR; USED AS A WATERPOOFING SEALANT; 15 m Roll. | HAYMANS | HAYMANS ELECTRICAL | RSC146-8999 | Active | 1
24693 | SEALING COMPOUND | Dow Corning, Number 7 Silicone Grease, for Use in Magnefix RMU Maintenance | EATONELE | EATON ELECTRIC SYSTEMS PTY LTD | 3983.302 | Active | 5
104363 | SEALING COMPOUND | Plug N Dike, Stop Leak Putty, 250g Tub (P12) | MMELEC | MM ELECTRICAL MERCHANDISING | AESPND250 | Active | 1
2402100 | SEALING COMPOUND | Bitumastic Pitch, for Cable Box, 8kg Tin | REXEL | REXEL AUSTRALIA | 57016HEN | Active | 1
2402101 | INSULATING COMPOUND,ELECTRICAL | DUSSEK R4, Rosin Oil, Semi Fluid Cable Compound, 25L, 20kg Drum | DUSSEK | DUSSEK (H&R GROUP) | DUSSEK R4 | Active | 1
2402101 | INSULATING COMPOUND,ELECTRICAL | DUSSEK R4, Rosin Oil, Semi Fluid Cable Compound, 25L, 20kg Drum | REXEL | REXEL AUSTRALIA | INDREGENT4 | Active | 2
2432789 | RELAY,PROTECTION | Biased Differential 3 Winding, Extended 8/12 I/O, 48/125VDC, 5A Ph & 5A Neutral, 125V Control Voltage, REF Elements, DNP3 Communications Protocol | SEL | SCHWEITZER ENGINEERING LAB PTY LTD | 0387613X5H2X4X1 | Active | 5
2432797 | RELAY,PROTECTION | Biased Differential 3 Winding, Extended 8/12 I/O, 48/125VDC, 5A Ph & 5A Neutral, 48V Control Voltage, REF Elements, DNP3 Communications Protocol | SEL | SCHWEITZER ENGINEERING LAB PTY LTD | 0387613X5H2X2X1 | Active | 5
2432805 | RELAY,PROTECTION | Capacitor Bank Second Relay to be used with the Feeder Management Relay, Standard I/O, 18 - 80VDC | ABBAUST | ABB AUSTRALIA PTY LTD | SPAJ160C RS611.051-CA | Active | 5
2432813 | RELAY,PROTECTION | Capacitor Bank Second Relay to be used with the Feeder Management Relay, Standard I/O, 80 - 265VDC | ABBAUST | ABB AUSTRALIA PTY LTD | SPAJ160C RS611.051-AA | Active | 5
2432821 | RELAY,PROTECTION | Distance, Extended 12/12 I/O, 110 - 250VDC Power Supply, 1/5A CT and DNP3 Communications Protocol | SCHNEIDR | SCHNEIDER PTY LTD (MANUFACTURER) | P445317B4M0369J | Active | 5
2432847 | RELAY,PROTECTION | Distance, 48/110V DC Pwr, Extended 12/12 IO, 1/5A CT & DNP3 Comms Protocol | SCHNEIDR | SCHNEIDER PTY LTD (MANUFACTURER) | P445217B4M0369J | Active | 5
2432854 | RELAY,PROTECTION | Model 0311C01H2321121, Distance, Extended 8/12 I/O, 24-48V DC Power Supply, 1A Ph & 1A Polarising, 24V Control Voltage, DNP3 Comms Protocol | SEL | SCHWEITZER ENGINEERING LAB PTY LTD | 0311C01H2321121 | Phasing | 5
2432870 | RELAY,PROTECTION | Feeder Management, Directional/Non-Dir Overcurrent, Earth Fault & SEF Relay, 12/11 I/O, 110-250V DC Power Supply, 1/5A CT, DNP3 | SCHNEIDR | SCHNEIDER PTY LTD (MANUFACTURER) | P142317B4M0439J | Phasing | 5
2486637 | DRONE | DJI Mavic 3 + Flymore Kit, >250g, 75cm Landing Pad, Micro SD 128GB EVO Plus, Safety Carry Case, Energy Qld Skin | D1STORE | D1 STORE PTY LTY (FOR DJI TECH CO) | MAVIC3C | Active | 1
2402109 | SEALING COMPOUND | Silicone Clear, Neutral Cure, 300g Cartridge | MMELEC | MM ELECTRICAL MERCHANDISING | REEGSA6854C | Active | 5
2404361 | SEALING COMPOUND | Plastic, Weather Proof, Green | BLKWOODJ | J BLACKWOOD & SONS LIMITED | 232594 | Active | 1
2404362 | SEALING COMPOUND | Butyl Mastic, White, 400g Cartridge | MMELEC | MM ELECTRICAL MERCHANDISING | REEGSA6465W | Active | 5
2405339 | SEALING COMPOUND | Mastic, Black, 300g Cartridge | DCP | DC PRODUCTS PTY LTD | GIS28085 | Active | 5
2406019 | SEALING COMPOUND | Silastic, 150g Tube | DCP | DC PRODUCTS PTY LTD | GIS28088 | Active | 5
2464287 | SEALING COMPOUND | Selleys 401, Multi-Purpose Silicone Sealant, Clear, 300g | ATOMSUPP | ATOM SUPPLY GROUP P/L | 40041435 | Active | 1
2464287 | SEALING COMPOUND | Selleys 401, Multi-Purpose Silicone Sealant, Clear, 300g | BLKWOODJ | J BLACKWOOD & SONS LIMITED | 1068955 | Active | 2
2464287 | SEALING COMPOUND | Selleys 401, Multi-Purpose Silicone Sealant, Clear, 300g | ATOMSUPP | ATOM SUPPLY GROUP P/L | 296112 | Active | 2
2432946 | RELAY,PROTECTION | Multi-Contact Trip, 24V DC Power Supply, 12 Make Latching Contacts, Hand/Electrical Reset | RMSPROD | RMS PRODUCTS (RELAY MONITORING SYSTEMS) | 2HSM519B2-A-12M 2M28-S | Active | 5
2432987 | RELAY,PROTECTION | Multi-Contact Trip, 24/27V, 20 Make Latching Contacts, Hand/Electrical Reset | ALSTOM | ALSTOM GRID AUSTRALIA LIMITED | MVAJ205TA0000A | Active | 5
2434371 | RELAY,PROTECTION | Feeder Management Directional/ Non-directional Overcurrent Earth Fault, SEF Relay, 12/11 I/O, 48 - 110VDC Power Supply, 1/5A CT with MODBUS | SCHNEIDR | SCHNEIDER PTY LTD (MANUFACTURER) | P142217B2M0439J | Active | 5
2438448 | RELAY,PROTECTION | Model 0311C01H2421621, Distance, Additional 8/12 I/O, 125-250V DC Power Supply, 1A Secondary Input Current, 250V DC Control Input Voltage, DNP3 | SEL | SCHWEITZER ENGINEERING LAB PTY LTD | 0311C01H2421621 | Phasing | 5
2443125 | RELAY,PROTECTION | Remote I/O Device, 8/8/ I/O, 48-125V DC Power Supply, 48V DC Control, EIA-232 Mirror Bit Comms, 19" Rack Mount | SEL | SCHWEITZER ENGINEERING LAB PTY LTD | 250603012X | Active | 5
2443133 | RELAY,PROTECTION | Remote I/O Device, 8/8/ I/O, 48-125V DC Power Supply, 125V DC Control, EIA-232 Mirror Bit Comms, 19" Rack Mount | SEL | SCHWEITZER ENGINEERING LAB PTY LTD | 250603014X | Active | 5
2443141 | RELAY,PROTECTION | Remote I/O Device, 8/8/ I/O, 125-250V DC Power Supply, 250V DC Control, EIA-232 Mirror Bit Comms, 19" Rack Mount | SEL | SCHWEITZER ENGINEERING LAB PTY LTD | 250604016X | Active | 5
2466191 | END CAP | Heatshrink Size 12-4mm, Cable Range O/D 4-10mm, 40mm Lg, 2.6mm Thk Wall, Cross-linked PO w/- Thermoplastic Sealant, suit 4.0 - 35mm2 Cable | CABAC | CABAC (MANUFACTURER) | SRE1 | Active | 1
2417954 | CABLE,FIBRE OPTIC | Aerial, 24 Fibres SMOF, OPGW, 14.0mm Dia | PWRLINK | POWERLINK QUEENSLAND | CC-38/48/551 | Phasing | 1
2427565 | RELAY,PROTECTION | Model 035161H25912X1, Feeder Management, Additional 8/12 I/O, 24-48V DC Power Supply, 5A Ph & 0.05A Neutral Secondary Input Current, 24V DC Control Input | SEL | SCHWEITZER ENGINEERING LAB PTY LTD | 035161H25912X1 | Phasing | 5
2432581 | RELAY,PROTECTION | 1Ph Overcurrent & Earth Fault Relay, Standard I/O, 24 - 250VDC Power Supply, 1/5A CT, P120C | SCHNEIDR | SCHNEIDER PTY LTD (MANUFACTURER) | P120C00Z412BC0 | Active | 5
2432599 | RELAY,PROTECTION | 2 or 3 Terminal Line Differential, 16/14 I/O, 110-250V DC Power Supply, 1/5A CT, 850nm Fibre Optic Comms Module, DNP3 Comms Protocol | SCHNEIDR | SCHNEIDER PTY LTD (MANUFACTURER) | P543 317A4M0559K | Phasing | 5
2432623 | RELAY,PROTECTION | 2 Terminal Line Differential, Extended 8/12 I/O, 24-48V DC Power Supply, 1A Ph & 1A Polarising, 24V Control Voltage, 850nm Fibre Optic Comms Module, DNP3 | SEL | SCHWEITZER ENGINEERING LAB PTY LTD | 0311L0JC0221121X1 | Phasing | 5
2432698 | RELAY,PROTECTION | Biased Differential 2 Winding, Extended 8/12 I/O, 24/48VDC, 1A Ph & 1A Neutral, 24V Control Voltage, 2 x REF Elements, DNP3 Communications Protocol | SEL | SCHWEITZER ENGINEERING LAB PTY LTD | 0387A011H22X211 | Active | 5
2479384 | SWITCHBOARD,POWER | AC Distribution Board, 250A Main Switch, 12 + 42 Hybrid Chassis, Indoor, 1512 x 600 x 240mm | NHPELEC | NHP ELECTRICAL ENGINEERING | EQL2479384 | Active | 1
2479475 | SWITCHBOARD,POWER | AC Main Board, 400V AC, Local Transformer, 1 x 400A CB, 1 x 250A CB, 1 x 160A CB with Generator Connection, Outdoor, S/Steel, 1992 x 600 x 254mm | NHPELEC | NHP ELECTRICAL ENGINEERING | EQL2479475 | Active | 1
2467926 | CABLE,FIBRE OPTIC | U/Ground, 96 Fibres SMOF G652.D, All-Dielectric, Loose Tube, Dry Core, PE Sheath/Nylon Jacket, Termite Resistant | PRYSMIAN | PRYSMIAN POWER CABLES & SYSTEMS AUST | 60103078 | Phasing | 1
2467926 | CABLE,FIBRE OPTIC | U/Ground, 96 Fibres SMOF G652.D, All-Dielectric, Loose Tube, Dry Core, PE Sheath/Nylon Jacket, Termite Resistant | CORNCBLE | CORNING CABLE SYSTEMS | U096SABANY-011 | Phasing | 2
2464329 | SEALING COMPOUND | Loctite 515, Master Gasket Flex, Flange & Gasket Sealant, 300ml Catridge | BLKWOODJ | J BLACKWOOD & SONS LIMITED | 5894512 | Active | 1
2464329 | SEALING COMPOUND | Loctite 515, Master Gasket Flex, Flange & Gasket Sealant, 300ml Catridge | HENKEL | HENKEL AUSTRALIA PTY LTD (LOCTITE BRAND) | 265605 | Active | 5
2429736 | ARRESTER,ELECTRICAL SURGE | LDC3, Ur=60kV, Uc=48kV, 10kA, Gapless Metal Oxide c/w Insulated Base for 66kV Effectively Earthed Systems | SIEMENS | SIEMENS LTD | 3EL1 060-1PM32-4XA1 | Phasing | 1
2429736 | ARRESTER,ELECTRICAL SURGE | LDC3, Ur=60kV, Uc=48kV, 10kA, Gapless Metal Oxide c/w Insulated Base for 66kV Effectively Earthed Systems | TYCOELEC | TYCO ELECTRONICS | CP8804-000 | Phasing | 2
2429744 | ARRESTER,ELECTRICAL SURGE | LDC3, Ur=96kV, Uc=77kV, 10kA, Gapless Metal Oxide c/w Insulated base for 110kV Effectively Earthed Systems | SIEMENS | SIEMENS LTD | 3EL2 096-2PJ31-4XA5 | Active | 1
2429744 | ARRESTER,ELECTRICAL SURGE | LDC3, Ur=96kV, Uc=77kV, 10kA, Gapless Metal Oxide c/w Insulated base for 110kV Effectively Earthed Systems | TYCOELEC | TYCO ELECTRONICS | CP8805-000 | Active | 2
2429751 | ARRESTER,ELECTRICAL SURGE | LDC3, Ur=120kV, Uc=88kV, 10kA, Gapless Metal Oxide c/w Insulated Base for 132kV Effectively Earthed Systems | SIEMENS | SIEMENS LTD | 3EL2 120-2PM31-4XA5 | Active | 1
2429751 | ARRESTER,ELECTRICAL SURGE | LDC3, Ur=120kV, Uc=88kV, 10kA, Gapless Metal Oxide c/w Insulated Base for 132kV Effectively Earthed Systems | TYCOELEC | TYCO ELECTRONICS | CP8806-000 | Active | 2
2429769 | ARRESTER,ELECTRICAL SURGE | LDC3, Ur=15kV, Uc=12kV, 10kA, Gapless Metal Oxide c/w Insulated Base for 11kV Non-effectively Earthed Systems | SIEMENS | SIEMENS LTD | 3EL1 015-1PC31-4XA1 | Phasing | 1
2429769 | ARRESTER,ELECTRICAL SURGE | LDC3, Ur=15kV, Uc=12kV, 10kA, Gapless Metal Oxide c/w Insulated Base for 11kV Non-effectively Earthed Systems | TYCOELEC | TYCO ELECTRONICS | CP8807-000 | Phasing | 2
186032 | LUBRICATING OIL,GENERAL PURPOSE | For Underground Cable, 5L Containers, Aqualube Type | HAYMANS | HAYMANS ELECTRICAL | 329002GEC | Active | 1
2460574 | RELAY,PROTECTION | Multi-Contact Tripping Relay, 32V DC, 10 Make, 0 Break, Non-Latching Contacts c/w Latching Flag | RMSPROD | RMS PRODUCTS (RELAY MONITORING SYSTEMS) | 2HSM512B2-B-10M00B-2M28S1 | Active | 5
2460582 | RELAY,PROTECTION | Multi-Contact Tripping Relay, 125V DC, 10 Make, 0 Break, Non-Latching Contacts c/w Latching Flag | RMSPROD | RMS PRODUCTS (RELAY MONITORING SYSTEMS) | 2HSM512B2-E-10M00B-2M28S1 | Active | 5
2443729 | RELAY,PROTECTION | 2 Terminal Line Differential, 16/14 I/O, 110-250VDC, 1/5A CT, DNP3 Comms Protocol 1300nm Single Mode Fibre Optic Comms Module, Model # P543317B4M0559K | SCHNEIDR | SCHNEIDER PTY LTD (MANUFACTURER) | P543 317B4M0559K | Active | 5
2443752 | RELAY,PROTECTION | Biased Differential, 2 Winding, 2 x REF, 12/12 I/O, 110-250V DC, 1/5A HV/LV CT, DNP3, Model P642317D4M0049J | SCHNEIDR | SCHNEIDER PTY LTD (MANUFACTURER) | P642317D4M0049J | Phasing | 5
2430403 | FRAME,STORAGE | For Mats, Versadeck Transport, Frame Galv Construction, Forklift & Chain/ Sling Lifting Points on all sides/ends, Safe use decals, SWL, Tare & S/No Plate, | ENVIREX | ENVIREX | VDSF2010E | Active | 1
124007 | FUSE,CARTRIDGE | 415V AC, HRC Cartridge VK Type, 45A, 57 x 22.2mm Dia, ETS 12-02-01 Group A | FUSECO | FUSECO POWER SOLUTIONS PTY LTD | 2258F-45 | Active | 5
2482420 | FIXTURE,LIGHTING | LED 14W Avenue Gen 2 (L14) 4K, Nostalgia Green c/w NEMA PE Cell, Minor Road, No Bracket, EQTS 05-01-02 (scm) | SYLVANIA | SYLVANIA SCHREDER | S1S4BD01L14 | Active | 1
2460590 | RELAY,PROTECTION | Multi-Contact Tripping Relay, 250V DC, 10 Make, 0 Break, Non-Latching Contacts c/w Latching Flag | RMSPROD | RMS PRODUCTS (RELAY MONITORING SYSTEMS) | 2HSM512B2-F-10M00B-2M28S1 | Active | 5
2460608 | RELAY,PROTECTION | Multi-Contact Tripping Relay, 30-34V DC, 10 Make, 0 Break, Non-Latching Contacts c/w Latching Hand-Reset Flag (Alternate) | ALSTOM | ALSTOM GRID AUSTRALIA LIMITED | MVAJ101RA0200A | Active | 5
2460616 | RELAY,PROTECTION | Multi-Contact Tripping Relay, 48-54V DC, 10 Make, 0 Break, Non-Latching Contacts c/w Latching Hand-Reset Flag (Alternate) | ALSTOM | ALSTOM GRID AUSTRALIA LIMITED | MVAJ101RA0500A | Active | 5
2460632 | RELAY,PROTECTION | Multi-Contact Tripping Relay, 220-250V DC, 10 Make, 0 Break, Non-Latching Contacts c/w Latching Hand-Reset Flag (Alternate) | ALSTOM | ALSTOM GRID AUSTRALIA LIMITED | MVAJ101RA1000A | Active | 5
2460640 | RELAY,PROTECTION | Multi-Contact Tripping Relay, 32V DC, 10 Make, 0 Break, Non-Latching Contacts c/w Non-Latching Flag | RMSPROD | RMS PRODUCTS (RELAY MONITORING SYSTEMS) | 2HSM511B2-B-10M00B-2M28S1 | Active | 5
2460657 | RELAY,PROTECTION | Multi-Contact Tripping Relay, 48V DC, 10 Make, 0 Break, Non-Latching Contacts c/w Non-Latching Flag | RMSPROD | RMS PRODUCTS (RELAY MONITORING SYSTEMS) | 2HSM511B2-C-10M00B-2M28S1 | Active | 5
2460665 | RELAY,PROTECTION | Multi-Contact Tripping Relay, 110V DC, 10 Make, 0 Break, Non-Latching Contacts c/w Non-Latching Flag | RMSPROD | RMS PRODUCTS (RELAY MONITORING SYSTEMS) | 2HSM511B2-D-10M00B-2M28S1 | Active | 5
2460673 | RELAY,PROTECTION | Multi-Contact Tripping Relay, 125V DC, 10 Make, 0 Break, Non-Latching Contacts c/w Non-Latching Flag | RMSPROD | RMS PRODUCTS (RELAY MONITORING SYSTEMS) | 2HSM511B2-E-10M00B-2M28S1 | Active | 5
2460681 | RELAY,PROTECTION | Multi-Contact Tripping Relay, 250V DC, 10 Make, 0 Break, Non-Latching Contacts c/w Non-Latching Flag | RMSPROD | RMS PRODUCTS (RELAY MONITORING SYSTEMS) | 2HSM511B2-F-10M00B-2M28S1 | Active | 5
2460699 | RELAY,PROTECTION | Multi-Contact Tripping Relay, 32V DC, 10 Make, 0 Break, Latching Contacts c/w Latching Flag | RMSPROD | RMS PRODUCTS (RELAY MONITORING SYSTEMS) | 2HSM519B2-B-10M00B-2M28S1 | Active | 5
2460707 | RELAY,PROTECTION | Multi-Contact Tripping Relay, 48V DC, 10 Make, 0 Break, Latching Contacts c/w Latching Flag | RMSPROD | RMS PRODUCTS (RELAY MONITORING SYSTEMS) | 2HSM519B2-C-10M00B-2M28S1 | Active | 5
2460715 | RELAY,PROTECTION | Multi-Contact Tripping Relay, 110V DC, 10 Make, 0 Break, Latching Contacts c/w Latching Flag | RMSPROD | RMS PRODUCTS (RELAY MONITORING SYSTEMS) | 2HSM519B2-D-10M00B-2M28S1 | Active | 5
2460731 | RELAY,PROTECTION | Multi-Contact Tripping Relay, 250V DC, 10 Make, 0 Break, Latching Contacts c/w Latching Flag | RMSPROD | RMS PRODUCTS (RELAY MONITORING SYSTEMS) | 2HSM519B2-F-10M00B-2M28S1 | Active | 5
2456010 | RELAY,PROTECTION | 2 Terminal Line Differential Relay, 16/14 I/O, 24 -32V DC Power Supply, 1/5A CT, 110V VT, DNP3 Comms Protocol, 1300nm Single Mode Fibre Optic Comms | SCHNEIDR | SCHNEIDER PTY LTD (MANUFACTURER) | P543 917B4M0559K | Active | 5
2457265 | RELAY,PROTECTION | Model 0311C11HA2D1121, Distance, Extended 8/12 I/O, 24-48V DC Power Supply, 1A Ph & 1A Polarising, 24V Control Voltage, DNP3 Comms Protocol, | SEL | SCHWEITZER ENGINEERING LAB PTY LTD | 0311C11HA2D1121 | Active | 5
2457307 | RELAY,PROTECTION | Model 0311C11HA2D5121, Distance, Extended 8/12 I/O, 24-48V DC Power Supply, 5A Ph & 5A Polarising, 24V Control Voltage, DNP3 Comms Protocol, | SEL | SCHWEITZER ENGINEERING LAB PTY LTD | 0311C11HA2D5121 | Active | 5
2457364 | RELAY,PROTECTION | FW R301, 2 Terminal Line Differential, Overcurrent & Earth Fault, 14/25 I/O, 48-125VDC Pwr, 1A Ph & Polarising CT, 125VDC Control, 850nm | SEL | SCHWEITZER ENGINEERING LAB PTY LTD | 0311L0JC0321421XX | Active | 5
2457448 | RELAY,PROTECTION | 3 Terminal Line Differential, Overcurrent & Earth Fault, 14/25 I/O, 48-125V DC Power Supply, 5A Ph & Polarising CT, 48VDC Control, 850nm | SEL | SCHWEITZER ENGINEERING LAB PTY LTD | 0311L0JCC325221XX | Active | 5
2457505 | RELAY,PROTECTION | 2 Terminal Line Differential, Overcurrent & Earth Fault, 14/25 I/O, 48-125V DC Power Supply, 5A Ph & Polarising CT, 48V DC Control, 1300nm | SEL | SCHWEITZER ENGINEERING LAB PTY LTD | 0311L0JH0325221XX | Active | 5
2457547 | RELAY,PROTECTION | Model 035163A3D8421X1, Feeder Management Additional 8/12 I/O, 48-125V DC Power Supply, 1A Ph & 0.05A Neutral Secondary Input Current, 125V DC Control Input | SEL | SCHWEITZER ENGINEERING LAB PTY LTD | 035163A3D8421X1 | Active | 5
2457554 | RELAY,PROTECTION | Model 035163A2D912X1, Feeder Management, Additional 8/12 I/O, 24-48V DC Power Supply, 5A Ph & 0.05A Neutral Secondary Input Current, 24V DC Control Input | SEL | SCHWEITZER ENGINEERING LAB PTY LTD | 035163A2D912X1 | Active | 5
2457562 | RELAY,PROTECTION | Model 035163A3D922X1, Feeder Management, Additional 8/12 I/O, 48-125V DC Power Supply, 5A Ph & 0.05A Neutral Secondary Input Current, 48V DC Control Input | SEL | SCHWEITZER ENGINEERING LAB PTY LTD | 035163A3D922X1 | Active | 5
2457570 | RELAY,PROTECTION | Model 035163A3D9421X1, Feeder Management Additional 8/12 I/O, 48-125V DC Power Supply, 5A Ph & 0.05A Neutral Secondary Input Current, 125V DC Control Input | SEL | SCHWEITZER ENGINEERING LAB PTY LTD | 035163A3D9421X1 | Active | 5
2486629 | DRONE | DJI Mini 3 Pro + Flymore Kit, <250g, 55cm Landing Pad, Micro SD 128GB EVO Plus, 240V to USB-C Adaptor, Energy Qld Skin | D1STORE | D1 STORE PTY LTY (FOR DJI TECH CO) | DJIMINI3PROFMKIT | Phasing | 1
2423499 | RELAY,PROTECTION | Media Converter G.703 to C37.94 Fibre Optic, 18-300V DC & 85-264V AC Power Supply, Rack Mount Bracket | SEL | SCHWEITZER ENGINEERING LAB PTY LTD | 30940CBBX | Active | 5
447023 | TERMINAL,LUG | Compression, Bi-Metal, Cu Palm, 25mm2, M12 Bolt Hole, Hex Die A/F 14.0mm, ABC (P10) | LEGEND | LEGEND POWER SYSTEMS | BMABC25 | Active | 1
447023 | TERMINAL,LUG | Compression, Bi-Metal, Cu Palm, 25mm2, M12 Bolt Hole, Hex Die A/F 14.0mm, ABC (P10) | SICAME | SICAME AUSTRALIA PTY LTD | CPTAU25-12.5DIA | Active | 2
621342 | CONDUCTOR CONTACT PASTE | Alminox Electrical Jointing Compound, Grease Base w/Zinc Grit, Grey, 325g Tube c/w Cone Nozzle, Oxide & Corrosion Inhibitor, for Alum Connections | PLP | PREFORMED LINE PRODUCTS (AUST) | D-ALM325G | Active | 1
621342 | CONDUCTOR CONTACT PASTE | Alminox Electrical Jointing Compound, Grease Base w/Zinc Grit, Grey, 325g Tube c/w Cone Nozzle, Oxide & Corrosion Inhibitor, for Alum Connections | TYCOELEC | TYCO ELECTRONICS | ALM325G | Active | 2
2486942 | ALTERNATOR | 207kVA, 4 Pole, 415V, 50 Hz, Class"H", Single Bearing, Flywheel SAE No 11.5, Flywheel Housing SAE No 2, AVR Ctrl c/w Paralleling Device DroopCT's | MECCALTE | MECCALTE GROUP | ECO38-1M4C | Active | 5
2460749 | RELAY,PROTECTION | Multi-Contact Tripping Relay, 30-34V DC, 10 Make, 0 Break, Latching Contacts c/w Latching Flag (Alternate) | ALSTOM | ALSTOM GRID AUSTRALIA LIMITED | MVAJ105RA0200A | Active | 5
2460756 | RELAY,PROTECTION | Multi-Contact Tripping Relay, 48-54V DC, 10 Make, 0 Break, Latching Contacts c/w Latching Flag (Alternate) | ALSTOM | ALSTOM GRID AUSTRALIA LIMITED | MVAJ105RA0500A | Active | 5
2460764 | RELAY,PROTECTION | Multi-Contact Tripping Relay, 110-125V DC, 10 Make, 0 Break, Latching Contacts c/w Latching Flag (Alternate) | ALSTOM | ALSTOM GRID AUSTRALIA LIMITED | MVAJ105RA0800A | Active | 5
2460772 | RELAY,PROTECTION | Multi-Contact Tripping Relay, 220-250V DC, 10 Make, 0 Break, Latching Contacts c/w Latching Flag (Alternate) | ALSTOM | ALSTOM GRID AUSTRALIA LIMITED | MVAJ105RA1000A | Active | 5
2460780 | RELAY,PROTECTION | Multi-Contact Tripping Relay, 32V DC, 1 Make, 16 Break, Non-Latching Contacts c/w Latching Flag | RMSPROD | RMS PRODUCTS (RELAY MONITORING SYSTEMS) | 2HSM520D2-B-01M16B-4M56S1 | Active | 5
2460798 | RELAY,PROTECTION | Multi-Contact Tripping Relay, 48V DC, 1 Make, 16 Break, Non-Latching Contacts c/w Latching Flag | RMSPROD | RMS PRODUCTS (RELAY MONITORING SYSTEMS) | 2HSM520D2-C-01M16B-4M56S1 | Active | 5
2460806 | RELAY,PROTECTION | Multi-Contact Tripping Relay, 110V DC, 1 Make, 16 Break, Non-Latching Contacts c/w Latching Flag | RMSPROD | RMS PRODUCTS (RELAY MONITORING SYSTEMS) | 2HSM520D2-D-01M16B-4M56S1 | Active | 5
2460814 | RELAY,PROTECTION | Multi-Contact Tripping Relay, 125V DC, 1 Make, 16 Break, Non-Latching Contacts c/w Latching Flag | RMSPROD | RMS PRODUCTS (RELAY MONITORING SYSTEMS) | 2HSM520D2-E-01M16B-4M56S1 | Active | 5
2460830 | RELAY,PROTECTION | Multi-Contact Tripping Relay, 32V DC, 20 Make, 0 Break, Latching Contacts c/w Latching Flag | RMSPROD | RMS PRODUCTS (RELAY MONITORING SYSTEMS) | 2HSM519D2-B-19M00B-4M56S1 | Active | 5
2460848 | RELAY,PROTECTION | Multi-Contact Tripping Relay, 48V DC, 20 Make, 0 Break, Latching Contacts c/w Latching Flag | RMSPROD | RMS PRODUCTS (RELAY MONITORING SYSTEMS) | 2HSM519D2-C-19M00B-4M56S1 | Active | 5
2460855 | RELAY,PROTECTION | Multi-Contact Tripping Relay, 110V DC, 20 Make, 0 Break, Latching Contacts c/w Latching Flag | RMSPROD | RMS PRODUCTS (RELAY MONITORING SYSTEMS) | 2HSM519D2-D-19M00B-4M56S1 | Active | 5
2460079 | RELAY,PROTECTION | Feeder Management, Directional/Non-Dir Overcurrent, Earth Fault & SEF Relay, 24/14 I/O, 24-60V DC Power Supply, 1/5A CT, DNP3 over RS485 or LC Fibre | ABBAUST | ABB AUSTRALIA PTY LTD | REF620 NBFNAANNAAH1BNN21G | Active | 5
2460178 | RELAY,PROTECTION | Capacitor Bank, Overload, Unbalance, Non-Dir Overcurrent & Earth Fault, 4/6 I/O, 24-60V DC Power Supply, 1/5A CT, DNP3 over LC Fibre Ethernet & | ABBAUST | ABB AUSTRALIA PTY LTD | REV615 HBVBBCADNEH1BNN21G | Active | 5
2460228 | RELAY,PROTECTION | GE Optional Modules, 8M, Sensitive Ground 4CT/4VT c/w Enhanced Diagnostics (single module) | GE | GENERAL ELECTRIC COMPANY | UR-8MH | Active | 5
2460251 | RELAY,PROTECTION | GE Optional Modules, 4D, 16 Contact Inputs c/w Auto-Burnishing (max of three modules within a case) | GE | GENERAL ELECTRIC COMPANY | UR-4DH (AUTO-BURNISH DISABLED) | Active | 5
2460301 | RELAY,PROTECTION | Low Impedance Differential, Overcurrent & Earth Fault, 24 Non-Common Inputs, 24 Outputs, 48-125V DC Power Supply, 48V DC Control & 1A CT, DNP3 over RS485 | SEL | SCHWEITZER ENGINEERING LAB PTY LTD | 0487B1X4X12XC2XCH9CCCXX | Phasing | 5
2460335 | RELAY,PROTECTION | Low Impedance Differential, Overcurrent & Earth Fault, 24 Non-Common Inputs, 24 Outputs, 48-125V DC Power Supply, 48V DC Control & 5A CT, DNP3 over RS485 | SEL | SCHWEITZER ENGINEERING LAB PTY LTD | 0487B1X4X52XC2XCH9CCCXX | Phasing | 5
2460343 | RELAY,PROTECTION | Low Impedance Differential, Overcurrent & Earth Fault, 24 Non-Common Inputs, 24 Outputs, 48-125V DC Power Supply, 125V DC Control & 5A CT, DNP3 over RS485 | SEL | SCHWEITZER ENGINEERING LAB PTY LTD | 0487B1X4X52XC2XEH9EEEXX | Phasing | 5
2486439 | SWITCHBOARD,POWER | Main AC Board, 2 x Local TFMR, 400A ATS, 4 x 250A CB Essential 4 x 160A CB Non-Ess, Manual CO, Without Dist Board, Outdoor, S/Steel | WEBER | WEBER SOUTH PACIFIC PTY LTD | VC318040-EQL02 | Active | 1
2481877 | CABLE,FIBRE OPTIC | U/Ground, Ploughed, 72 Fibres SMOF, Tensile 6kN, Crush 3kN, c/w Termite Protection, 4000m Drum | PRYSMIAN | PRYSMIAN POWER CABLES & SYSTEMS AUST | 60103117 | Active | 1
2486835 | ADAPTOR,FUSE LINK | HV, Extend Length of 11kV Fuse, for 22kV ABB SafePlus RMU, Set of 3 | ABBAUST | ABB AUSTRALIA PTY LTD | 1YMB333104M0001 | Active | 5
2423572 | RELAY,PROTECTION | 2 Terminal Line Differential, Additional 8/12 I/O, 48-125V DC Power Supply, 1A Secondary Input Current, 48V DC Control Input Voltage, 850nm Fibre Optic Comms | SEL | SCHWEITZER ENGINEERING LAB PTY LTD | 0311L0JC0321221X1 | Phasing | 5
2423580 | RELAY,PROTECTION | 2 Terminal Line Differential, Additional 8/12 I/O, 48-125V DC Power Supply, 1A Secondary Input Current, 125V DC Control Input Voltage, 850nm Fibre Optic Comms | SEL | SCHWEITZER ENGINEERING LAB PTY LTD | 0311L0JC0321421X1 | Phasing | 5
2423598 | RELAY,PROTECTION | 2 Terminal Line Differential, Additional 8/12 I/O, 48-125V DC Power Supply, 5A Secondary Input Current, 48V DC Control Input Voltage, 850nm Fibre Optic Comms | SEL | SCHWEITZER ENGINEERING LAB PTY LTD | 0311L0JC0325221X1 | Phasing | 5
2425130 | RELAY,PROTECTION | Line Distance, LV, 24/48V Power Supply, 24 Digital Inputs, 22 Outputs | CSEUNI | CSE UNISERVE PTY LTD | D60-E00-HCL-F8FH6GM4DP4LUXXWXX | Active | 1
2425148 | RELAY,PROTECTION | Line Distance, HV, 125/250V Power Supply 24 Digital Inputs, 22 Outputs | CSEUNI | CSE UNISERVE PTY LTD | D60-E00-HCH-F8FH6GM4DP4LUXXWXX | Active | 1
2480119 | SWITCHBOARD,POWER | LV Indoor, 1500(1500)kVA, ACB Upgde, Sentron 3WL, ETU76B c/w COM35 Module, AFPS VAMP 221, 3200A TX ACB 65kA/1Sec, 4 x 630A SF, Mob Gen Conn & 3200A ACB, | WEBER | WEBER SOUTH PACIFIC PTY LTD | MF135243-EQ02 | Active | 1
2480176 | SWITCHBOARD,POWER | LV Indoor, 1500(500)kVA, ACB Upgde, Sentron 3WL, ETU76B c/w COM35 Module, AFPS VAMP 221, 3200A TX ACB 65kA/1Sec, 4 x 630A SF, Mob Gen Conn & 3200A ACB, | WEBER | WEBER SOUTH PACIFIC PTY LTD | MF135243-EQ08 | Active | 1
2480184 | SWITCHBOARD,POWER | LV Indoor, 1500(315)kVA, ACB Std, Sentron 3WL, ETU45B, AFPS VAMP 221, 3200A TX ACB 65kA/1Sec, 4 x 630A SF, Mob Gen Conn & 3200A ACB, Metal Encl, | WEBER | WEBER SOUTH PACIFIC PTY LTD | MF135243-EQ09 | Active | 1
2480218 | SWITCHBOARD,POWER | LV Indoor, TX Isolator, 1500(1500)kVA, ACB Upgde, Sentron 3WL, ETU76B c/w COM35 Module, AFPS VAMP 221, 3200A TX ACB 65kA/1Sec, Mob Gen Conn, Direct Busbar | WEBER | WEBER SOUTH PACIFIC PTY LTD | MF001243-EQ02 | Active | 1
2480234 | SWITCHBOARD,POWER | LV Indoor, TX Isolator, 1500(1000)kVA, ACB Upgde, Sentron 3WL, ETU76B c/w COM35 Module, AFPS VAMP 221, 3200A TX ACB 65kA/1Sec, Mob Gen Conn, Direct Busbar | WEBER | WEBER SOUTH PACIFIC PTY LTD | MF001243-EQ04 | Active | 1
2480333 | SWITCHBOARD,POWER | LV Outdoor, 1500(1000)kVA, ACB Std, Sentron 3WL, ETU45B, AFPS VAMP 221, 3200A TX ACB 65kA/1Sec, 4 x 630A SF (1 x Provisional SF Slot) Mob Gen Conn & | WEBER | WEBER SOUTH PACIFIC PTY LTD | VC540240-S303 | Active | 1
2480390 | SWITCHBOARD,POWER | LV Outdoor, 1500(315)kVA, ACB Std, Sentron 3WL, ETU45B, AFPS VAMP 221, 3200A TX ACB 65kA/1Sec, 4 x 630A SF (1 x Provisional SF Slot) Mob Gen Conn & | WEBER | WEBER SOUTH PACIFIC PTY LTD | VC540240-S309 | Active | 1
2480424 | SWITCHBOARD,POWER | LV Outdoor, 1500(1500)kVA, ACB Upgde, Sentron 3WL, ETU76B c/w COM35 Module, AFPS VAMP 221, 3200A TX ACB 65kA/1Sec, 4 x 630A SF (1 x Provisional SF Slot) | WEBER | WEBER SOUTH PACIFIC PTY LTD | VC540240-S312 | Active | 1
2480432 | SWITCHBOARD,POWER | LV Outdoor, 1500(1000)kVA, ACB Std, Sentron 3WL, ETU45B, AFPS VAMP 221, 3200A TX ACB 65kA/1Sec, 4 x 630A SF (1 x Provisional SF Slot) Mob Gen Conn & | WEBER | WEBER SOUTH PACIFIC PTY LTD | VC540240-S313 | Active | 1
2432953 | RELAY,PROTECTION | Multi-Contact Trip, 250V DC Power Supply 12 Make Latching Contacts, Hand/Electrical Reset | RMSPROD | RMS PRODUCTS (RELAY MONITORING SYSTEMS) | 2HSM519B2-F-12M 2M28-S | Active | 5
2500577 | BONDER ASSEMBLY | LV Bonders, 7.5kA/1 Sec, 11kA/0.5 Sec, Looped PED c/w 4 x Clip-on Screw-up 2 x 2m & 1 x 3m 35mm2 Cu Flexible Cable c/w Bag | SICAME | SICAME AUSTRALIA PTY LTD | CLA-LVB-KIT-EQ-1 | Active | 1
2500601 | CHAINSAW | Chainsaw Built-In Clamp and Guide Sharpener Kit | MAKITA | MAKITA INDUSTRIAL POWER TOOLS | 953030040 | Active | 5
2500601 | CHAINSAW | Chainsaw Built-In Clamp and Guide Sharpener Kit | C&LTOOL | C&L TOOL CENTRE | MAKA953030040 | Active | 1
2443711 | RELAY,PROTECTION | 2 Terminal Line Differential, 16/14 I/O, 48-110VDC, 1/5A CT, DNP3 Comms Protocol, 1300nm Single Mode Fibre Optic Comms Module, Model # P543217B4M0559K | SCHNEIDR | SCHNEIDER PTY LTD (MANUFACTURER) | P543 217B4M0559K | Active | 5
2443794 | RELAY,PROTECTION | Media Converter, G.703 to Fibre Optic, 110-250V DC, 4U/20TE Case Size, Areva Model # P591501A0M0000A | AREVA | AREVA T&D AUSTRALIA LTD | P591501A0M0000A | Active | 1
2451516 | RELAY,PROTECTION | Multi-Contact Trip, 48V DC Aux Voltage, 1 Make, 16 Break Non-latching Contacts, Hand Reset Flag c/w 4M56 Case | RMSPROD | RMS PRODUCTS (RELAY MONITORING SYSTEMS) | 2HSM512-D-2-C-1M16B-4M56-S | Active | 5
2486900 | TRANSFORMER,EARTHING | 11kV, 2500A/10 Sec, 8 Ohms/Ph, ZN, KNAN, Natural Ester, Interface C1 Bushings, CT Mounts | WILSON | WILSON TRANSFORMER CO. PTY LTD | B048 | Active | 1
2460863 | RELAY,PROTECTION | Multi-Contact Tripping Relay, 125V DC, 20 Make, 0 Break, Latching Contacts c/w Latching Flag | RMSPROD | RMS PRODUCTS (RELAY MONITORING SYSTEMS) | 2HSM519D2-E-19M00B-4M56S1 | Active | 5
2460871 | RELAY,PROTECTION | Multi-Contact Tripping Relay, 250V DC, 20 Make, 0 Break, Latching Contacts c/w Latching Flag | RMSPROD | RMS PRODUCTS (RELAY MONITORING SYSTEMS) | 2HSM519D2-F-19M00B-4M56S1 | Active | 5
2460889 | RELAY,PROTECTION | Capacitor Voltage, Transformer Monitor IED, 1/5A AC Nom, 24-250V DC Aux, RS485 & 100Base-FX Fibre Comms | ALSTOM | ALSTOM GRID AUSTRALIA LIMITED | M871280YE12X | Phasing | 5
2460905 | RELAY,PROTECTION | High Impedance Differential, Resistor 0-50 Ohms, Adjustable 200W | SCHNEIDR | SCHNEIDER PTY LTD (MANUFACTURER) | FL9933-002 | Active | 5
2460921 | RELAY,PROTECTION | High Impedance Differential, Resistor 0-200 Ohms, Adjustable 200W | SCHNEIDR | SCHNEIDER PTY LTD (MANUFACTURER) | FL9933-004 | Active | 5
2460939 | RELAY,PROTECTION | High Impedance Differential, Metrosil & Resistor Module | ABBAUST | ABB AUSTRALIA PTY LTD | RK795101-DC METROSIL | Active | 5
2460954 | RELAY,PROTECTION | Remote I/O Device, 8/8/ I/O, V DC Power Supply, 24V DC Control, EIA-232 Mirror Bit Comms, Panel Mount | SEL | SCHWEITZER ENGINEERING LAB PTY LTD | 2505101XX | Active | 5
2465680 | RELAY,PROTECTION | 2 Terminal Line Differential, Overcurrent & Earth Fault, Breaker & Half Application, 16/16 I/O, 24-48V DC Power Supply, 1/5A CT, 820nm Fibre | GE | GENERAL ELECTRIC COMPANY | L90UA5HKLF8LH6PL8LN6PS6TUXXW76 | Active | 5
2465698 | RELAY,PROTECTION | 2 Terminal Line Differential, Overcurrent & Earth Fault, Breaker & Half Application, 16/16 I/O, 125-250V DC Power Supply, 1/5A CT, 820nm Fibre | GE | GENERAL ELECTRIC COMPANY | L90UA5HKHF8LH6PL8LN6PS6TUXXW76 | Active | 5
2465706 | RELAY,PROTECTION | 3 Terminal Line Differential, Overcurrent & Earth Fault, Breaker & Half Application, 16/16 I/O, 24-48V DC Power Supply, 1/5A CT, 820nm Fibre | GE | GENERAL ELECTRIC COMPANY | L90UA5HKLF8LH6PL8LN6PS6TUXXW77 | Active | 5
2465714 | RELAY,PROTECTION | 3 Terminal Line Differential, Overcurrent & Earth Fault, Breaker & Half Application, 16/16 I/O, 125-250V DC Power Supply, 1/5A CT, 820nm Fibre | GE | GENERAL ELECTRIC COMPANY | L90UA5HKHF8LH6PL8LN6PS6TUXXW77 | Active | 5
2486744 | TRANSFORMER,POWER | 66/11kV, 1.5MVA, Dyn1, ONAN, HV to LV 6.25%, DETC 7T -7.5% to +7.5%, Attached Radiator, Hermetically Sealed | WILSON | WILSON TRANSFORMER CO. PTY LTD | B084-0001 | Active | 1
24998 | WRENCH,SOCKET | J Hook Centre Impact Socket 49mm x 14mm 1/2 Square Drive | SPECFORC | SPECIALISED FORCE PTY LTD | JHOOK-CENTRE | Active | 1
121075 | END CAP | Heat Shrinkable c/w Sealant, suit Cable 30-45mm O/D | TECONN | TE CONNECTIVITY LTD | 102L044/S(S50) | Active | 1
121075 | END CAP | Heat Shrinkable c/w Sealant, suit Cable 30-45mm O/D | GILBERT | GILBERT LODGE AUSTRALIA PTY LTD | RAY102L044 | Active | 2
121199 | END CAP | Heat Shrinkable, suit Cable 8-17mm O/D | GILBERT | GILBERT LODGE AUSTRALIA PTY LTD | RAY102L022 | Active | 1
2486819 | END CAP | Heatshrink Size 120-60mm, Cable Range O/D 65-110mm, 150mm Lg, 5mm Thk Wall, Cross-linked Polyolefin | CABAC | CABAC (MANUFACTURER) | SRE6 | Active | 5
2486819 | END CAP | Heatshrink Size 120-60mm, Cable Range O/D 65-110mm, 150mm Lg, 5mm Thk Wall, Cross-linked Polyolefin | ACCULEC | ACCULEC PTY LTD (303899) | SRE6 | Active | 1
2486827 | END CAP | Heatshrink Size 145-60mm, Cable Range O/D 70-130mm, 150mm Lg, 5mm Thk Wall, Cross-linked Polyolefin | CABAC | CABAC (MANUFACTURER) | SRE7 | Active | 5
2486827 | END CAP | Heatshrink Size 145-60mm, Cable Range O/D 70-130mm, 150mm Lg, 5mm Thk Wall, Cross-linked Polyolefin | ACCULEC | ACCULEC PTY LTD (303899) | SRE7 | Active | 1
2460368 | RELAY,PROTECTION | Transformer Biased 2 Winding Differential, Overcurrent & 2 x REF, 12/12 I/O, 48-110V DC Power Supply, 1/5A CT, DNP3 over RS485 or LC Fibre | SCHNEIDR | SCHNEIDER PTY LTD (MANUFACTURER) | P64221QDLM0B29L | Phasing | 5
2460384 | RELAY,PROTECTION | FW 7.32, Transformer Biased 2 Winding Differential, Overcurrent & 2 x REF, 10/12 I/O, 24-48V DC Pwr Supply, 1/5A CT, DNP3 over RS485 or LC Fibre | GE | GENERAL ELECTRIC COMPANY | T60UA3HKLF8NH6PMXXPXXU6TWXX | Active | 5
2460392 | RELAY,PROTECTION | FW 7.32, Transformer Biased 2 Winding Differential, Overcurrent & 2 x REF, 10/12 I/O, 125-250V DC Pwr Supply, 1/5A CT, DNP3 over RS485 or LC Fibre | GE | GENERAL ELECTRIC COMPANY | T60UA3HKHF8NH6PMXXPXXU6TWXX | Active | 5
2466100 | RELAY,PROTECTION | 2 Terminal Line Differential, Overcurrent & Earth Fault, 10/12 I/O, 24-48V DC Power Supply, 1/5A CT, 1300nm Fibre Optic Line Comms Module, | GE | GENERAL ELECTRIC COMPANY | L90UA3HKLF8LH6PLXXNXXS6TUXXW7D | Active | 5
2466118 | RELAY,PROTECTION | 2 Terminal Line Differential, Overcurrent & Earth Fault, 10/12 I/O, 125-250V DC Power Supply, 1/5A CT, 1300nm Fibre Optic Line Comms Module, | GE | GENERAL ELECTRIC COMPANY | L90UA3HKHF8LH6PLXXNXXS6TUXXW7D | Active | 5
2466126 | RELAY,PROTECTION | 3 Terminal Line Differential, Overcurrent & Earth Fault, 10/12 I/O, 24-48V DC Power Supply, 1/5A CT, 1300nm Fibre Optic Line Comms Module, | GE | GENERAL ELECTRIC COMPANY | L90UA3HKLF8LH6PLXXNXXS6TUXXW7K | Active | 5
2466134 | RELAY,PROTECTION | 3 Terminal Line Differential, Overcurrent & Earth Fault, 10/12 I/O, 125-250V DC Power Supply, 1/5A CT, 1300nm Fibre Optic Line Comms Module, | GE | GENERAL ELECTRIC COMPANY | L90UA3HKHF8LH6PLXXNXXS6TUXXW7K | Active | 5
3442 | RELAY | Socket, 10A, 300V, 11 Terminals, M3 Screw Terminal, DIN Rail Mount, Surface Mount, compatible with RR2KP & RR3PA Device | IDEC | IDEC (MANUFACTURER) | SR3P-06 | Active | 1
10005 | RELAY,PROTECTION | Line Differential, 125 - 250V, 0.7A/100 - 240, 50/60Hz, UR Series | GE | GENERAL ELECTRIC COMPANY | L90A00HCHF8AH6GL6UNXXSXXUXXW7R | Active | 5
10007 | RELAY,PROTECTION | Current Differential, Control Unit | SEL | SCHWEITZER ENGINEERING LAB PTY LTD | 0387A0103X3X331 | Active | 5
1014362 | RELAY,PROTECTION | Plug in Aux, 14 Blade, 110V DC, 4 Change Over Contacts | MMELEC | MM ELECTRICAL MERCHANDISING | IDCRH4B-UDC110V | Active | 1
1014381 | RELAY,PROTECTION | Plug in Aux, 11 Pin, 110V AC, 3 Change Over Contacts, RELECO Type C3-A30-X 110V AC | IDEALELE | IDEAL ELECTRICAL SUPPLIERS | RE040210 | Active | 1
1014381 | RELAY,PROTECTION | Plug in Aux, 11 Pin, 110V AC, 3 Change Over Contacts, RELECO Type C3-A30-X 110V AC | REXEL | REXEL AUSTRALIA | RE040210 | Active | 2
1014382 | RELAY,PROTECTION | Plug in Aux, 11 Pin, 110V DC, 3 Change Over Contacts | HAYMANS | HAYMANS ELECTRICAL | OMRMK3PN5IDC110 | Active | 2
1014382 | RELAY,PROTECTION | Plug in Aux, 11 Pin, 110V DC, 3 Change Over Contacts | REXEL | REXEL AUSTRALIA | INDRE40411 | Active | 2
1014382 | RELAY,PROTECTION | Plug in Aux, 11 Pin, 110V DC, 3 Change Over Contacts | LAWRENCE | LAWRENCE & HANSON | C3-A30-DX 110VDC | Active | 1
3338 | RELAY | Socket, 600V AC, 1A, 8-Pin Spade, Omron PTF08A-E, St George Statcom & Cape River East StatCom | AMSC | AMSC AUSTRALIA PTY LTD | 16996 | Active | 5
3338 | RELAY | Socket, 600V AC, 1A, 8-Pin Spade, Omron PTF08A-E, St George Statcom & Cape River East StatCom | AMSC | AMSC AUSTRALIA PTY LTD | 16996 | Active | 1
3342 | RELAY,ELECTROMAGNETIC | 4 Ch Input, 90-140V AC/DC, OPTO-22 Snap-IAC5, St George STATCOM | AMSC | AMSC AUSTRALIA PTY LTD | 16336 | Active | 1
3343 | RELAY,ELECTROMAGNETIC | 4 Ch Input, 10-32V DC, OPTO-22 Snap-IDC5, St George STATCOM | AMSC | AMSC AUSTRALIA PTY LTD | 16342 | Active | 1
3441 | RELAY,ELECTROMAGNETIC | Aux, 3PDT, 10A, 110V DC, Round Pin, General Purpose | IDEC | IDEC (MANUFACTURER) | RR3PA-U-DC110V | Active | 1
3782 | RELAY,ELECTROMAGNETIC | Aux, Indication, B10-17, 32V DC Control Voltage, suit ABB VBF 36.20.25 CB (1 x per CB) ETS 2009/0092/T Item 7Q | ABBAUST | ABB AUSTRALIA PTY LTD | 7900203 | Phasing | 1
3785 | RELAY,ELECTROMAGNETIC | Aux, Indication, B10-17, 48V DC Control Voltage, suit ABB VBF 36.20.25 CB (1 x per CB) ETS 2009/0092/T Item 7T | ABBAUST | ABB AUSTRALIA PTY LTD | 7900207 | Phasing | 1
3793 | RELAY,ELECTROMAGNETIC | Aux, Anti Pumping, B10-13, 240V DC Control Voltage, suit ABB VBF 36.20.25 CB (1 x per CB) ETS 2009/0092/T Item 7AB | ABBAUST | ABB AUSTRALIA PTY LTD | 7900220 | Phasing | 1
3794 | RELAY,ELECTROMAGNETIC | Aux, Indication, B10-17, 240V DC Control Voltage, suit ABB VBF 36.20.25 CB (1 x per CB) ETS 2009/0092/T Item 7AC | ABBAUST | ABB AUSTRALIA PTY LTD | 7900221 | Phasing | 1
2407239 | CLAMP,SUSPENSION | Armour Grip c/w Structural Rods & Earth suit 13.62mm-14.20 mm CC-38/48/551 LHL OPGW,No Shackle or Twist/Eye Tongue, ETS 11-09-01 | PLP | PREFORMED LINE PRODUCTS (AUST) | OPGWSS-1362L-ER | Active | 1
2407239 | CLAMP,SUSPENSION | Armour Grip c/w Structural Rods & Earth suit 13.62mm-14.20 mm CC-38/48/551 LHL OPGW,No Shackle or Twist/Eye Tongue, ETS 11-09-01 | DULHUNTY | DULHUNTY POWER (AUST) PTY LTD | ERG-2407239 | Active | 2
2407240 | CLAMP,SUSPENSION | Double Armour Grip Assembly, suit 11.4mm CC-30/30/449 OPGW c/w Yoke Plate, No Shackle or Clevis Tongues, M16 Bolt, ETS 11-09-01 | PLP | PREFORMED LINE PRODUCTS (AUST) | OFAGS-4300204L + YPT-120-400 | Active | 1
2407240 | CLAMP,SUSPENSION | Double Armour Grip Assembly, suit 11.4mm CC-30/30/449 OPGW c/w Yoke Plate, No Shackle or Clevis Tongues, M16 Bolt, ETS 11-09-01 | DULHUNTY | DULHUNTY POWER (AUST) PTY LTD | ERG-2407240 | Active | 2
2407249 | CLAMP,SUSPENSION | Downlead Cushion, suit 14.0mm OPGW & with 14.0mm OPGW & Attachment to Concrete Pole, ETS 11-09-01 | TEN | THE ENERGY NETWORK (AUST) PTY LTD | OPGW-DL-18-CW | Active | 1
2407249 | CLAMP,SUSPENSION | Downlead Cushion, suit 14.0mm OPGW & with 14.0mm OPGW & Attachment to Concrete Pole, ETS 11-09-01 | TEN | THE ENERGY NETWORK (AUST) PTY LTD | OPGW-DL-14.0-C | Active | 2
2407249 | CLAMP,SUSPENSION | Downlead Cushion, suit 14.0mm OPGW & with 14.0mm OPGW & Attachment to Concrete Pole, ETS 11-09-01 | PLP | PREFORMED LINE PRODUCTS (AUST) | OFDLC-8003042B | Active | 2
2407249 | CLAMP,SUSPENSION | Downlead Cushion, suit 14.0mm OPGW & with 14.0mm OPGW & Attachment to Concrete Pole, ETS 11-09-01 | DULHUNTY | DULHUNTY POWER (AUST) PTY LTD | OPGW-DL-14.0C | Active | 2
2407250 | CLAMP,SUSPENSION | Downlead Cushion, suit 11.4mm OPGW & with 11.4mm OPGW & Attachment to Steel Towers, ETS 11-09-01 | TEN | THE ENERGY NETWORK (AUST) PTY LTD | OPGW-DL-11.40-S | Active | 1
2407250 | CLAMP,SUSPENSION | Downlead Cushion, suit 11.4mm OPGW & with 11.4mm OPGW & Attachment to Steel Towers, ETS 11-09-01 | PLP | PREFORMED LINE PRODUCTS (AUST) | OFDLM-01-A | Active | 2
2407250 | CLAMP,SUSPENSION | Downlead Cushion, suit 11.4mm OPGW & with 11.4mm OPGW & Attachment to Steel Towers, ETS 11-09-01 | DULHUNTY | DULHUNTY POWER (AUST) PTY LTD | OPGW-DL-11.4S | Active | 2
2460434 | RELAY,PROTECTION | FW 7.32, Transformer Biased 3 Winding Differential, Overcurrent & 3 x REF, 16/16 I/O, 24-48V DC Pwr Supply, 1/5A CT, DNP3 over RS485 or LC Fibre | GE | GENERAL ELECTRIC COMPANY | T60UA3HKLF8NH6PM8LP6PU6TWXX | Active | 5
2460442 | RELAY,PROTECTION | FW 7.32, Transformer Biased 3 Winding Differential, Overcurrent & 3 x REF, 16/16 I/O, 125-250V DC Pwr Supply, 1/5A CT, DNP3 over RS485 or LC Fibre | GE | GENERAL ELECTRIC COMPANY | T60UA3HKHF8NH6PM8LP6PU6TWXX | Active | 5
2460467 | RELAY,PROTECTION | FW H6A, Fdr Diff, 48/110V DC Pwr, 24/250V DC Logic 16/14 IO, 1/5A, 110V AC Input, 850nm 2Ch, Flush/60TE, DNP 100Base-FX, MM LC Enet | SCHNEIDR | SCHNEIDER PTY LTD (MANUFACTURER) | P543 21QALM0H69M | Phasing | 5
2460475 | RELAY,PROTECTION | FW H6, 2 or 3 Term Line Diff, Distance, O/C & E/F, 110/250V DC Pwr, 16/14 IO, 1/5A, 850nm FO Line Comms Module, DNP3 over RS485 or LC Fibre Enet & IEC61850 | SCHNEIDR | SCHNEIDER PTY LTD (MANUFACTURER) | P543 31QALM0H69M | Phasing | 5
2460483 | RELAY,PROTECTION | 2 Terminal Line Differential, Overcurrent & Earth Fault, 10/12 I/O, 24-48V DC Power Supply, 1/5A CT, 820nm Fibre Optic Line Comms Module, | GE | GENERAL ELECTRIC COMPANY | L90UA3HKLF8LH6PLXXNXXS6TUXXW76 | Active | 5
2460491 | RELAY,PROTECTION | 2 Terminal Line Differential, Overcurrent & Earth Fault, 10/12 I/O, 125-250V DC Power Supply, 1/5A CT, 820nm Fibre Optic Line Comms Module, | GE | GENERAL ELECTRIC COMPANY | L90UA3HKHF8LH6PLXXNXXS6TUXXW76 | Active | 5
2460509 | RELAY,PROTECTION | 3 Terminal Line Differential, Overcurrent & Earth Fault, 10/12 I/O, 24-48V DC Power Supply, 1/5A CT, 820nm Fibre Optic Line Comms Module, | GE | GENERAL ELECTRIC COMPANY | L90UA3HKLF8LH6PLXXNXXS6TUXXW77 | Active | 5
2460517 | RELAY,PROTECTION | 3 Terminal Line Differential, Overcurrent & Earth Fault, 10/12 I/O, 125-250V DC Power Supply, 1/5A CT, 820nm Fibre Optic Line Comms Module, | GE | GENERAL ELECTRIC COMPANY | L90UA3HKHF8LH6PLXXNXXS6TUXXW77 | Active | 5
2460525 | RELAY,PROTECTION | GE Optional Modules, 76, IEEE C37.94, 820nm, 64Kbps, Multimode, LED, 1 Channel (single module) | GE | GENERAL ELECTRIC COMPANY | UR-76H | Active | 5
2486462 | RELAY,PROTECTION | FW H9C, Fdr Diff/Dist Dual CB, 24/32V DC Pwr, 24/250V DC Logic 24/32 IO, 1/5A, 110V AC Input, 850nm 2Ch, Flush/60TE, DNP 100Base-FX, MM LC Enet | SCHNEIDR | SCHNEIDER PTY LTD (MANUFACTURER) | P54691QALM0H99M | Active | 5
2486488 | RELAY,PROTECTION | FW H9C, Fdr Diff/Dist Dual CB, 110/250V DC Pwr, 24/250V DC Logic 24/32 IO, 1/5A, 110V AC Input, 850nm 2Ch, Flush/60TE, DNP 100Base-FX, MM LC Enet | SCHNEIDR | SCHNEIDER PTY LTD (MANUFACTURER) | P54631QALM0H99M | Active | 5
2486496 | KNIFE,CRAFTSMAN'S | 1000V Insulated Curved S/Steel knife, Back of Blade Covered, c/w Soft Case | PENTA | PENTA AUST (TMAC THEW & MCCANN/HYLEC) | PA23089 | Active | 1
2486496 | KNIFE,CRAFTSMAN'S | 1000V Insulated Curved S/Steel knife, Back of Blade Covered, c/w Soft Case | HYLEC | HYLEC ENERGY SOLUTIONS | IS79 | Active | 2
2475838 | RELAY,PROTECTION | FW B4D, 2 Bias Txf Diff, 110/250V DC Pwr 24/250V DC Logic 12/12 IO, 1/5A, Flush/60TE, DNP 100Base-FX, MM LC Enet | SCHNEIDR | SCHNEIDER PTY LTD (MANUFACTURER) | P642 31QDLM0B49L | Active | 5
2475846 | RELAY,PROTECTION | FW B4D, 3 Bias Txf Diff, 24/32V DC Pwr, 24/250V DC Logic 16/16 IO, 1/5A, Flush/60TE, DNP 100Base-FX, MM LC Enet | SCHNEIDR | SCHNEIDER PTY LTD (MANUFACTURER) | P643 91QALM0B49M | Active | 5
2475853 | RELAY,PROTECTION | FW B4D, 3 Bias Txf Diff, 48/110V DC Pwr, 24/250V DC Logic 16/16 IO, 1/5A, Flush/60TE, DNP 100Base-FX, MM LC Enet | SCHNEIDR | SCHNEIDER PTY LTD (MANUFACTURER) | P643 21QALM0B49M | Active | 5
2475861 | RELAY,PROTECTION | FW B4D, 3 Bias Txf Diff, 110/250V DC Pwr 24/250V DC Logic 16/16 IO, 1/5A, Flush/60TE, DNP 100Base-FX, MM LC Enet | SCHNEIDR | SCHNEIDER PTY LTD (MANUFACTURER) | P643 31QALM0B49M | Active | 5
2475879 | RELAY,PROTECTION | FW H9C, Fdr Diff, 16/14 IO, 24/250VDC Logic, 24/32VDC Pwr, 1/5A, 110VAC Input, 850nm 2Ch, Flush/60TE, DNP 100BaseFX, MM LC Enet | SCHNEIDR | SCHNEIDER PTY LTD (MANUFACTURER) | P543 91QALM0H99M | Phasing | 1
2475887 | RELAY,PROTECTION | FW H9C, Fdr Diff, 16/14 IO, 24/250VDC Logic, 48/110VDC Pwr, 1/5A, 110VAC Input 850nm 2Ch, Flush/60TE, DNP 100BaseFX, MM LC Enet | SCHNEIDR | SCHNEIDER PTY LTD (MANUFACTURER) | P543 21QALM0H99M | Active | 1
2475895 | RELAY,PROTECTION | FW H9C, Fdr Diff, 110/250V DC Pwr, 24/250V DC Logic 16/14 IO, 1/5A, 110V AC Input, 850nm 2Ch, Flush/60TE, DNP 100Base-FX, MM LC Enet | SCHNEIDR | SCHNEIDER PTY LTD (MANUFACTURER) | P543 31QALM0H99M | Active | 5
2475903 | RELAY,PROTECTION | FW H9C, Fdr Diff, 16/14 IO, 24/250VDC Logic, 24/32VDC Pwr, 1/5A, 110VAC Input, 1300nm 1Ch, Flush/60TE, DNP 100BaseFX, MM LC Enet | SCHNEIDR | SCHNEIDER PTY LTD (MANUFACTURER) | P543 91QBLM0H99M | Phasing | 1
2475911 | RELAY,PROTECTION | FW H9C, Fdr Diff, 16/14 IO, 24/250VDC Logic, 48/110VDC Pwr, 1/5A, 110VAC Input 1300nm 1Ch, Flush/60TE, DNP 100BaseFX, MM LC Enet | SCHNEIDR | SCHNEIDER PTY LTD (MANUFACTURER) | P543 21QBLM0H99M | Phasing | 1
2475929 | RELAY,PROTECTION | FW H9C, Fdr Diff, 110/250V DC Pwr, 24/250V DC Logic 16/14 IO, 1/5A, 110V AC Input, 1300nm 1Ch, Flush/60TE, DNP 100Base-FX, MM LC Enet | SCHNEIDR | SCHNEIDER PTY LTD (MANUFACTURER) | P543 31QBLM0H99M | Active | 5
2403213 | CLAMP,CABLE | Clamp, Electrical, Insulation Piercing, Bi-metal, 50-95mm2 Mains, 1.5-6mm2 Tap Suits Al/Cu ABC Connections, Supplied with One End Cap (P20) | TYCOELEC | TYCO ELECTRONICS | EP95-13 S | Active | 1
2407013 | RELAY,PROTECTION | Directional/Non-directional Overcurrent & Earth Fault Standard I/O 48-125Vdc Power Supply 1A Ph & 0.05A Neutral Input Current 48Vdc Control Input Voltage DNP3 | SEL | SCHWEITZER ENGINEERING LAB PTY LTD | 0351A00H23582X1 | Active | 5
2407014 | RELAY,PROTECTION | Directional/Non-directional Overcurrent and Earth Fault standard I/O 48-125Vdc power supply 1A phase and 0.05A neutral input current 125Vdc control input | SEL | SCHWEITZER ENGINEERING LAB PTY LTD | 0351A00H23584X1 | Active | 5
2486926 | DRIVER,EARTH ROD | Driving Attachment to suit SDS MAX Jack Hammer, 12mm Driver, suits 13mm Cu Clad | ERICO | NVENT ERICO PRODUCTS AUSTRALIA P/L | ERCG13M | Active | 1
2486926 | DRIVER,EARTH ROD | Driving Attachment to suit SDS MAX Jack Hammer, 12mm Driver, suits 13mm Cu Clad | C&LTOOL | C&L TOOL CENTRE | MAKAP-63781-BK9 | Active | 2
2486934 | BIT,SCREWDRIVER | Slotted Flat, 1000V, 5.5 x 1.0mm | C&LTOOL | C&L TOOL CENTRE | WIHA34581 | Active | 1
2486959 | TRANSDUCER,ELECTRICAL | AC Voltage w/True RMS, Input 88-132V AC, Output 0-20mA DC, 1Ph 2 Wire, High Accuracy (<0.2% of FS), 4kV Isolation, Auxiliary Power 20-70V DC | UPI | UNIVERSITY PATON INSTRUMENTS PTY LTD | CVT-12-VO5-A4-ADL-X | Active | 1
2486967 | TRANSDUCER,ELECTRICAL | AC Voltage w/True RMS, Input 88-132V AC, 50Hz, Output 0-20mA DC, 1Ph 2 Wire, High Accuracy (<0.2% of FS), 4kV Isolation, Auxiliary Power 85-265V AC/100-300V DC | UPI | UNIVERSITY PATON INSTRUMENTS PTY LTD | CVT-12-VO5-A4-ADH | Active | 1
2463867 | RELAY,ELECTROMAGNETIC | Telemecanique Overload Relay, 690V AC, 4A, 0…400Hz, 3 Pole, 2.5 - 4A FLC Motor Rating, Scania DC12 Canopy Parts | CNWELEC | CNW ELECTRICAL PTY LTD | LRD08 | Active | 1
2463875 | RELAY,ELECTROMAGNETIC | Finder Control Relay, 24V DC, 10A, 8 Pin, Scania DC12 Canopy Parts | HAYMANS | HAYMANS ELECTRICAL | 60.12 | Active | 1
2468858 | RELAY,ELECTROMAGNETIC | Aux, 10A, 48-60V DC, 4 C/O Contacts Plug-In, Blade Plug-In, Magnetic Arc Blowouts | RMSPROD | RMS PRODUCTS (RELAY MONITORING SYSTEMS) | D-B-D048 | Active | 1
189 | RELAY,PROTECTION | MBCZ 12-104, Feeder Breaker Module, 220kV Bus Protection, Mica Creek C Substation | AREVA | AREVA T&D AUSTRALIA LTD | MBCZ12104H1CB2255C | Phasing | 1
192 | RELAY,PROTECTION | MBCZ 16-003, Bus Differential Module, 220kV Bus Protection, Mica Creek C Substation | AREVA | AREVA T&D AUSTRALIA LTD | MBCZ16003D1OO2000C | Phasing | 1
193 | RELAY,PROTECTION | MBCZ 16-005, Bus Differential Check Module, 220kV Bus Protection, Mica Creek C Substation | AREVA | AREVA T&D AUSTRALIA LTD | MBCZ16005D1OO2000C | Phasing | 1
2460558 | RELAY,PROTECTION | FW 7.32, Distance, Overcurrent & Earth Fault, 16/16 I/O, 24-48VDC Pwr, 1/5A CT, DNP3 over RS485 or LC Fibre Ethernet & IEC61850 HSR/PRP | GE | GENERAL ELECTRIC COMPANY | D60UA3HKLF8MH6PMXXP6PU6TWXX | Active | 5
2460624 | RELAY,PROTECTION | Multi-Contact Tripping Relay, 110-125V DC, 10 Make, 0 Break, Non-Latching Contacts c/w Latching Hand-Reset Flag (Alternate) | ALSTOM | ALSTOM GRID AUSTRALIA LIMITED | MVAJ101RA0800A | Active | 5
2460723 | RELAY,PROTECTION | Multi-Contact Tripping Relay, 125V DC, 10 Make, 0 Break, Latching Contacts c/w Latching Flag | RMSPROD | RMS PRODUCTS (RELAY MONITORING SYSTEMS) | 2HSM519B2-E-10M00B-2M28S1 | Active | 5
2460822 | RELAY,PROTECTION | Multi-Contact Tripping Relay, 250V DC, 1 Make, 16 Break, Non-Latching Contacts c/w Latching Flag | RMSPROD | RMS PRODUCTS (RELAY MONITORING SYSTEMS) | 2HSM520D2-F-01M16B-4M56S1 | Active | 5
2460897 | RELAY,PROTECTION | High Impedance Differential, Metrosil, 3 Ph Type 600A/S3/I/S1195, Characteristic C=900, B=0.25 | SCHNEIDR | SCHNEIDER PTY LTD (MANUFACTURER) | ZB9411-571 | Active | 5
2460947 | RELAY,PROTECTION | ZIV Distance, Overcurrent & Earth Fault | DEWAR | DEWAR ELECTRONICS PTY LTD | 8ZLV-F4F-XXQ1C6SML | Active | 5
2462000 | RELAY,PROTECTION | FW H6, 2 or 3 Term Line Diff, Distance, O/C & E/F, Brkr & Half Appl, 48/110V DC Pwr, 16/14 IO, 1/5A CT, 850nm FO Line Comms Module, DNP3 over RS485 or LC | SCHNEIDR | SCHNEIDER PTY LTD (MANUFACTURER) | P544 21QALM0H69M | Phasing | 5
2462018 | RELAY,PROTECTION | FW H6, 2 or 3 Term Line Diff, Distance, O/C & E/F, Brkr & Half Appl, 110/250V DC Pwr, 16/14 IO, 1/5A CT, 850nm FO Line Comms Module, DNP3 over RS485 or LC | SCHNEIDR | SCHNEIDER PTY LTD (MANUFACTURER) | P544 31QALM0H69M | Phasing | 5
2475994 | RELAY,PROTECTION | FW H9C, Fdr Diff, Dual CB, 24/32V DC Pwr, 24/250V DC Logic 16/14 IO, 1/5A, 110V AC Input, 1300nm 1Ch, Flush/60TE, DNP 100Base-FX, MM LC Enet | SCHNEIDR | SCHNEIDER PTY LTD (MANUFACTURER) | P544 91QBLM0H99M | Active | 5
2477610 | RELAY,PROTECTION | FW R502, Line Diff 3 Ended, 14/25 IO Logic, 48/125VDC Pwr, 48VDC Ctrl,1A Ph & 1A N, 110VAC Input, 4U Rack, 850nm, DNP over RS485 or 100BaseFX Enet | SEL | SCHWEITZER ENGINEERING LAB PTY LTD | 0311L7JCC321225XX | Active | 5
2477693 | RELAY,PROTECTION | FW R502, Line Diff 3 Ended, 14/25 IO Logic, 24/48VDC Pwr, 110VDC Ctrl, 5A Ph & 5A N, 110VAC Input, 4U Rack, 1300nm, DNP over RS485 or 100BaseFX Enet | SEL | SCHWEITZER ENGINEERING LAB PTY LTD | 0311L7JDD225325XX | Active | 5
2477768 | RELAY,PROTECTION | FW R502, Line Diff 3 Ended, 14/25 IO Logic, 24/48VDC Pwr, 48VDC Ctrl, 1A Ph & 1A N, 110VAC Input, 4U Vert, 850nm, DNP over RS485 or 100BaseFX Enet | SEL | SCHWEITZER ENGINEERING LAB PTY LTD | 0311L7LCC221225XX | Active | 5
2477784 | RELAY,PROTECTION | FW R502, Line Diff 3 Ended, 14/25 IO Logic, 24/48VDC Pwr, 48VDC Ctrl, 5A Ph & 5A N, 110VAC Input, 4U Vert, 850nm, DNP over RS485 or 100BaseFX Enet | SEL | SCHWEITZER ENGINEERING LAB PTY LTD | 0311L7LCC225225XX | Active | 5
2477792 | RELAY,PROTECTION | FW R502, Line Diff 3 Ended, 14/25 IO Logic, 24/48VDC Pwr, 110VDC Ctrl, 5A Ph & 5A N, 110VAC Input, 4U Vert, 850nm, DNP over RS485 or 100BaseFX Enet | SEL | SCHWEITZER ENGINEERING LAB PTY LTD | 0311L7LCC225325XX | Active | 5
21067 | SEALING COMPOUND | PowerPatch Leak Repair c/w Tool-50-11, 2 x 2-Part Cartridges, 4 x Static Mixer, 2 x Putty Sticks, 8 x Wipes, 1 x 600mm Sandpaper Strip, 4 x Application Sticks | TEN | THE ENERGY NETWORK (AUST) PTY LTD | EPCT-KIT1G | Active | 1
2407015 | RELAY,PROTECTION | Directional/Non-directional Overcurrent & Earth Fault Standard I/O 48-125Vdc Power Supply 5A Ph & 0.05A Neutral Input Current 48Vdc Control Input Voltage DNP3 | SEL | SCHWEITZER ENGINEERING LAB PTY LTD | 0351A00H23592X1 | Active | 5
2407016 | RELAY,PROTECTION | Directional/Non-directional Overcurrent and Earth Fault standard I/O 48-125Vdc power supply 5A phase and 0.05A neutral input current 125Vdc control input | SEL | SCHWEITZER ENGINEERING LAB PTY LTD | 0351A00H23594X1 | Active | 5
2407018 | RELAY,PROTECTION | Fdr Management & Control Standard I/O 48-125VDC Pwr, 1A Ph & 0.05A Neutral Secondary Input Current 125VDC Control Input Voltage DNP3 | SEL | SCHWEITZER ENGINEERING LAB PTY LTD | 0351S61H33584X1 | Active | 5
2407065 | RELAY,PROTECTION | Multi-Contact Trip, 24-33V DC Aux Voltage, 8 Latching C/O Contacts, Hand/Electrical Reset (MOQ 5) | SIEMENS | SIEMENS LTD | 7PA2261 | Active | 1
2407067 | RELAY,PROTECTION | Multi-Contact Trip, 100-137V DC Aux Voltage, 8 Latching C/O Contacts, Hand/Electrical Reset | SIEMENS | SIEMENS LTD | 7PA2251-1 | Active | 1
2407310 | RELAY,PROTECTION | Multi-Contact Trip, 32V DC Aux Voltage, 12 Make Latching Contacts, Hand/Electrical Reset | RMSPROD | RMS PRODUCTS (RELAY MONITORING SYSTEMS) | 2HSM519B2-B-12M 2M28-S | Active | 5
10006 | RELAY,PROTECTION | Directional Overcurrent, Fault Locating | SEL | SCHWEITZER ENGINEERING LAB PTY LTD | 03516033593XX1 | Active | 5
2407022 | RELAY,PROTECTION | Fdr Management & Control Additional 8/12 IO 48-125VDC Pwr, 1A Ph & 0.05A Neutral Secondary Input Current 125VDC Control Input Voltage DNP3 | SEL | SCHWEITZER ENGINEERING LAB PTY LTD | 0351S61H3358421 | Active | 5
2407023 | RELAY,PROTECTION | Fdr Management & Control Additional 8/12 IO 48-125VDC Pwr, 5A Ph & 0.05A Neutral Secondary Input Current 48VDC Control Input Voltage DNP3 | SEL | SCHWEITZER ENGINEERING LAB PTY LTD | 0351S61H3359221 | Active | 5
2407024 | RELAY,PROTECTION | Fdr Management & Control Additional 8/12 IO 48-125VDC Pwr, 5A Ph & 0.05A Neutral Secondary Input Current 125VDC Control Input Voltage DNP3 | SEL | SCHWEITZER ENGINEERING LAB PTY LTD | 0351S61H3359421 | Active | 5
2407025 | RELAY,PROTECTION | Single Pole Overcurrent/Earth Fault 0.1-40 Ion Earth Current Input 24-60V Aux Supply DNP3 Communications Protocol Areva Model # MiCOM P120A00A411 | AREVA | AREVA T&D AUSTRALIA LTD | P120A00A412AD | Active | 1
2462539 | RELAY,PROTECTION | uMATRIX-S Platform Voltage Regulator, 40-275V AC & 40-300V DC Aux Supply, 80-150V AC/DC Status Input Groups 1&2, UMX2V164_B Factory Loaded UMX Appl | RMSPROD | RMS PRODUCTS (RELAY MONITORING SYSTEMS) | 2V164-S-BBBAAB- | Active | 5
2468304 | RELAY,PROTECTION | FW7.32, GE Optional Module, 6P, 6 Form-A (current with optional voltage) Outputs, 4 Contact Inputs | GE | GENERAL ELECTRIC COMPANY | UR-6PH | Active | 5
2477909 | RELAY,PROTECTION | Self/CT Powered, Time OC/E Relay, No Aux Voltage Required, 50/60 Hz, Requires Compatible WIC1 CTs,Settable via DIP Switches, 20 years Maintenance-Free | WOODWARD | WOODWARD INC MANUFACTURING CO | WIC1-2PE | Active | 5
2478352 | RELAY,PROTECTION | SFI Bus, Non-Dir O/C & E/F, 16/16 IO, 24-48V DC Pwr, 1/5A CT, DNP3 over RS485 or LC Fibre Ethernet & IEC61850 HSR/PRP | GE | GENERAL ELECTRIC COMPANY | F35UA3HKLF8NH6PM8NP6PU6TWXX | Active | 5
16602 | INSULATION SLEEVING,ELECTRICAL | Heat Shrink, Wrap Around, 107/29mm ID, 1500mm Lg, Min 2mm Thk, Black, Polyolefin, Meltable Inner Lining, suit Cable 34 to 65mm Dia | RAYCHEM | RAYCHEM (AUSTRALIA) PTY LTD | CRSM-107/29-1500/239(B10) | Active | 2
16602 | INSULATION SLEEVING,ELECTRICAL | Heat Shrink, Wrap Around, 107/29mm ID, 1500mm Lg, Min 2mm Thk, Black, Polyolefin, Meltable Inner Lining, suit Cable 34 to 65mm Dia | TECONN | TE CONNECTIVITY LTD | CRSM-107/29-1500/239(S1) | Active | 1
16602 | INSULATION SLEEVING,ELECTRICAL | Heat Shrink, Wrap Around, 107/29mm ID, 1500mm Lg, Min 2mm Thk, Black, Polyolefin, Meltable Inner Lining, suit Cable 34 to 65mm Dia | LEGEND | LEGEND POWER SYSTEMS | ZT108/27-1500 | Active | 2
2407311 | RELAY,PROTECTION | High Impedance Differential Protection, Voltage Operated, Setting Range 25-325V (50V Steps) 125V DC Aux Supply c/w Metrosil & Tripping Relay | RMSPROD | RMS PRODUCTS (RELAY MONITORING SYSTEMS) | 1M123K11 | Active | 5
2407313 | RELAY,PROTECTION | High Impedance Differential Protection, Voltage Operated, Setting Range 25-325V (50V Steps) 48V DC Aux Supply c/w Metrosil & Tripping Relay | RMSPROD | RMS PRODUCTS (RELAY MONITORING SYSTEMS) | 1M123K10 | Active | 5
2407314 | RELAY,PROTECTION | High Impedance Differential Protection, Voltage Operated, Setting Range 25-325V (50V Steps) 32V DC Aux Supply c/w Metrosil & Tripping Relay | RMSPROD | RMS PRODUCTS (RELAY MONITORING SYSTEMS) | 1M123K20 | Active | 5
2407315 | RELAY,PROTECTION | High Impedance Differential Protection, Voltage Operated, Setting Range 25-115V (15V Steps) 125V DC Aux Supply c/w Metrosil & Tripping Relay | RMSPROD | RMS PRODUCTS (RELAY MONITORING SYSTEMS) | 1M123K15 | Active | 5
2407316 | RELAY,PROTECTION | High Impedance Differential Protection, Voltage Operated, Setting Range 25-115V (15V Steps) 110V DC Aux Supply c/w Metrosil & Tripping Relay | RMSPROD | RMS PRODUCTS (RELAY MONITORING SYSTEMS) | 1M123K07 | Active | 5
2407317 | RELAY,PROTECTION | High Impedance Differential Protection, Voltage Operated, Setting Range 25-115V (15V Steps) 48V DC Aux Supply c/w Metrosil & Tripping Relay | RMSPROD | RMS PRODUCTS (RELAY MONITORING SYSTEMS) | 1M123K18 | Active | 5
2472330 | MODULE,TRANSCEIVER | 100Mb, SFP BiDi LX, T1550/R1310nm, 20km, SM, DDM, Industrial Temp, LC Simplex Connector | FLEXOPTX | FLEXOPTIX UNIVERSAL TRANSCEIVERS | S.B1503.20.DLI | Active | 1
2483782 | MODULE,TRANSCEIVER | PDH SFP, SFW, SMF, TX1550/RX1310, LC, 60km L1.2/100Base-FX/STM-1, 0 to 70, Digital Diagnostic | AVARA | AVARA TECHNOLOGIES P/L (MANUFACTURER) | SFP-SFW-FE-T5R3-60 | Active | 1
405890 | BRACKET,INSULATOR | Bridging Post Insulator, Dwg 870181-01 (scm) | GREGSF | GREG SEWELL FORGINGS PTY LTD | 6391 | Active | 1
479375 | BRACE,CROSSARM | Type 650T, Dwg 01-11-01 (max pallet size 700) (scm) | GREGSF | GREG SEWELL FORGINGS PTY LTD | 6367 | Active | 1
2400682 | NUT,PLAIN,GANG CHANNEL | M12, Zinc Plated c/w 60mm Spring, suit Unistrut System (P100) | EZYSTRUT | EZYSTRUT CABLE & PIPE SUPPORTS | E1010Z | Active | 1
2403867 | BRACKET,ANGLE | Unistrut Fitting, 90Deg Angle, 51 x 48mm 6mm Thk, 41mm W Series Channel Fitting, Galv Steel | EZYSTRUT | EZYSTRUT CABLE & PIPE SUPPORTS | E1026H | Active | 1
2434637 | CLAMP,TREFOIL | S/Steel, suit Cable 37.0 to 41.0mm Dia c/w Clamping Screws etc, for use with M8 Fixing Bolt, suit Mounting on Unistrut Channel, Clamp supplied assembled (scm) | EZYSTRUT | EZYSTRUT CABLE & PIPE SUPPORTS | ETF-37S | Active | 1
2454676 | MOUSE | Wireless, Logitech M235 | DATA3 | DATA#3 LIMITED | 910-003384 | Active | 5
2488112 | COMPUTER,DIGITAL | Intel NUC Rugged Chassis Element, Dual LAN Board, HMI Display Client Variant 1 Chassis, Case & Main Board, w/o AC Cord | MWAVE | MWAVE AUSTRALIA | BKCMCR1ABB-OP | Active | 1
2488112 | COMPUTER,DIGITAL | Intel NUC Rugged Chassis Element, Dual LAN Board, HMI Display Client Variant 1 Chassis, Case & Main Board, w/o AC Cord | INTEL | INTEL CORPORATION | BKCMCR1ABB | Active | 5
2488120 | MODULE,ELECTRONIC | Intel Celeron 6305 Processor, 2 Core 2 Thread 15W TDP Processor 4M Cache, 1.80 GHz c/w IPU, Config PCIe x4 Gen 3 (NVMe/SATA), for Intel NUC Rugged | MWAVE | MWAVE AUSTRALIA | BKCM11EBC4W | Active | 1
2488120 | MODULE,ELECTRONIC | Intel Celeron 6305 Processor, 2 Core 2 Thread 15W TDP Processor 4M Cache, 1.80 GHz c/w IPU, Config PCIe x4 Gen 3 (NVMe/SATA), for Intel NUC Rugged | INTEL | INTEL CORPORATION | BKCM11EBC4W | Active | 5
2488161 | CABLE ASSY,PWR,ELEC | AC Power Cord, 250V, 3 Core, 10A, 2m Lg, Mains Plug to IEC-C5 Connector, AS/NZS 3112 3 Pin Outlet | ELEMENT | ELEMENT14 PTY LTD (FORMALLY FARNELL) | 4178890 | Active | 1
2488161 | CABLE ASSY,PWR,ELEC | AC Power Cord, 250V, 3 Core, 10A, 2m Lg, Mains Plug to IEC-C5 Connector, AS/NZS 3112 3 Pin Outlet | ACCESS | ACCESS COMMUNICATIONS PTY LTD | K3745 | Active | 5
2488187 | MOUSE | SteriClick Washable, Easy Clean Mouse, USB, IP68 Waterproof & Dustproof | STERICLK | STERICLICK PTY LTD | B-CLINICALMOUSE | Active | 1
2488187 | MOUSE | SteriClick Washable, Easy Clean Mouse, USB, IP68 Waterproof & Dustproof | STERICLK | STERICLICK PTY LTD | P-M3 (BLACK) | Active | 5
2453447 | BUSBAR | Al, Earth Plate & Bar c/w Removable Cover (scm) | PENTA | PENTA AUST (TMAC THEW & MCCANN/HYLEC) | PA22019 | Active | 1
2453447 | BUSBAR | Al, Earth Plate & Bar c/w Removable Cover (scm) | HYLEC | HYLEC ENERGY SOLUTIONS | HVABCEARTHBAR | Active | 2
2452589 | ADAPTOR,ELECTRICAL CONDUIT | OFS900 Series, Simplex FC through Adaptor, SMOF | OPTICAL | OPTICAL FIBRE SYSTEMS PTY LTD | OFS-FC-ADT-SM | Active | 1
2452605 | ADAPTOR,CONNECTOR,FIBRE OPTIC | OFS900 Series, Duplex LC through Adaptor, SMOF | OPTICAL | OPTICAL FIBRE SYSTEMS PTY LTD | OFS-DLC-ADT-SM | Active | 1
2402765 | ADAPTOR,ELECTRICAL CONDUIT | Conduit Terminator, PVC, 16mm, Black, for Flexible Conduit, AS/NZS 2053.4, Box of 20 | HAYMANS | HAYMANS ELECTRICAL | CLI269/16 | Active | 1
2489243 | MOTOR,UNIVERSAL | Power Head, 18V, Milwaukee, M18 Fuel, Brushless Motor | C&LTOOL | C&L TOOL CENTRE | M18FOPH20 | Active | 1
2489243 | MOTOR,UNIVERSAL | Power Head, 18V, Milwaukee, M18 Fuel, Brushless Motor | C&LTOOL | C&L TOOL CENTRE | MILWTM18FOPH-0 | Active | 2
2489243 | MOTOR,UNIVERSAL | Power Head, 18V, Milwaukee, M18 Fuel, Brushless Motor | MILWAUKE | MILWAUKEE POWER TOOLS | M18FOPH-0 | Active | 5
2489250 | CHAINSAW | Pole Saw Attachment, M18 Fuel, 254mm Bar & Chain, QUIK-LOK Connection, Automatic Oiler, 124cm L | C&LTOOL | C&L TOOL CENTRE | MILWTM18FOPH-CSA | Active | 1
2489250 | CHAINSAW | Pole Saw Attachment, M18 Fuel, 254mm Bar & Chain, QUIK-LOK Connection, Automatic Oiler, 124cm L | MILWAUKE | MILWAUKEE POWER TOOLS | M18FOPH-CSA | Active | 5
2489276 | CHAIN,CHAINSAW | Milwaukee, M18 Fuel, 254mm, Replacement Chain to suit Pole Saw | C&LTOOL | C&L TOOL CENTRE | MILWA49162723 | Active | 1
2489276 | CHAIN,CHAINSAW | Milwaukee, M18 Fuel, 254mm, Replacement Chain to suit Pole Saw | MILWAUKE | MILWAUKEE POWER TOOLS | A49162723 | Active | 5
22671 | BIT,AUGER | Impact, 22mm Dia, 900mm OAL, Steel, Ring Twist, 7/16" Hex Shank, Quick Release | SPECFORC | SPECIALISED FORCE PTY LTD | STMSF822X900 | Active | 1
2417921 | CABLE,FIBRE OPTIC | Aerial, OPGW, 11.4mm Dia, 24 Fibres, SMOF, 4000m Drum | SFPOC | SUZHOU FURUKAWA POWER OPTIC CABLE CO LTD | SFSJ-J-10470 | Active | 1
2417921 | CABLE,FIBRE OPTIC | Aerial, OPGW, 11.4mm Dia, 24 Fibres, SMOF, 4000m Drum | PWRLINK | POWERLINK QUEENSLAND | CC-30/30/449 | Active | 2
3282 | CABLE ASSY SET,ELEC | Inverter 26C Ribbon, 48" Lg, St George STATCOM | AMSC | AMSC AUSTRALIA PTY LTD | 7550768 | Active | 5
3282 | CABLE ASSY SET,ELEC | Inverter 26C Ribbon, 48" Lg, St George STATCOM | AMSC | AMSC AUSTRALIA PTY LTD | 7550768 | Active | 1
3283 | CABLE ASSY SET,ELEC | Inverter 26C Ribbon, 49" Lg, St George STATCOM | AMSC | AMSC AUSTRALIA PTY LTD | 7550769 | Active | 5
3283 | CABLE ASSY SET,ELEC | Inverter 26C Ribbon, 49" Lg, St George STATCOM | AMSC | AMSC AUSTRALIA PTY LTD | 7550769 | Active | 1
2486645 | O-RING | Water Pump O-Ring, Rubber, Hino Parts | HINO | HINO MOTORS | SZ30160008 | Active | 5
119017 | INSULATION SLEEVE,ELEC,BRANCHED | Heat Shrink Glove, LV Breakout, suit 3 Core, 300mm2, 75/34, Fingers 38/14 | SICAME | SICAME AUSTRALIA PTY LTD | LVH3B110/33-C | Active | 1
119017 | INSULATION SLEEVE,ELEC,BRANCHED | Heat Shrink Glove, LV Breakout, suit 3 Core, 300mm2, 75/34, Fingers 38/14 | PLP | PREFORMED LINE PRODUCTS (AUST) | CPA-SEH3-115-047 | Active | 2
119017 | INSULATION SLEEVE,ELEC,BRANCHED | Heat Shrink Glove, LV Breakout, suit 3 Core, 300mm2, 75/34, Fingers 38/14 | GILBERT | GILBERT LODGE AUSTRALIA PTY LTD | RAY402W526 | Active | 2
104683 | PAINT,FINISHING | Acrylic, Low Sheen, UV Stable, Black, 4L Water Based (P4) | BUNNINGS | BUNNINGS WAREHOUSE | BUN0079442 | Active | 1
104683 | PAINT,FINISHING | Acrylic, Low Sheen, UV Stable, Black, 4L Water Based (P4) | BUNNINGS | BUNNINGS WAREHOUSE | BUN1400233 | Active | 2
2402151 | PAINT,FINISHING | Enamel, White, 310g Spraypak Can (P12) | BLKWOODJ | J BLACKWOOD & SONS LIMITED | 3411261 | Active | 1
2402155 | PAINT,FINISHING | Enamel, Storm Grey, 4L, N42 to AS2700 (P4) | BLKWOODJ | J BLACKWOOD & SONS LIMITED | 4921508 | Active | 1
2488518 | DRILL,TWIST | Milwaukee Red Helix, Titanium, Hex Drill Bit, 4.8mm | C&LTOOL | C&L TOOL CENTRE | MILWA48894811 | Active | 1
2488518 | DRILL,TWIST | Milwaukee Red Helix, Titanium, Hex Drill Bit, 4.8mm | MILWAUKE | MILWAUKEE POWER TOOLS | 48894811 | Active | 5
2488534 | DRILL,TWIST | Milwaukee Red Helix, Titanium, Hex Drill Bit, 5.5mm | C&LTOOL | C&L TOOL CENTRE | MILWA48894813 | Active | 1
2488534 | DRILL,TWIST | Milwaukee Red Helix, Titanium, Hex Drill Bit, 5.5mm | MILWAUKE | MILWAUKEE POWER TOOLS | 48894813 | Active | 5
23366 | SWIVEL,EYE AND LINK | Line Swivel, S/Steel Line Swivel, suits Cable Socks, 1.38" Dia, Rating 26.7kN WLL - 2.67T Marking Required | AMPLITUD | AMPLITUDE PTY LTD (396777) | CT250AR | Active | 1
2400386 | ADAPTOR,ELECTRICAL CONDUIT | Conduit Terminator, Angle, PVC, 20mm 90 Deg Grey HD for Corrugated, (Aust Std) (P20) | HAYMANS | HAYMANS ELECTRICAL | CLI279AC20 | Active | 1
2406865 | ADAPTOR,ELECTRICAL CONDUIT | Conduit Terminator, PVC, 25mm, Black, for Flexible Conduit, AS/NZS 2053.4, (Box of 20) | IDEALELE | IDEAL ELECTRICAL SUPPLIERS | CLI269/25BK | Active | 2
2406865 | ADAPTOR,ELECTRICAL CONDUIT | Conduit Terminator, PVC, 25mm, Black, for Flexible Conduit, AS/NZS 2053.4, (Box of 20) | HAYMANS | HAYMANS ELECTRICAL | CLI269/25BK | Active | 1
24747 | PARTS KIT | Retrofit Kit, Safelink, ABB, Switch Fuse Interlock & Mechanism, Revision E | ABBAUST | ABB AUSTRALIA PTY LTD | CA7151 CA2067 | Active | 5
6496 | STRAND,WIRE | Stay Wire, SC/GZ 7/2.75mm, Galv Steel, Gde 1320, 250m Drum, JTS 03-03-01 (scm) | MIDLAND | MIDLAND METALS OVERSEAS PTE LTD | MMO-SC/GZ 7/2.75 | Active | 1
14757 | INSULATOR,LINE POST | 11kV Tie Top, Porcelain 286mm H, 18 kN Min. Cantilever, c/w M20 x 85mm Stud, Spring Washer & Nut (scm) | THEWMCCA | TMAC THEW & MCCANN GROUP | TM00723 | Active | 1
407595 | CAP,POST | Al, 350mm Dia, 0.55mm Thk, Dwg 10-01-23-1 (P100) (scm) | TYCOELEC | TYCO ELECTRONICS | POC350AL | Active | 2
407595 | CAP,POST | Al, 350mm Dia, 0.55mm Thk, Dwg 10-01-23-1 (P100) (scm) | RMSRVR | RMS (RIVERSLEIGH MANAGEMENT SERVICES) | 350MM POLE CAP | Active | 2
407595 | CAP,POST | Al, 350mm Dia, 0.55mm Thk, Dwg 10-01-23-1 (P100) (scm) | CAPRAL | CAPRAL ALUMINIUM LTD | R006035CIRMF000CAP350 | Active | 1
407595 | CAP,POST | Al, 350mm Dia, 0.55mm Thk, Dwg 10-01-23-1 (P100) (scm) | THEWMCCA | TMAC THEW & MCCANN GROUP | CAP350 | Active | 2
2470342 | GREASE | Rubber Grease, 500g | HYDRLINK | HYDRAULINK HOSE & FITTINGS | HI7-1011-0005 ND | Active | 1
2468734 | RELAY | RPH3, POW Controller, 48V DC, 1A CTs | GE | GENERAL ELECTRIC COMPANY | RPH3 TCR-PS48-CT1 | Active | 5
2480960 | RELAY | POW Controller CSD 100 Flux, 24V DC Supply, 1/5A CT Inputs | GE | GENERAL ELECTRIC COMPANY | CSD100-FLUX | Active | 5
2488559 | TOOL,APPLICATION | Pole Topping Tool, c/w Sunrise Fitting, suits Live Live Hand Sticks | AMPLITUD | AMPLITUDE PTY LTD (396777) | LLPTTCS | Active | 1
2402420 | WRENCH,ADJUSTABLE | Steel Chrome Plated, 300mm Lg, 37mm Max, Jaw Opening | TEN | THE ENERGY NETWORK (AUST) PTY LTD | AC212VS | Active | 1
2443547 | CABLE ASSY,FIBRE OPTIC | Patch Lead, 5m Lg, FC-ST Connectors, 2 Fibre D-Series, SMOF MIL Spec, 2 Core, 5mm Jacket, Black | OPTICAL | OPTICAL FIBRE SYSTEMS PTY LTD | OFS-CAB-09D2-MIL-HI-05 | Active | 1
2443588 | CABLE ASSY,FIBRE OPTIC | Patch Lead, 20m Lg, FC-LC Connectors, 6 Fibre D-Series, SMOF MIL Spec, 2 Core, 5mm Jacket, Black | OPTICAL | OPTICAL FIBRE SYSTEMS PTY LTD | OFS-CAB-09D2-MIL-IV-20 | Active | 1
2486561 | FORM,CONCRETE FORMING | Caisson Foundation, 1250mm ID, 1200mm Lg, 10mm PL | ISM | ISM MANUFACTURING PTY LTD | FOUNDATION CASING-1250ID-1.2M | Active | 1
2400912 | INSULATION SLEEVE,ELEC,BRANCHED | Heat Shrink Glove, LV Breakout, 4 Way, suit 120mm U/Ground Cable | TECONN | TE CONNECTIVITY LTD | 502K016/S(S5) | Active | 1
2400912 | INSULATION SLEEVE,ELEC,BRANCHED | Heat Shrink Glove, LV Breakout, 4 Way, suit 120mm U/Ground Cable | GILBERT | GILBERT LODGE AUSTRALIA PTY LTD | RAY502K016 | Active | 2
2400914 | INSULATION SLEEVE,ELEC,BRANCHED | Heat Shrink Glove, LV Breakout, suit 3 Core, 10-25mm2, LV PLYSW PVC, Mastic Sealant | SICAME | SICAME AUSTRALIA PTY LTD | LVH3B45/14-C | Active | 1
2400914 | INSULATION SLEEVE,ELEC,BRANCHED | Heat Shrink Glove, LV Breakout, suit 3 Core, 10-25mm2, LV PLYSW PVC, Mastic Sealant | PLP | PREFORMED LINE PRODUCTS (AUST) | CPA-SEH3-035-015 | Active | 2
2400914 | INSULATION SLEEVE,ELEC,BRANCHED | Heat Shrink Glove, LV Breakout, suit 3 Core, 10-25mm2, LV PLYSW PVC, Mastic Sealant | GILBERT | GILBERT LODGE AUSTRALIA PTY LTD | RAY402W533 | Active | 2
2405836 | INSULATION SLEEVE,ELEC,BRANCHED | Heat Shrink Glove, LV Breakout, suit 2 Core, 4-35mm, for Terminating | TECONN | TE CONNECTIVITY LTD | 302K333/S(S20) | Active | 1
2405836 | INSULATION SLEEVE,ELEC,BRANCHED | Heat Shrink Glove, LV Breakout, suit 2 Core, 4-35mm, for Terminating | PLP | PREFORMED LINE PRODUCTS (AUST) | CPA-SEH2-030-010 | Active | 2
2405836 | INSULATION SLEEVE,ELEC,BRANCHED | Heat Shrink Glove, LV Breakout, suit 2 Core, 4-35mm, for Terminating | GILBERT | GILBERT LODGE AUSTRALIA PTY LTD | 302K33353/42 | Active | 2
20293 | STRAP,RETAINING | Ratchet Tie Down, 1.6m Tail, 36mm W, 600Kg Lashing Capacity, S Hook on Each End, Bog of 10 | BULLIVAN | BULLIVANTS PTY LTD | WRA-036-0600-016-SH | Active | 1
2401985 | TRANSFORMER,DISTRIBUTION | Pole Mount, 6.6kV, 25kVA, 3 Ph, Bushing Entry, NQ TS M195 | ABBAUST | ABB AUSTRALIA PTY LTD | 741606 | Active | 1
104441 | CABLE,FIBRE OPTIC | U/Ground, Dry Core, 36 Fibres, SMOF, c/w Termite Protection, ETS 03-01-07 (4000m Drum) | CORNCBLE | CORNING CABLE SYSTEMS | 36-SM-ND-PE-NY | Phasing | 1
2489466 | HOIST,MANUAL LEVER | Ratchet Webbing Strap Hoist, NGK Nagaki 1500P-EX, 3m Strap, 750/1500kg Single/ Double Pull (Not rated for lifting) | LUGALL | LUG-ALL (MANUFACTURER) | N-1500P-EX | Active | 1
2579 | INSULATOR,DISC | 70kN, Tongue & Clevis, Glass, Type U70C, Normal Profile, 255mm Dia, 146mm Pitch c/w Hex Pin & HPA Split Pins, AS60305, Box of 3 | GRAPHSOL | GRAPH SOLUTIONS PTY LTD | 132239 | Active | 1
2489557 | CLAMP,ELECTRICAL | Live Line, Eye Stem, 5-10mm Dia, use on Bail or Stirrup Clamp, EQTS 01-09-04 (scm) | VINNY | VINNY AUSTRALIA PTY LTD | HLC-100 | Active | 1
2486520 | KEY | Anti Access Lock Key, for EJCo Explosion Mitigation Lids | EJAUST | EJ AUSTRALIA PTY LTD | EMLOCKINGKEY | Active | 1
2487569 | PIN,INSULATOR | B/100/3.5 x 140mm, S/Steel Gde 316, ETS 01-01-01, Dwg 01-06-01 | GREGSF | GREG SEWELL FORGINGS PTY LTD | M06510 | Active | 1
2489144 | COVER,ACCESS | Lockable Type P4, Class B, Glass Reinforced Nylon, Marked Electrical, Anti Skid Surface c/w Locking Tabs | TRI UGRD | TRI UNDERGROUND AUSTRALIA PTY LTD | TRITUFFP4LE | Active | 1
2489169 | TAB,LOCK | For Type P4 Streetlight Pit to Allow Lockable & Padlockable Covers to be Secured | TRI UGRD | TRI UNDERGROUND AUSTRALIA PTY LTD | TRITUFFP4LELEX | Active | 1
3434 | TRANSFORMER,CURRENT | 72.5kV, 800/5A, 50Hz, Post Type 1Ph Outdoor, 5 Core, Metering in Core 5, S Class Winding, L4 Pollution, ETS 2004/346/T Item 7B | KONCAR | KONCAR - ELECTRICAL INDUSTRY INC | DWG M62757 | Active | 1
3497 | TRANSFORMER,CURRENT | 245kV, 1600/1A, 50Hz, Post Type 1Ph Outdoor, 6 Core, Metering in Core 5 & 6, Long Range Metering & S Class Winding, L4 Pollution, ETS 2010/0321/T Item 37B | KONCAR | KONCAR - ELECTRICAL INDUSTRY INC | CT245-37B-1600-1A-L4-6C-M5&6 | Active | 1
2475556 | RECEIVER,RIPPLE CONTROL | Load Control, L350, R1100 c/w 2 x Switches & LTE Cat M Comms Module for Distribution Network | LANDIS | LANDIS GYR (AUST) PTY LTD | CMLQNXXX-EQ/R1100200NN001NNEQ | Active | 5
1010201 | TERMINAL BLOCK | Compression, 4 Compression Tunnel Type, 500V, 80A, Black, suit up to 25mm2 Cable | IDEALELE | IDEAL ELECTRICAL SUPPLIERS | CLIBPT2 | Active | 2
1010201 | TERMINAL BLOCK | Compression, 4 Compression Tunnel Type, 500V, 80A, Black, suit up to 25mm2 Cable | HAYMANS | HAYMANS ELECTRICAL | BLUBPT2 | Active | 2
1010201 | TERMINAL BLOCK | Compression, 4 Compression Tunnel Type, 500V, 80A, Black, suit up to 25mm2 Cable | LAWRENCE | LAWRENCE & HANSON | CLIBPT2 | Active | 2
1010201 | TERMINAL BLOCK | Compression, 4 Compression Tunnel Type, 500V, 80A, Black, suit up to 25mm2 Cable | REXEL | REXEL AUSTRALIA | CLIBPT2 | Active | 1
18109 | SLEEVE,ELECTRICAL CONNECTOR | Mechanical Shear Bolt, Al-Cu, 95-240mm2, 125mm Lg, Blocked, 4 x Contact Bolts | TECONN | TE CONNECTIVITY LTD | BSM-95/240 | Active | 1
18109 | SLEEVE,ELECTRICAL CONNECTOR | Mechanical Shear Bolt, Al-Cu, 95-240mm2, 125mm Lg, Blocked, 4 x Contact Bolts | LEGEND | LEGEND POWER SYSTEMS | ZSSP-95240 | Active | 2
23932 | SLEEVE,ELECTRICAL CONNECTOR | Mechanical Shear Bolt, 25-95mm2, 65mm Lg, 5mm Barrier, Al, Blocked, 2 x 13mm A/F Hex Contact Bolts | TECONN | TE CONNECTIVITY LTD | BSM-25/95 | Active | 1
23932 | SLEEVE,ELECTRICAL CONNECTOR | Mechanical Shear Bolt, 25-95mm2, 65mm Lg, 5mm Barrier, Al, Blocked, 2 x 13mm A/F Hex Contact Bolts | LEGEND | LEGEND POWER SYSTEMS | ZSSP-1695 | Active | 2
23942 | SLEEVE,ELECTRICAL CONNECTOR | Mechanical Shear Bolt, Al-Cu, 185-400mm2 170mm Lg, Blocked, 6 x Contact Bolts | TECONN | TE CONNECTIVITY LTD | BSM-185/400 | Active | 1
2400976 | SLEEVE,ELECTRICAL CONNECTOR | Cu Solder splice, Jointing Solder Grip, Type Cu 35mm2 | CABLEACC | CABLE ACCESSORIES (AUST) | CASB25 | Active | 1
2400976 | SLEEVE,ELECTRICAL CONNECTOR | Cu Solder splice, Jointing Solder Grip, Type Cu 35mm2 | TYCOELEC | TYCO ELECTRONICS | H1488/25RFQ2963 | Active | 2
2400976 | SLEEVE,ELECTRICAL CONNECTOR | Cu Solder splice, Jointing Solder Grip, Type Cu 35mm2 | REXEL | REXEL AUSTRALIA | CAACAS35 | Active | 1
2486447 | BRACKET,MOUNTING | Pilot Magnetic-Mount Bracket, c/w Bungy & Belt Clip, suits Pilot Belt Barrier | AMPLITUD | AMPLITUDE PTY LTD (396777) | PILOT-MMB | Active | 1
2486454 | TOOL,APPLICATION | Combination Install & Quick Release Device, S/Steel, Orange Painted Finish, Fits Sunrise Head, used for Aviation Signal Flags | SUMMIT | SUMMIT GROUP | SF17PE1025 | Active | 1
30115 | CROSS,CABLE RACK | Tray, 600mm W, 60mm H, 300mm Rad, NEMA 12B Steel, Galv Steel | EZYSTRUT | EZYSTRUT CABLE & PIPE SUPPORTS | N1C6003H | Active | 1
30131 | RISER,CABLE RACK,INTERNAL CURVE | 90 Deg, 600mm W, 60mm H, 300mm Rad, NEMA 12B Steel, Galv Steel | EZYSTRUT | EZYSTRUT CABLE & PIPE SUPPORTS | N1IR6003H | Active | 1
30138 | REDUCER,CABLE RACK | Offset, Right Hand, 600 to 450mm W, 60mm H, NEMA 12B Steel, Galv Steel | EZYSTRUT | EZYSTRUT CABLE & PIPE SUPPORTS | N1RHR600450H | Active | 1
30145 | REDUCER,CABLE RACK | Straight, 600 to 300mm W, 60mm H, NEMA 12B Steel, Galv Steel | EZYSTRUT | EZYSTRUT CABLE & PIPE SUPPORTS | N1SR600300H | Active | 1
30149 | REDUCER,CABLE RACK | Straight, 300 to 150mm W, 60mm H, NEMA 12B Steel, Galv Steel | EZYSTRUT | EZYSTRUT CABLE & PIPE SUPPORTS | N1SR300150H | Active | 1
30162 | RACK,CABLE | ST3 Supatray, 3m Lg, 150mm W, 50mm H, Galv Steel, ST3-150-HG | EZYSTRUT | EZYSTRUT CABLE & PIPE SUPPORTS | ET3150H | Active | 1
30165 | RACK,CABLE | ST3 Supatray, 3m Lg, 600mm W, 50mm H, Galv Steel, ST3-600-HG | EZYSTRUT | EZYSTRUT CABLE & PIPE SUPPORTS | ET3600H | Active | 1
30167 | RACK,CABLE | ST5 Supatray, 3m Lg, 300mm W, 75mm H, Galvabond, ST5-300-GB | EZYSTRUT | EZYSTRUT CABLE & PIPE SUPPORTS | ET5300G | Active | 1
30169 | RACK,CABLE | ST5 Supatray, 3m Lg, 600mm W, 75mm H, Galvabond, ST5-600-GB | EZYSTRUT | EZYSTRUT CABLE & PIPE SUPPORTS | ET5600G | Active | 1
30202 | SETSCREW | M6 x 20mm, Hex, Zinc Plated, suit Unistrut System | EZYSTRUT | EZYSTRUT CABLE & PIPE SUPPORTS | HS620Z | Active | 1
30206 | SETSCREW | M8 x 30mm, Hex, Zinc Plated, suit Unistrut System | EZYSTRUT | EZYSTRUT CABLE & PIPE SUPPORTS | HS830Z | Active | 1
30209 | SETSCREW | M10 x 25mm, Hex, Zinc Plated, suit Unistrut System | EZYSTRUT | EZYSTRUT CABLE & PIPE SUPPORTS | HS1025Z | Active | 1
30214 | WASHER,FLAT | Round, M6, Zinc Plated, suit Unistrut System | EZYSTRUT | EZYSTRUT CABLE & PIPE SUPPORTS | FW6Z | Active | 1
30216 | WASHER,FLAT | Round, M10, Zinc Plated, suit Unistrut System | EZYSTRUT | EZYSTRUT CABLE & PIPE SUPPORTS | FW10Z | Active | 1
30228 | NUT,PLAIN,GANG CHANNEL | M6, S/Steel c/w Spring, suit Unistrut System | EZYSTRUT | EZYSTRUT CABLE & PIPE SUPPORTS | E1006S | Active | 1
30232 | ROD,CONTINUOUS THREAD | M6, 3m Lg, S/Steel, suit Unistrut System | EZYSTRUT | EZYSTRUT CABLE & PIPE SUPPORTS | TR6S | Active | 1
30243 | NUT,PLAIN,HEX | M12, S/Steel Gde 316, suit Unistrut System | EZYSTRUT | EZYSTRUT CABLE & PIPE SUPPORTS | HN12S | Active | 1
30245 | NUT,PLAIN,GANG CHANNEL | M8, S/Steel c/w Spring, suit P3300 & P4000 Unistrut System | EZYSTRUT | EZYSTRUT CABLE & PIPE SUPPORTS | E4007S | Active | 1
30247 | NUT,PLAIN,GANG CHANNEL | M12, S/Steel c/w Spring, suit P3300 & P4000 Unistrut System | EZYSTRUT | EZYSTRUT CABLE & PIPE SUPPORTS | E4010S | Active | 1
30271 | COVER,ACCESS | Unistrut, Standard, 3m Lg, 450mm W Nom, Steel Type 20B-RI/20C-RI | EZYSTRUT | EZYSTRUT CABLE & PIPE SUPPORTS | CFET4503H | Active | 1
104496 | GUARD | Cable, Steel, Galv, 2700 x 130 x 130mm, EE Dwg 875401 (MOQ 50) (scm) | EZYSTRUT | EZYSTRUT CABLE & PIPE SUPPORTS | E104496 | Active | 1
2479434 | SWITCHBOARD,POWER | AC Distribution Board, 1 X 100A Main Switch, 21 Pole Load Centre, 2 x 3 Ph, 32A CB, 2 x 20A CB, 1 x 10A CB, 2 x 20A ELCB, 2 x 10A ELCB & Timer, Indoor, | NHPELEC | NHP ELECTRICAL ENGINEERING | EQL2479434 | Active | 1
104525 | CLAMP,SUSPENSION | ADSS 36/48 Optical Fibre Cable, 14.0-14.99mm Dia & Short Spans c/w Cushioning Insert (P30) (scm) | PLP | PREFORMED LINE PRODUCTS (AUST) | OFDSC-140145-3 | Active | 1
104526 | CLAMP,SUSPENSION | ADSS 36/48 Optical Fibre Cable 18.0-18.99mm Dia & Long Spans c/w Cushioning Insert & Structural Rods (P20) (scm) | PLP | PREFORMED LINE PRODUCTS (AUST) | OFDSA180189 | Active | 1
104530 | CLAMP,SUSPENSION | Downlead Cushion, suit Short Span, 36/48/96 Optical Fibre Cables, 14.4 to 16.6mm Dia, for Wood Poles c/w Coach Screw & Washer (scm) | TEN | THE ENERGY NETWORK (AUST) PTY LTD | OPGW-DL-15-WS | Active | 2
104530 | CLAMP,SUSPENSION | Downlead Cushion, suit Short Span, 36/48/96 Optical Fibre Cables, 14.4 to 16.6mm Dia, for Wood Poles c/w Coach Screw & Washer (scm) | PLP | PREFORMED LINE PRODUCTS (AUST) | OFDLC-8003043 | Active | 1
104532 | CLAMP,SUSPENSION | Downlead Cushion, suit Short Span, 36/48/96 Optical Fibre Cables, 14.4 to 16.6mm Dia, for Concrete or Steel Poles (scm) | TEN | THE ENERGY NETWORK (AUST) PTY LTD | OPGW-DL-18-CW | Active | 1
104532 | CLAMP,SUSPENSION | Downlead Cushion, suit Short Span, 36/48/96 Optical Fibre Cables, 14.4 to 16.6mm Dia, for Concrete or Steel Poles (scm) | TEN | THE ENERGY NETWORK (AUST) PTY LTD | OPGW-DL-15-C | Active | 2
104532 | CLAMP,SUSPENSION | Downlead Cushion, suit Short Span, 36/48/96 Optical Fibre Cables, 14.4 to 16.6mm Dia, for Concrete or Steel Poles (scm) | PLP | PREFORMED LINE PRODUCTS (AUST) | OFDLC-8003043A | Active | 2
104533 | CLAMP,SUSPENSION | Downlead Cushion, suit Long Span, 36/48/96 Optical Fibre Cables, 16.7 to 19.1mm Dia, or Concrete or Steel Poles (scm) | PLP | PREFORMED LINE PRODUCTS (AUST) | OFDLC-8003044A | Active | 1
104533 | CLAMP,SUSPENSION | Downlead Cushion, suit Long Span, 36/48/96 Optical Fibre Cables, 16.7 to 19.1mm Dia, or Concrete or Steel Poles (scm) | TEN | THE ENERGY NETWORK (AUST) PTY LTD | OPGW-DL-17-C | Active | 2
413443 | CLAMP,SUSPENSION | ABC, 4 x 95mm2 Galv, for Bridging c/w Insulating Insert (P30) (scm) | TEN | THE ENERGY NETWORK (AUST) PTY LTD | ABCSC-495 | Active | 1
413443 | CLAMP,SUSPENSION | ABC, 4 x 95mm2 Galv, for Bridging c/w Insulating Insert (P30) (scm) | PLP | PREFORMED LINE PRODUCTS (AUST) | IBSC495 | Active | 2
413455 | CLAMP,SUSPENSION | Straight-Line, Clevis Type 1M, Galv Steel, Cu & Galv Steel Cond, 6-16mm Dia Clamp Range c/w Hex Clevis Pin & Humpback Split Pin | DULHUNTY | DULHUNTY POWER (AUST) PTY LTD | DSC-0616 | Active | 2
413455 | CLAMP,SUSPENSION | Straight-Line, Clevis Type 1M, Galv Steel, Cu & Galv Steel Cond, 6-16mm Dia Clamp Range c/w Hex Clevis Pin & Humpback Split Pin | GREGSF | GREG SEWELL FORGINGS PTY LTD | 1M-S-70KN | Active | 1
413455 | CLAMP,SUSPENSION | Straight-Line, Clevis Type 1M, Galv Steel, Cu & Galv Steel Cond, 6-16mm Dia Clamp Range c/w Hex Clevis Pin & Humpback Split Pin | PLP | PREFORMED LINE PRODUCTS (AUST) | D-9321763 | Active | 5
413463 | CLAMP,SUSPENSION | Angle, Clevis, Al, 6-16mm Dia Conductor up to 60 Deg Deviation (P10) (scm) | PLP | PREFORMED LINE PRODUCTS (AUST) | D-AAC0616A | Active | 2
413463 | CLAMP,SUSPENSION | Angle, Clevis, Al, 6-16mm Dia Conductor up to 60 Deg Deviation (P10) (scm) | TEN | THE ENERGY NETWORK (AUST) PTY LTD | AASC-060160-N | Active | 1
2400796 | CLAMP,SUSPENSION | Straight-Line, Clevis Type 3M, Al Alloy, ACSR & AAC, 10-34mm Dia Clamp Range c/w Round Clevis Pin & Humpback Split Pin | TEN | THE ENERGY NETWORK (AUST) PTY LTD | ASC-200340-N | Active | 1
2400796 | CLAMP,SUSPENSION | Straight-Line, Clevis Type 3M, Al Alloy, ACSR & AAC, 10-34mm Dia Clamp Range c/w Round Clevis Pin & Humpback Split Pin | PLP | PREFORMED LINE PRODUCTS (AUST) | D-ACC1723A | Active | 2
2401236 | CLAMP,SUSPENSION | Angle, Clevis Type 2MA, Al Alloy, ACSR & AAC & AAAC, 9-25mm Dia Clamp Range c/w Round Clevis Pin & Humpback Split Pin | TEN | THE ENERGY NETWORK (AUST) PTY LTD | AASC-100250-N | Active | 1
2401236 | CLAMP,SUSPENSION | Angle, Clevis Type 2MA, Al Alloy, ACSR & AAC & AAAC, 9-25mm Dia Clamp Range c/w Round Clevis Pin & Humpback Split Pin | PLP | PREFORMED LINE PRODUCTS (AUST) | D-ACC1025A | Active | 2
1439 | BUSBAR | Tubular, Cu, 5.8m Lg, 25.4mm (1") OD, 1.63mm (16 SWG) Thk Wall | PRIMETAL | PRIMARY METALS & ALLOYS PTY LTD | 1-7506-0254EGEX | Active | 1
2452274 | TELEMETRY SYSTEM | Ceragon, RFU-HP, 8G, 1Rx up to 56M SM/All Indoor | CERAGON | CERAGON LTD | RFU-HP-1R-8 | Active | 1
2452290 | TELEMETRY SYSTEM | Ceragon, RFU-HP, 6HG, 1Rx up to 56M SM/All Indoor | CERAGON | CERAGON LTD | RFU-HP-1R-6H | Active | 1
2486991 | TELEMETRY SYSTEM | Ceragon, RFU 1500HP, 6HG, 40MHz, 2Rx SM/All Indoor | CERAGON | CERAGON LTD | 15HPA-2R-RFU-6HW | Active | 1
2487031 | TELEMETRY SYSTEM | Ceragon, 8GHz 311MHz TR Separation, OCB Assy, Block B, Channel 02, HIGH | CERAGON | CERAGON LTD | 15OCB8-311B-02-H | Active | 1
2487072 | TELEMETRY SYSTEM | Ceragon, 6LGHz, OCB Filter Set, 1 x Tx, 2 x Rx, Channel 02, HIGH | CERAGON | CERAGON LTD | 15F6L-6226.89N | Active | 1
3498 | TRANSFORMER,CURRENT | 245kV, 1600/1A, 50Hz, Post Type 1Ph Outdoor, 6 Core, Metering in Core 5 & 6, Long Range Metering, L4 Pollution, ETS 2010/0321/T Item 37C | KONCAR | KONCAR - ELECTRICAL INDUSTRY INC | CT245-37C-1600-1A-L4-6C-M5&6 | Active | 1
3575 | TRANSFORMER,CURRENT | 24kV, 1200/10A, 50Hz, Post Type 1Ph, Outdoor, 3 Core, Metering in Core 3, Koncar, ETS 2004/346/T Item 16 | KONCAR | KONCAR - ELECTRICAL INDUSTRY INC | 2004/346/T ITEM 16 | Active | 1
3576 | TRANSFORMER,CURRENT | 30/70/170kV Insulation Level, 5 Core, Core 1 & 2: 1200/800/1A, Class PX, Core 3 & 4: 800/1A, 5VA, Class 0.5, Core 5: 1200/1A, Class PX | ABBAUST | ABB AUSTRALIA PTY LTD | LZZBJ9-36/250W3BM | Active | 1
2486785 | TRANSFORMER,CURRENT | Stemar DMC85, 1200/5A, 20VA, CL1.0 | STEMAR | STEMAR ELECTRICAL PRODUCTS | DMC85 | Active | 5
121090 | END CAP | Heat Shrinkable, suit Cable 65-95mm O/D | TECONN | TE CONNECTIVITY LTD | 102L055/S(S10) | Active | 1
121090 | END CAP | Heat Shrinkable, suit Cable 65-95mm O/D | GILBERT | GILBERT LODGE AUSTRALIA PTY LTD | RAY102L055 | Active | 2
25025 | METER,WATTHOUR | Mk7C Atlas 3, 1 Element, 240V, 10-100A, Class 1, Bottom Connected, Load Profiling, Type 4 Small Antenna, Metering Dynamics | EDMI | EDMI PTY LTD | 7C13-A252-29-J211-7J02-1110 | Active | 5
25026 | METER,WATTHOUR | Mk7A Atlas 3, 2 Element, 240V, 10-100A, Class 1, Bottom Connected, Load Profiling, Type 4 Small Antenna, Metering Dynamics | EDMI | EDMI PTY LTD | 7A13-A344-29-J211-7D02-6110 | Active | 5
479456 | BRACE,CROSSARM | Type 1000T, EE Dwg ES000752-01 (max pallet size 600) (scm) | GREGSF | GREG SEWELL FORGINGS PTY LTD | 6166 | Active | 1
2403872 | NUT,PLAIN,GANG CHANNEL | M10, Zinc Plated c/w 30mm Spring, suit Unistrut System (P100) (scm) | EZYSTRUT | EZYSTRUT CABLE & PIPE SUPPORTS | E1008Z | Active | 1
2406992 | GUARD | Post U/G Cable Warning Sign, Dwg A4-875243-01 (scm) | GREGSF | GREG SEWELL FORGINGS PTY LTD | 6387 | Active | 1
2407096 | PIN,INSULATOR | M20 A/130/7 x 165mm, Rolled Thread S/Steel Gde 316, Dwg 01-06-02 | GREGSF | GREG SEWELL FORGINGS PTY LTD | M05883 | Active | 1
2418895 | BRACKET,MOUNTING | Galv Steel, for Mounting Service Fuse on Transformer Pole, EE Dwg 930914-01 | EZYSTRUT | EZYSTRUT CABLE & PIPE SUPPORTS | E2418895 | Active | 1
2418952 | BRACKET,MOUNTING | Neutral Terminal, 250 x 32 x 6mm, Galv Steel, 3 Holes, for Bundle Switch, EE Dwg 919996-01 | EZYSTRUT | EZYSTRUT CABLE & PIPE SUPPORTS | E2418952 | Active | 1
2487551 | BRACE,CROSSARM | Type 1000C, S/Steel Gde 316, Deburr All Edges, Similar to QESI Dwg 01-11-02 Issue C (P10) | GREGSF | GREG SEWELL FORGINGS PTY LTD | M06509 | Active | 1
2473015 | TOWEL,HAND | 1370 x 680mm, 100% Cotton, White, Extra Large, used for Heat Stress | GRIP | GRIP SERVICES PL (459456) | CCBT430 | Active | 1
2489086 | LAMP,SAFETY HELMET | Milwaukee Spot/Flood Headlamp, 450 LM, Battery-Powered, c/w Hard Hat Clips & 3 AAA Batteries | MILWAUKE | MILWAUKEE POWER TOOLS | HL-SF | Active | 5
2489086 | LAMP,SAFETY HELMET | Milwaukee Spot/Flood Headlamp, 450 LM, Battery-Powered, c/w Hard Hat Clips & 3 AAA Batteries | C&LTOOL | C&L TOOL CENTRE | MILWAHL-SF | Active | 1
2489094 | LEAD SET,TEST | 3 Phase & Neutral Lead Kit, (2.4m) Red, White, Blue & Black, Replacement Set for Phase ID Kit | HYLEC | HYLEC ENERGY SOLUTIONS | 4940+5066KIT | Active | 2
2489094 | LEAD SET,TEST | 3 Phase & Neutral Lead Kit, (2.4m) Red, White, Blue & Black, Replacement Set for Phase ID Kit | PENTA | PENTA AUST (TMAC THEW & MCCANN/HYLEC) | PA22757 | Active | 1
24047 | RELAY,PROTECTION | Line Diff, OC & Dir EF, 16/10 I/O, 24-60VDC Pwr, 1/5A CT, 850nm FO Line Comms Module, DNP3 over RS485 & 100BaseTX, 4U Case | ABBAUST | ABB AUSTRALIA PTY LTD | RED615 HBDDAEAGAJH1AMA2XG | Active | 5
2489672 | CABLE | CT Cable, 15m, All Voltages, suit Alpha Cordex Charger | ICS | ICS INDUSTRIES PTY LTD (ENERSYS) | 877-623-20-000 | Active | 1
2407279 | CLAMP,SUSPENSION | Trunnion, Galv Steel, up to 21mm, Dwg 024-009-PD, ETS 11-09-01 | TEN | THE ENERGY NETWORK (AUST) PTY LTD | TSC-0921 | Active | 1
2407279 | CLAMP,SUSPENSION | Trunnion, Galv Steel, up to 21mm, Dwg 024-009-PD, ETS 11-09-01 | PLP | PREFORMED LINE PRODUCTS (AUST) | SCAT-1221-A | Active | 2
2407282 | CLAMP,SUSPENSION | Trunnion, Galv Steel, 46mm to 52mm, ETS 11-09-01 | PLP | PREFORMED LINE PRODUCTS (AUST) | BBB4652A | Active | 5
2443059 | CLAMP,SUSPENSION | Double Click-on Hanger, 89 x 45 x 51mm, Plastic, Black, 2 x Cables per Hanger (10 per Box) | COMMSINC | COMMSCOPE INC | L4CLICK | Active | 1
2461788 | CLAMP,SUSPENSION | ADSS 96 Optical Fibre Cable, suit Long Spans, 17.0-17.99 Dia c/w Cushioning Insert & Structural Rods (scm) | PLP | PREFORMED LINE PRODUCTS (AUST) | OFDSA-170179 | Active | 1
121008 | END CAP | Heat Shrinkable, suit Cable 17-30mm O/D | TECONN | TE CONNECTIVITY LTD | 102L033/S(S100) | Active | 1
121008 | END CAP | Heat Shrinkable, suit Cable 17-30mm O/D | GILBERT | GILBERT LODGE AUSTRALIA PTY LTD | RAY102L033 | Active | 2
121083 | END CAP | Heat Shrinkable c/w Sealant, suit Cable 45-75mm O/D | TECONN | TE CONNECTIVITY LTD | 102L048/S(S25) | Active | 1
121083 | END CAP | Heat Shrinkable c/w Sealant, suit Cable 45-75mm O/D | GILBERT | GILBERT LODGE AUSTRALIA PTY LTD | RAY102L048 | Active | 2
2489102 | HOOK | Live Line Hook, Orange, 50mm Dia, 110mm Lg, Conical Top with Closed Loop, Gravel Filled, c/w Reflective 3 Colour Sign "DANGER CREW ON LINE" | BENNIC | BENNIC CALIBRATION & TESTING | COL HOOKS | Active | 1
3869 | TRANSFORMER,CURRENT | 36kV, Indoor Epoxy, 1 Ph, 36/70/170kV Insulation Level, 4 Core, Core 1&2: 1200/800/1A, Class PX, Ek>=338 Rct<=5.3Ohm, Ie<=0.1A ON 1200/1A, | ABBAUST | ABB AUSTRALIA PTY LTD | LZZBJ9-36/250W3B | Active | 1
2486868 | BIN,WASTE | EWP Bin, Small, Galv c/w Lid, Chain & Bow Shackle, for use on 12m Nifty-Lift | AMPLITUD | AMPLITUDE PTY LTD (396777) | EWPBINKIT | Active | 1
104202 | TERMINAL,LUG | Compression, Al, 35mm2, M12 Bolt Hole, Hex Die A/F 9.0mm, ETS 01-09-23 (P1) (scm) | LEGEND | LEGEND POWER SYSTEMS | AL35-12 | Active | 1
104202 | TERMINAL,LUG | Compression, Al, 35mm2, M12 Bolt Hole, Hex Die A/F 9.0mm, ETS 01-09-23 (P1) (scm) | TYCOELEC | TYCO ELECTRONICS | H15116X01/1 | Active | 2
25027 | METER,WATTHOUR | Mk10D Atlas 3, 3 Ph, 240V, 10-100A, Class 1, Bottom Connected, Load Profiling, Type 4 Small Antenna, Metering Dynamics | EDMI | EDMI PTY LTD | 1D13-1B-112-27-J11-201021-400 | Active | 5
2488682 | CIRCUIT BREAKER | 72.5kV, 3150A, 40kA/3sec, Outdoor SF6 Live Tank, 1 Pole Operated CB Unit c/w 125VDC Aux & 125VDC Motor Supply, L4 Pollution, 10546 item 62, GE GL309 F3 | GE | GENERAL ELECTRIC COMPANY | GL309 F3 | Active | 5
2488864 | CIRCUIT BREAKER | 145kV, 3150A, 40kA/1sec, Outdoor SF6 Live Tank, 3 Pole Operated CB Unit c/w 125VDC Aux & 125VDC Motor Supply, L4 Pollution, 10546 item 86, GE GL312 F1 | GE | GENERAL ELECTRIC COMPANY | GL312 F1 | Active | 5
2489136 | JOINT,ELECTRICAL POWER CABLE | 22kV, 630mm2 Al, 1C TRXLPE/WBT/CWS/WBT/ LAT/MDPE Cable c/w Cold Shrink Joint with Resin filled coffin Outer, Mechanical Cable Connectors, Cable | TECONN | TE CONNECTIVITY LTD | CSJT-ERG71 | Active | 5
157667 | LINK,COMPRESSION | Al, 95mm2 (19/2.52 - 37/1.78) | LEGEND | LEGEND POWER SYSTEMS | ALK95 | Active | 1
157667 | LINK,COMPRESSION | Al, 95mm2 (19/2.52 - 37/1.78) | TYCOELEC | TYCO ELECTRONICS | H15207/1 | Active | 2
158556 | TERMINAL,LUG | Compression, Al, 240mm2, M12 Bolt Hole, Hex Die A/F 28.4mm, ETS 01-09-23 (P1) (scm) | LEGEND | LEGEND POWER SYSTEMS | AL240-12 | Active | 1
158556 | TERMINAL,LUG | Compression, Al, 240mm2, M12 Bolt Hole, Hex Die A/F 28.4mm, ETS 01-09-23 (P1) (scm) | TYCOELEC | TYCO ELECTRONICS | H15153/1 | Active | 2
158564 | TERMINAL,LUG | Compression, Al, 50mm2, M10 Bolt Hole, Hex Die A/F 13.2mm2, ETS 01-09-23 (P1) | LEGEND | LEGEND POWER SYSTEMS | AL50-10 | Active | 1
158564 | TERMINAL,LUG | Compression, Al, 50mm2, M10 Bolt Hole, Hex Die A/F 13.2mm2, ETS 01-09-23 (P1) | TYCOELEC | TYCO ELECTRONICS | H15124/1 | Active | 2
1090468 | TERMINAL,LUG | Compression, Cu, 240mm2, Undrilled, Hex Die A/F 23.1mm (P20) | LEGEND | LEGEND POWER SYSTEMS | CAL240 | Active | 1
1090468 | TERMINAL,LUG | Compression, Cu, 240mm2, Undrilled, Hex Die A/F 23.1mm (P20) | TYCOELEC | TYCO ELECTRONICS | H1390/1 | Active | 2
2405258 | TERMINAL,LUG | Compression, Al, M12 Bolt Hole, suit Moon, Jasper, Iodine 7/4.75 Al Overhead Conductors, ETS 01-09-23 (P1) | LEGEND | LEGEND POWER SYSTEMS | AL120-12 | Active | 1
2405258 | TERMINAL,LUG | Compression, Al, M12 Bolt Hole, suit Moon, Jasper, Iodine 7/4.75 Al Overhead Conductors, ETS 01-09-23 (P1) | TYCOELEC | TYCO ELECTRONICS | SL61/1 | Active | 2
2406373 | TERMINAL,LUG | Compression, Bi-Metal, Cu Palm, 50mm2, M12 Bolt Hole, Hex Die A/F 17.3mm, Yellow, Pre-Insulated, ABC (P10) | LEGEND | LEGEND POWER SYSTEMS | BMABC50 | Active | 2
2406373 | TERMINAL,LUG | Compression, Bi-Metal, Cu Palm, 50mm2, M12 Bolt Hole, Hex Die A/F 17.3mm, Yellow, Pre-Insulated, ABC (P10) | CABAC | CABAC (MANUFACTURER) | BMABC50 | Active | 5
2406373 | TERMINAL,LUG | Compression, Bi-Metal, Cu Palm, 50mm2, M12 Bolt Hole, Hex Die A/F 17.3mm, Yellow, Pre-Insulated, ABC (P10) | ACCULEC | ACCULEC PTY LTD (303899) | BMABC50 | Active | 1
2406373 | TERMINAL,LUG | Compression, Bi-Metal, Cu Palm, 50mm2, M12 Bolt Hole, Hex Die A/F 17.3mm, Yellow, Pre-Insulated, ABC (P10) | SICAME | SICAME AUSTRALIA PTY LTD | CPTAU50 | Active | 2
2406399 | TERMINAL,LUG | Compression, Bi-Metal, Cu Palm, 120mm2, M12 Bolt Hole, Die Size Nest 12 & Indent 16, Solid 3 Core Sector, ETS 01-09-23 (P1) | LEGEND | LEGEND POWER SYSTEMS | BLS120/3-12 | Active | 1
2406399 | TERMINAL,LUG | Compression, Bi-Metal, Cu Palm, 120mm2, M12 Bolt Hole, Die Size Nest 12 & Indent 16, Solid 3 Core Sector, ETS 01-09-23 (P1) | TYCOELEC | TYCO ELECTRONICS | H15611/1 | Active | 2
3446 | BASE,RELAY | Mounting Socket, up to 2 Wires, 2.5mm2, 7mm W, DIN Rail Base Screw Terminal | RMSPROD | RMS PRODUCTS (RELAY MONITORING SYSTEMS) | V23 | Active | 1
1014342 | BASE,RELAY | Socket, 14 Blade Aux Relay, DIN Rail Mount, suit RH4B-U Relay | CNWELEC | CNW ELECTRICAL PTY LTD | SH4B-05C | Active | 1
1014342 | BASE,RELAY | Socket, 14 Blade Aux Relay, DIN Rail Mount, suit RH4B-U Relay | MMELEC | MM ELECTRICAL MERCHANDISING | IDCSH4B-05C | Active | 2
1014344 | BASE,RELAY | Type S3-B, Socket, 11 Pin Aux Relay, DIN Rail Mount, Releco | MMELEC | MM ELECTRICAL MERCHANDISING | RELRE210102 | Active | 1
2489524 | CONTROL,VOLTAGE REGULATOR | AVR Basler, DECS-150 5NS2V1B1S, 5A, Std Gen Protn, USB Front Panel, Vertical Mtg, Modbus TCP, Internal Autotracking, Std Pwr Output | BASLER | BASLER ELECTRIC COMPANY | DECS-150 5NS2V1B1S | Active | 5
5004 | TRANSFORMER,CURRENT | 36kV, 1200/1A, 50Hz, Post Type 1Ph Outdoor, 5 Core, Metering in Core 3, Statistical Metering, Live Tank Construction, Dwg 1067517 | KONCAR | KONCAR - ELECTRICAL INDUSTRY INC | M172174 | Active | 1
5005 | TRANSFORMER,CURRENT | 36kV, 1200/1A, 50Hz, Post Type 1Ph Outdoor, 6 Core, Metering in Cores 3&4, Revenue Metering, Live Tank Construction Dwg 1067518 | KONCAR | KONCAR - ELECTRICAL INDUSTRY INC | M172175 | Active | 1
5006 | TRANSFORMER,CURRENT | 36kV, 2000/1A, 50Hz, Post Type 1Ph Outdoor, 5 Core, Metering in Core 3, Statistical Metering, Live Tank Construction, Dwg 1067519 | KONCAR | KONCAR - ELECTRICAL INDUSTRY INC | M172176 | Active | 1
5007 | TRANSFORMER,CURRENT | 36kV, 2000/1A, 50Hz, Post Type 1Ph Outdoor, 6 Core, Metering in Cores 3&4, Revenue Metering, Live Tank Construction Dwg 1067520 | KONCAR | KONCAR - ELECTRICAL INDUSTRY INC | M172177 | Active | 1
5008 | TRANSFORMER,CURRENT | 72.5kV, 1200/1A, 50Hz, Post Type 1Ph Outdoor, 5 Core, Metering in Core 3, Statistical Metering, Live Tank Construction, Dwg 1067521 | KONCAR | KONCAR - ELECTRICAL INDUSTRY INC | M172178 | Active | 1
5009 | TRANSFORMER,CURRENT | 72.5kV, 1200/1A, 50Hz, Post Type 1Ph Outdoor, 6 Core, Metering in Cores 3&4, Revenue Metering, Live Tank Construction Dwg 1067522 | KONCAR | KONCAR - ELECTRICAL INDUSTRY INC | M172179 | Active | 1
5010 | TRANSFORMER,CURRENT | 72.5kV, 2000/1A, 50Hz, Post Type 1Ph Outdoor, 5 Core, Metering in Core 3, Statistical Metering, Live Tank Construction, Dwg 1067523 | KONCAR | KONCAR - ELECTRICAL INDUSTRY INC | M172180 | Active | 1
5011 | TRANSFORMER,CURRENT | 72.5kV, 2000/1A, 50Hz, Post Type 1Ph Outdoor, 6 Core, Metering in Cores 3&4, Revenue Metering, Live Tank Construction Dwg 1067524 | KONCAR | KONCAR - ELECTRICAL INDUSTRY INC | M172181 | Active | 1
2486249 | SWITCH,ISOLATING | Socomec Auto Transfer Switch ADV Logic + Comms ATyS p M, 4 Pole, 100A | SOCOMEC | SOCOMEC PTY LTD (MANUFACTURER) | 93844010 | Active | 1
2489441 | HOIST,MANUAL LEVER | Ratchet Webbing Strap Hoist, LugAll 2A, 2.9m Strap, 450/900kg WLL Single/Double Pull | LUGALL | LUG-ALL (MANUFACTURER) | 2-A-1300-ANZ | Active | 1
2489458 | HOIST,MANUAL LEVER | Ratchet Webbing Strap Hoist, LugAll 40A, 2.8m Strap, 900/1800kg WLL Single/Double Pull | LUGALL | LUG-ALL (MANUFACTURER) | 40-A-ANZ | Active | 1
2406153 | SLEEVE,ELECTRICAL CONNECTOR | NT, Shear Bolt, suit 120mm2 Al, Solid, 4 Core & 3 Core Cable, for Joining or Repair | TYCOELEC | TYCO ELECTRONICS | UST185 | Active | 1
2406755 | SLEEVE,ELECTRICAL CONNECTOR | NT, Shear Bolt, Straight, suit 240mm2 Al Stranded, Solid, 4 Core & 3 Core Round Cable | SICAME | SICAME AUSTRALIA PTY LTD | UM300 | Active | 1
2469765 | SLEEVE,ELECTRICAL CONNECTOR | H-Tensile, Mechanical Shear Bolt, 120-300mm2,Tinned Al, Blocked, suit 120 to 300mm2, up to 42kV Cable (scm) | TECONN | TE CONNECTIVITY LTD | C73113N001 | Active | 1
2469765 | SLEEVE,ELECTRICAL CONNECTOR | H-Tensile, Mechanical Shear Bolt, 120-300mm2,Tinned Al, Blocked, suit 120 to 300mm2, up to 42kV Cable (scm) | TECONN | TE CONNECTIVITY LTD | BSMB-120/300 | Active | 5
104654 | SLEEVE,COMPRESSION | FT, Oxygen, 19/4.75 AAAC 1120, Hex Die A/F 40.0mm | PLP | PREFORMED LINE PRODUCTS (AUST) | CMSAAAC-238-1 | Active | 1
24931 | GLOVES,ELECTRICAL WORKER'S | Electriflex Linesman, Class 2, 17kVAC, Size 8.5, Insulating Natural Rubber, Yellow/Black, Straight Cuff | TEN | THE ENERGY NETWORK (AUST) PTY LTD | NG216YB-8H | Active | 1
24932 | GLOVES,ELECTRICAL WORKER'S | Electriflex Linesman, Class 2, 17kVAC, Size 9, Insulating Natural Rubber, Yellow/Black, Straight Cuff | TEN | THE ENERGY NETWORK (AUST) PTY LTD | NG216YB-9 | Active | 1
2466183 | END CAP | Heatshrink Size 6-2mm, Cable Range O/D 2-4mm, 25mm Lg, 2mm Thk Wall, Cross-linked PO w/-Thermoplastic Sealant, suit 1.0 - 2.5mm2 Cable | CABAC | CABAC (MANUFACTURER) | SRE0 | Active | 1
2489078 | SOCKET,SOCKET WRENCH | Impact, Female, 18mm, 1/2" Drive, Long Shank | C&LTOOL | C&L TOOL CENTRE | GEN447818 | Active | 2
2489078 | SOCKET,SOCKET WRENCH | Impact, Female, 18mm, 1/2" Drive, Long Shank | MILWAUKE | MILWAUKEE POWER TOOLS | 49666279 | Active | 5
2489078 | SOCKET,SOCKET WRENCH | Impact, Female, 18mm, 1/2" Drive, Long Shank | C&LTOOL | C&L TOOL CENTRE | MILWA49666279 | Active | 1
2478923 | DISINFECTANT,GENERAL PURPOSE | SaniSurface, Disinfectant Surface Spray, 750ml Trigger Spray Bottle | GECKO | GECKO CLEANTECH | 875-0007 | Active | 1
2400186 | NUT,PLAIN,GANG CHANNEL | M8, Zinc Plated c/w Spring, suit P3300 & P4000 Unistrut System (P200) (scm) | EZYSTRUT | EZYSTRUT CABLE & PIPE SUPPORTS | E4007Z | Active | 1
2400806 | JUNCTION BOX | Adaptable, 108 x 108 x 76mm, Rigid PVC c/w Sealing Gasket, IP56 | CLIPSAL | CLIPSAL (BY SCHNEIDER ELECTRIC) | 265/3-GY | Active | 5
2400806 | JUNCTION BOX | Adaptable, 108 x 108 x 76mm, Rigid PVC c/w Sealing Gasket, IP56 | IDEALELE | IDEAL ELECTRICAL SUPPLIERS | CLI265/3GY | Active | 1
2474344 | TERMINAL,LUG | AS5 Busbar Lug, Short, 50mm Pin, 0 Deg | PLP | PREFORMED LINE PRODUCTS (AUST) | BBTLS-500-AS5-0 | Active | 1
2489391 | GLOVES | Inners, One size Fits All, 100% Knitted Cotton, Seamless Construction, Cream | DECO | DECO INDUSTRIAL GLOVES | EOLK | Active | 1
2489409 | GRIP,CABLE,JAW | Wire Grip, ABC 28-45mm Dia, 4 x 95-150mm2, WLL 1800kg | PENTA | PENTA AUST (TMAC THEW & MCCANN/HYLEC) | PA10080 | Active | 1
2489409 | GRIP,CABLE,JAW | Wire Grip, ABC 28-45mm Dia, 4 x 95-150mm2, WLL 1800kg | THEWMCCA | TMAC THEW & MCCANN GROUP | TM10080 | Active | 2
2481919 | CABLE,FIBRE OPTIC | U/Ground, 24 Fibres MMOF, OM4, c/w Termite & Rodent Protection, 4000m Drum | PRYSMIAN | PRYSMIAN POWER CABLES & SYSTEMS AUST | 60102963 | Active | 1
2470128 | CAP | 1-1/16" JIC F-Cap, Hydraulic Fitting | HYDRLINK | HYDRAULINK HOSE & FITTINGS | JC-12 | Active | 1
5012 | TRANSFORMER,CURRENT | 145kV, 1200/1A, 50Hz, Post Type 1Ph Outdoor, 5 Core, Metering in Core 3, Statistical Metering, Live Tank Construction, Dwg 1067525 | KONCAR | KONCAR - ELECTRICAL INDUSTRY INC | M172182 | Active | 1
5013 | TRANSFORMER,CURRENT | 145kV, 1200/1A, 50Hz, Post Type 1Ph Outdoor, 6 Core, Metering in Cores 3&4, Revenue Metering, Live Tank Construction Dwg 1067526 | KONCAR | KONCAR - ELECTRICAL INDUSTRY INC | M172183 | Active | 1
5014 | TRANSFORMER,CURRENT | 245kV, 2000/1A, 50Hz, Post Type 1Ph Outdoor, 5 Core, Metering in Core 3, Statistical Metering, Live Tank Construction, Dwg 1067527 | KONCAR | KONCAR - ELECTRICAL INDUSTRY INC | M172184 | Active | 1
5015 | TRANSFORMER,CURRENT | 245kV, 2000/1A, 50Hz, Post Type 1Ph Outdoor, 6 Core, Metering in Cores 3&4, Revenue Metering, Live Tank Construction Dwg 1067528 | KONCAR | KONCAR - ELECTRICAL INDUSTRY INC | M172186 | Active | 1
2487544 | BRACE,CROSSARM | Type 650C, S/Steel Gde 316, Deburr All Edges, Similar to QESI Dwg 01-11-02 Issue C (P10) | GREGSF | GREG SEWELL FORGINGS PTY LTD | M06508 | Active | 1
2443331 | CORD ASSY,ELEC | CAT5E, Patch Strand Cable, Blue, 30cm, up to 350MHz, Gauge 24AWG, RJ45, Cable Type 4-Pair UTP, PVC | BBNS | BLACK BOX NETWORK SERVICES | EVNSL81-0001 | Active | 1
3780 | TRANSFORMER,VOLTAGE | 145kV, PVT, Power, 25kVA Secondary Output, 1 Ph, Post Type, Dwg EE-1048062, EESS-10734-01-0A, ETS 2012/0392/T | KONCAR | KONCAR - ELECTRICAL INDUSTRY INC | VPT-145-25 | Active | 1
2463164 | SOLENOID,ELECTRICAL | Pilot Starter Solenoid, Hino JO8 Electrical Parts | NAPA | NAPA AUTO PARTS (ASHDOWN/GLEN WAVERLY) | 24214BX | Active | 1
2490084 | RECEIVER,RIPPLE CONTROL | R1100, 217Hz, NQ-T, Program 201-211, Decabit, T33/T33other/T31 c/w 1 x Switch Fitted R1 | LANDIS | LANDIS GYR (AUST) PTY LTD | R1100200NNXXXNNEQ 201-211 | Active | 5
2490092 | RECEIVER,RIPPLE CONTROL | R1100, 317Hz, NQ-B, Program 301-308, Decabit, T33/T33other/T31 c/w 1 x Switch Fitted R1 | LANDIS | LANDIS GYR (AUST) PTY LTD | R1100200NNXXXNNEQ 301-308 | Active | 5
2490100 | RECEIVER,RIPPLE CONTROL | R1100, 217Hz, NQ-O, Program 351-358, Decabit, T33/T33other/T31 c/w 1 x Switch Fitted R1 | LANDIS | LANDIS GYR (AUST) PTY LTD | R1100200NNXXXNNEQ 351-358 | Active | 5
2490118 | RECEIVER,RIPPLE CONTROL | R1100, 317Hz, MK, Program 401-408, Decabit, T33/T33other/T31 c/w 1 x Switch Fitted R1 | LANDIS | LANDIS GYR (AUST) PTY LTD | R1100200NNXXXNNEQ 401-408 | Active | 5
2490126 | RECEIVER,RIPPLE CONTROL | R1100, 225Hz, CA, Program 501-506, Ricontic-B, T33/T33other/T31 c/w 1 x Switch Fitted R1 | LANDIS | LANDIS GYR (AUST) PTY LTD | R1100200NNXXXNNEQ 501-506 | Active | 5
2490134 | RECEIVER,RIPPLE CONTROL | R1100, 317Hz, WB, Program 601-608, Pulsadis-S, T33/T33other/T31 c/w 1 x Switch Fitted R1 | LANDIS | LANDIS GYR (AUST) PTY LTD | R1100200NNXXXNNEQ 601-608 | Active | 5
2490142 | RECEIVER,RIPPLE CONTROL | R1100, 425Hz, SW, Program 701-705, Decabit, T33/T33other/T31 c/w 1 x Switch Fitted R1 | LANDIS | LANDIS GYR (AUST) PTY LTD | R1100200NNXXXNNEQ 701-705 | Active | 5
2490159 | RECEIVER,RIPPLE CONTROL | R1100, SW-R, Program 790, Time Switch, T33/T33other/T31 c/w 1 x Switch Fitted R1 | LANDIS | LANDIS GYR (AUST) PTY LTD | R1100200NNXXXNNEQ 790 | Active | 5
2490274 | LIFTER,MANHOLE COVER | Gatic lifting kit, 2 x Long Handle Lid Lifters 1 x D (Short) Handle Lifter (Seal Cracker) 1 x Spanner, 1 x Scraper Knife, 2 x Roller Pipes, c/w Carry Bag | GATIC | GATIC (MANUFACTURER) | GM374LHP | Active | 5
2490340 | GLOVES,ELECTRICAL WORKER'S | Salisbury Honeywell, Class 00, 500VAC, Size 10, Insulating Natural Rubber, Red, Straight Cuff, 280mm (11") Lg, ASTM D120 - 02A | TEN | THE ENERGY NETWORK (AUST) PTY LTD | E0011R-10 | Active | 1
2490340 | GLOVES,ELECTRICAL WORKER'S | Salisbury Honeywell, Class 00, 500VAC, Size 10, Insulating Natural Rubber, Red, Straight Cuff, 280mm (11") Lg, ASTM D120 - 02A | SALISBRY | SALISBURY (MANUFACTURER) | E0011R-10 | Active | 5
2490365 | GLOVES,ELECTRICAL WORKER'S | Salisbury Honeywell, Class 00, 500VAC, Size 11, Insulating Natural Rubber, Red, Straight Cuff, 280mm (11") Lg, ASTM D120 - 02A | TEN | THE ENERGY NETWORK (AUST) PTY LTD | E0011R-11 | Active | 1
2490365 | GLOVES,ELECTRICAL WORKER'S | Salisbury Honeywell, Class 00, 500VAC, Size 11, Insulating Natural Rubber, Red, Straight Cuff, 280mm (11") Lg, ASTM D120 - 02A | SALISBRY | SALISBURY (MANUFACTURER) | E0011R-11 | Active | 5
2473064 | RELAY,PROTECTION | FW B4C, Fdr Mgt, Dir/Non-Dir OC EF & SEF, 16/7 IO, 24/32VDC Pwr, 1/5A CT, 4U 40TE Case, DNP3 over RS485 or LC Fibre Enet & IEC61850 | SCHNEIDR | SCHNEIDER PTY LTD (MANUFACTURER) | P142 91QCLM0B49L | Phasing | 1
24172 | WHEEL,ABRASIVE | Cut Off Wheel, 125 x 1 x 22.23mm Disc, Complies with AS17788.1 - 1987 | C&LTOOL | C&L TOOL CENTRE | MAKACOW125X1INOX | Active | 1
21424 | TERMINAL BLOCK | Type UK 35, Feed-through, 150A, 1000V, 35mm2 Cross Section, 2 Connections, Gray, Universal Mtg, Pack of 50 | HAYMANS | HAYMANS ELECTRICAL | PHO3008012 | Active | 1
21424 | TERMINAL BLOCK | Type UK 35, Feed-through, 150A, 1000V, 35mm2 Cross Section, 2 Connections, Gray, Universal Mtg, Pack of 50 | PHOENIX | PHOENIX CONTACT PTY LTD | 3008012 | Active | 5
21435 | TERMINAL BLOCK | Type UDK 4, Feed-through, 32A, 630V, 4mm2 Cross Section, 4 Connections, Gray, Universal Mtg, Pack of 50 | HAYMANS | HAYMANS ELECTRICAL | PHO2775016 | Active | 1
21435 | TERMINAL BLOCK | Type UDK 4, Feed-through, 32A, 630V, 4mm2 Cross Section, 4 Connections, Gray, Universal Mtg, Pack of 50 | PHOENIX | PHOENIX CONTACT PTY LTD | 2775016 | Active | 5
20278 | CUTTER,CABLE,HAND OPERATED | Pencil Sharpener Type, 95mm2 ABC | SPECFORC | SPECIALISED FORCE PTY LTD | HABC-95 | Active | 2
20278 | CUTTER,CABLE,HAND OPERATED | Pencil Sharpener Type, 95mm2 ABC | TEN | THE ENERGY NETWORK (AUST) PTY LTD | HABCP-95 | Active | 1
2479756 | FIXTURE,LIGHTING | 138W RoadFlair BRP393 (L138A) 4K c/w Upcast Adaptor, Major Road, EQTS 05-01-02 (scm) | PHILIPS | PHILIPS AUSTRALIA PTY LTD | 824110136171 | Active | 1
2477404 | MEMORY,PORTABLE | MD303 Flash Storage, 8GB-512GB | CGI | CGI TECHNOLOGIES & SOLUTIONS P/L | CFAST 3ME3 8GB | Active | 1
2488286 | FAN,CIRCULATING | Milwaukee, M12 Mounting Fan, 12V, Portable, 3-Speed Setting, Skin Only, c/w Spring Loaded Clamp on Base | C&LTOOL | C&L TOOL CENTRE | MILWTM12AF-0 | Active | 1
2488286 | FAN,CIRCULATING | Milwaukee, M12 Mounting Fan, 12V, Portable, 3-Speed Setting, Skin Only, c/w Spring Loaded Clamp on Base | MILWAUKE | MILWAUKEE POWER TOOLS | M12AF-0 | Active | 5
2488468 | DRILL,TWIST | Milwaukee Red Helix, Titanium, Hex Drill Bit, 3.2mm (P2) | C&LTOOL | C&L TOOL CENTRE | MILWA48894806 | Active | 1
2488468 | DRILL,TWIST | Milwaukee Red Helix, Titanium, Hex Drill Bit, 3.2mm (P2) | MILWAUKE | MILWAUKEE POWER TOOLS | 48894806 | Active | 5
2488542 | DRILL,TWIST | Milwaukee Red Helix, Titanium, Hex Drill Bit, 6mm | C&LTOOL | C&L TOOL CENTRE | MILWA48894814 | Active | 1
2488542 | DRILL,TWIST | Milwaukee Red Helix, Titanium, Hex Drill Bit, 6mm | MILWAUKE | MILWAUKEE POWER TOOLS | 48894814 | Active | 5
20677 | STRAP,RETAINING | Ratchet Tie Down, 6m Strap, Endless Loop 4000Kg Lashing Capacity (P1) | BULLIVAN | BULLIVANTS PTY LTD | WRA-050-4000-060-EL | Active | 1
2489268 | HANDLE,EXTENSION,CHAIN SAW | Milwaukee, M18 Fuel, Pole Saw Extension Bar Attachment, QUIK-LOK Coupler, 102cm L | C&LTOOL | C&L TOOL CENTRE | MILWTM18FOPH-EXA | Active | 1
2489268 | HANDLE,EXTENSION,CHAIN SAW | Milwaukee, M18 Fuel, Pole Saw Extension Bar Attachment, QUIK-LOK Coupler, 102cm L | MILWAUKE | MILWAUKEE POWER TOOLS | M18FOPH-EXA | Active | 5
2489284 | CUTTER,WEED,WHIP | Milwaukee, M18 Fuel, Line Trimmer Attachment, 355-406mm Cutting Swath, QUIK-LOK Connection, 102cm L | C&LTOOL | C&L TOOL CENTRE | MILWTM18FOPH-LTA | Active | 1
2489284 | CUTTER,WEED,WHIP | Milwaukee, M18 Fuel, Line Trimmer Attachment, 355-406mm Cutting Swath, QUIK-LOK Connection, 102cm L | MILWAUKE | MILWAUKEE POWER TOOLS | M18FOPH-LTA | Active | 5
2489425 | FIXTURE,LIGHTING | LED 25W StreetLED3 (L25A 2K) 2K, Aeroscreen c/w NEMA PE Cell, Tilt Adaptor, Minor Road, EQTS 05-01-02 | SYLVANIA | SYLVANIA SCHREDER | JLC22BD15L25 | Active | 1
2489227 | HARNESS,SAFETY,INDUSTRIAL | Full Body Dielectric EWP, Small, Confined Space Harness | HGHTDYNM | HEIGHT DYNAMICS | FH24 SMALL | Active | 1
25522 | TRANSFORMER,CURRENT | 11kV, 800/1A, 50Hz, Post Type 1Ph, Outdoor, 1 Core, 1x800/500/200/1A, 0.1PX200R1 on 200/1 | KONCAR | KONCAR - ELECTRICAL INDUSTRY INC | DWG M20452 | Active | 1
25523 | TRANSFORMER,CURRENT | 24kV, 800/1A, 50Hz, Post Type 1Ph, Outdoor, 1 Core, 1x800/500/200/1A, 0.1PX200R1 on 200/1 | KONCAR | KONCAR - ELECTRICAL INDUSTRY INC | DWG M20452 | Active | 1
2490381 | RELAY,ELECTROMAGNETIC | DR4---D048, High Speed Tripping Relay, 48VDC Coil, 4 C/O Contacts, Plug-In, u/w Smitt V23 DIN 35mm Rail Base | RMSPROD | RMS PRODUCTS (RELAY MONITORING SYSTEMS) | DR4---D048 | Active | 1
2459972 | HOIST,MANUAL LEVER | Operated Serial, Web Strap, 1 Ton Nominal Capacity, Ratchet & Pawl Type, suits Live Line Lifting Jib | RIS | RANGER INDUSTRIAL SUPPLIES P/L | U300ALS | Phasing | 1
1778107 | SPRING,VOLUTE | Washer, M20/M24, S/Steel Gde 316, Open Ends, 32mm LG, 8mm W, 85mm OD Large End, 24.5mm ID Small End, 3.3kN Compression Force, Box of 100, Dwg 01-04-03 (scm) | HOBSON | HOBSON ENGINEERING CO PTY LTD | WV16PM24 | Active | 1
1778107 | SPRING,VOLUTE | Washer, M20/M24, S/Steel Gde 316, Open Ends, 32mm LG, 8mm W, 85mm OD Large End, 24.5mm ID Small End, 3.3kN Compression Force, Box of 100, Dwg 01-04-03 (scm) | THOMMRSH | THOMAS MARSH SPRINGS | 1778107 | Active | 2
1778107 | SPRING,VOLUTE | Washer, M20/M24, S/Steel Gde 316, Open Ends, 32mm LG, 8mm W, 85mm OD Large End, 24.5mm ID Small End, 3.3kN Compression Force, Box of 100, Dwg 01-04-03 (scm) | THOMMRSH | THOMAS MARSH SPRINGS | EN148 | Active | 2
2490852 | DIE,CRIMPING TOOL | Compression, 12T, "6" Profile, CEC15035 Copper Connector, 95-120mm2 | TEN | THE ENERGY NETWORK (AUST) PTY LTD | K12-U997 | Active | 5
2468346 | TOOL,APPLICATION | Live Line Clamp Remover, Eye Ring Fitting, S/Steel, suit most Standard Clamp Rings, incl Powerline Warning Flags | BALMORAL | BALMORAL ENGINEERING PTY LTD | LLCR-E | Active | 1
2477834 | COUPLING,ELECTRICAL CONDUIT | Adaptor, 50mm, HD, UPVC, Orange, Suits 50mm Flexible Orange Conduit | MMELEC | MM ELECTRICAL MERCHANDISING | CNXCONXC50HD | Active | 1
2477834 | COUPLING,ELECTRICAL CONDUIT | Adaptor, 50mm, HD, UPVC, Orange, Suits 50mm Flexible Orange Conduit | REXEL | REXEL AUSTRALIA | CLI242/50EO | Active | 2
2477826 | BEND,ELECTRICAL CONDUIT | 50mm, 90 Deg, 600mm Rad, UPVC, HD, Socket to Socket, Orange, AS/NZS2053 | MMELEC | MM ELECTRICAL MERCHANDISING | CLI247L50EO | Active | 1
2477826 | BEND,ELECTRICAL CONDUIT | 50mm, 90 Deg, 600mm Rad, UPVC, HD, Socket to Socket, Orange, AS/NZS2053 | TRI UGRD | TRI UNDERGROUND AUSTRALIA PTY LTD | HDE5090600FFS | Active | 2
2486702 | CIRCUIT BREAKER | MCB, Acti9 iC60N, 16A, 1 Pole, C-Curve, DIN Rail | SCHNEIDR | SCHNEIDER PTY LTD (MANUFACTURER) | A9F44116 | Active | 5
2486710 | BUSBAR | Comb, Acti9, 12 Module, 1 Pole, 100A | SCHNEIDR | SCHNEIDER PTY LTD (MANUFACTURER) | A9XPH112 | Active | 5
2486736 | CAP | Tooth, Acti9 (P20) | SCHNEIDR | SCHNEIDER PTY LTD (MANUFACTURER) | A9XPT920 | Active | 5
2403939 | TERMINAL,LUG | Compression, Bi-Metal, Cu Palm, 70mm2, M12 Bolt Hole, 3 Core | LEGEND | LEGEND POWER SYSTEMS | BL70-12 | Active | 1
2403939 | TERMINAL,LUG | Compression, Bi-Metal, Cu Palm, 70mm2, M12 Bolt Hole, 3 Core | CABLEACC | CABLE ACCESSORIES (AUST) | BL7012 | Active | 2
2403986 | TERMINAL,LUG | Bi-Metal, Cu Palm, 300mm2, Die Size A/F Nest 12 & Indent 21, Solid 3 Core Sector Cable | LEGEND | LEGEND POWER SYSTEMS | BLS300/3-12 | Active | 1
2403986 | TERMINAL,LUG | Bi-Metal, Cu Palm, 300mm2, Die Size A/F Nest 12 & Indent 21, Solid 3 Core Sector Cable | CABAC | CABAC (MANUFACTURER) | BAL300-12 | Active | 5
2489532 | SWITCH,FUSE GEAR | 12kV, Schneider RM6, SF6 Insulated, I/D RMU, 2 x 630A Cable Switch, Disconnectors, 1 x 200A Transformer CB, (Type NE-IDI), IAC AFLR, ABB to be Free | SCHNEIDR | SCHNEIDER PTY LTD (MANUFACTURER) | RM6 NE-IDI REF 230110-12793119 | Active | 1
2428175 | GLOVES,LIVE LINE ELECTRICAL WORKERS | Class 3, Natural Rubber, Black Straight Cuff, Size 12 (pair) Glove Length, 16 inch (400mm) | ANSELL | ANSELL LTD | RIG316YBS12 | Active | 1
2428266 | GLOVES,ELECTRICAL WORKER'S | Class 4, Size 12, Natural Rubber, Black, Straight Cuff, 18" (450mm Lg) | TEN | THE ENERGY NETWORK (AUST) PTY LTD | NG418YB-12 | Active | 1
2428266 | GLOVES,ELECTRICAL WORKER'S | Class 4, Size 12, Natural Rubber, Black, Straight Cuff, 18" (450mm Lg) | ANSELL | ANSELL LTD | RIG418YBS12 | Active | 2
2433589 | DRIVE UNIT,HYDRAULIC | Rotator, suit 6.0T Cable Drum Stand, 500kg Line Pull, Diesel Engine, ETS RSE11 | REDMOND | REDMOND GARY AUSTRALIA PTY LTD | 500KG ROTATOR | Active | 5
2433696 | POLE,PUBLIC LIGHTING,METAL | Major Road, 13.0m, Base Plate Mounted, 500 PCD Bolt Spacing, Galv, EQTS 05-02-01, Dwg 05-02-02 (scm) | INGAL | INGAL EPS | I05645-86 | Active | 2
2433696 | POLE,PUBLIC LIGHTING,METAL | Major Road, 13.0m, Base Plate Mounted, 500 PCD Bolt Spacing, Galv, EQTS 05-02-01, Dwg 05-02-02 (scm) | IUPOLE | INTERNATIONAL UTILITY POLES PTY LTD | EX-05645 | Active | 2
2433696 | POLE,PUBLIC LIGHTING,METAL | Major Road, 13.0m, Base Plate Mounted, 500 PCD Bolt Spacing, Galv, EQTS 05-02-01, Dwg 05-02-02 (scm) | GMPOLES | GM POLES PTY LTD | FBM-13-S | Active | 1
2448165 | STRAPPING | S/Steel Band, Mat Finish, 6.35mm, supplied in 30.5m Coil | BLKWOODJ | J BLACKWOOD & SONS LIMITED | 4246909 | Active | 1
2465672 | ANIMAL REPELLENT | Direct Stop, Animal Deterrent Spray, 83ml Aerosol Can, contains Citronella Oil, for Controlling Aggressive Animals | ALPHAFAS | ALPHA FIRST AID SUPPLIES | 320022 | Active | 2
2465672 | ANIMAL REPELLENT | Direct Stop, Animal Deterrent Spray, 83ml Aerosol Can, contains Citronella Oil, for Controlling Aggressive Animals | ATOMSUPP | ATOM SUPPLY GROUP P/L | 271526 | Active | 1
2486652 | KEY | Anti Access Lock Key, for Johnson Screens Explosion Mitigation Lids | AQSGROUP | AQSEPTENCE GROUP PTY LTD | 10000304587 | Active | 1
2486660 | PLUG | Anti Access Lock Plug, for Johnson Screens Explosion Mitigation Lids | AQSGROUP | AQSEPTENCE GROUP PTY LTD | 10000311121 | Active | 1
2489177 | RELAY,PROTECTION | FW5.0 FP1 Ver 5.1.23, Distribution Fdr Protn, Dir/Non-Dir OC, EF & SEF Relay, 16/10 IO, 100-240VDC Pwr, 1/5A CT, DNP3 over 2 x LC Fibre Enet & IEC61850 | ABBAUST | ABB AUSTRALIA PTY LTD | HBFNAEAGNHH1AAA11G | Active | 5
2489185 | RELAY,PROTECTION | FW5.0 FP1 Ver 5.1.23, Distribution Fdr Protn, Dir/Non-Dir OC, EF & SEF Relay, 16/10 IO, 24-60VDC Pwr, 1/5A CT, DNP3 over 2 x LC Fibre Enet & IEC61850 | ABBAUST | ABB AUSTRALIA PTY LTD | HBFNAEAGNHH1AAA21G | Active | 5
2490902 | SWITCHGEAR | RMU, 12kV, 630A, 25kA/3s, SafePlus CCCV, LHS/RHS Extensible, Non-Motorized C Modules, Motorized V Module, Internal Arc Class AFLR 20kA/1s, w/o Protection | ABBAUST | ABB AUSTRALIA PTY LTD | 5822202 | Active | 5
2490928 | TRANSFORMER,VOLTAGE | RMU, 12 kV, 630A, 25kA/3s, ABB SafePlus M Module, LHS/RHS Joining Kit, Internal Arc Classification AFL 20kA/1s, Block Type VTs - JDZX10-10C1-A 11kV/v3:110/ | ABBAUST | ABB AUSTRALIA PTY LTD | 5822204 | Active | 5
2490969 | TRANSFORMER,VOLTAGE | RMU, 24 kV, 630A, 20kA/3s, ABB SafePlus M Module, LHS/RHS Joining Kit, Internal Arc Classification AFL 20kA/1s, Block Type VTs - JDZX10-10C1-A 22kV/v3:110/ | ABBAUST | ABB AUSTRALIA PTY LTD | 5822208 | Active | 5
2491017 | FUSE ELEMENT,ELECTRICAL | 11A, HBC Fluke Multimeter Fuse, Ceramic | FLUKE | FLUKE AUSTRALIA PTY LTD (MANUFACTURER) | 803293 | Active | 1
2491025 | HANDLE,HOT LINE STICK | MV Series, Section 8, Telescopic Stick | HASTINGS | HASTINGS (MANUFACTURER) | A20359 | Active | 5
2491041 | HANDLE,HOT LINE STICK | MV Series, Section 7 (9m Base Section), c/w Base Cap for Telescopic Stick, fitted with 66kV Sticker | HASTINGS | HASTINGS (MANUFACTURER) | A20349 | Active | 5
2478071 | PRINTING MACHINE,LABEL | Brady M610, Handheld, Li-ION Rechargeable Battery, 240V AC, c/w Hard Case | BRADY | BRADY AUSTRALIA | 880974 | Active | 1
2491082 | CONVERTER,FREQUENCY,STATIC | 400kVA, 400V, 50Hz, 2nd Signal Output Panel Only for u/w SC2478311, No Transmitter | MVTECH | MV TECHNOLOGY SOLUTIONS P/L | 280.106.115104 | Active | 1
2491090 | TRANSFORMER,DISTRIBUTION | Padmount, 11kV/415V, Insul 22kV (Sq), Mineral Oil Insulated, ONAN, DYN11, 7 Tap, c/w HV Siemens RTR RMU & LV Terasaki CB | WILSON | WILSON TRANSFORMER CO. PTY LTD | 880-5872-11(315) | Active | 1
2491157 | ANTENNA | 5G LTE 6.5dBi Collinear Antenna (698-3800 MHz), 5m N (M), Black | RFIND | RF INDUSTRIES PTY LTD | COL8195-5M-N | Active | 5
13023 | LINK,BRIDGING | 20A, Flat Copper HC , 60 x 12.5 x 1.5mm Nom Size, Suitably Shaped to fit a GEC SC32 Clip-In Type Fuseholder, suits Fuseholders FB20 & FB32 (P1) | FUSECO | FUSECO POWER SOLUTIONS PTY LTD | FB20/32LINK | Active | 1
2491223 | KNIFE,LINEMANS | ZEN 911 Rescue Knife with Lanyard Attachment, Black, for Tower Rescue Kit | HGHTDYNM | HEIGHT DYNAMICS | ZEN 911 RESCUE KNIFE | Active | 1
2491231 | BAG,TOOL | HD Haul Mate Bag, for Tower Rescue Kit | HGHTDYNM | HEIGHT DYNAMICS | HD HAUL MATE BAG | Active | 1
2470284 | WINCH,PERSONNEL RESCUE | HD Haul Mate System Complete, for Tower Rescue Kit | HGHTDYNM | HEIGHT DYNAMICS | HD HAUL MATE SYSTEM COMPLETE | Active | 1
2491256 | TOOL,APPLICATION | Bending Tool, for 50-300mm Solid & Stranded Aluminium Conductor UG Cables | PENTA | PENTA AUST (TMAC THEW & MCCANN/HYLEC) | PA23255 | Active | 1
2491256 | TOOL,APPLICATION | Bending Tool, for 50-300mm Solid & Stranded Aluminium Conductor UG Cables | HYLEC | HYLEC ENERGY SOLUTIONS | TWISTER90 | Active | 2
2457729 | FIXTURE,LIGHTING | 25W Modular LED (L25), 4K, Nostalgia Type 1, Black c/w NEMA PE Cell, Bracket to Dwg 05-01-01, Minor Road, EQTS 05-01-02 (scm) | GERARD | GERARD LIGHTING GROUP | LC99BD12L25 | Phasing | 1
2487189 | SCRAPER | Uni-Pro Precision Scraper, 50mm, Tungsten Carbide Blade, Steel, Grip Handle | AMPLITUD | AMPLITUDE PTY LTD (396777) | AL170 | Active | 1
C492878 | STRAND,WIRE | C2L Stay Wire, SC/GZ 7/2.75mm, Galv Steel, Gde 1320, 250m Drum, JTS 03-03-01 (scm) | MIDLAND | MIDLAND METALS OVERSEAS PTE LTD | MMO-SC/GZ 7/2.75 (250M) | Phasing | 1
C492894 | STRAND,WIRE | C2L Stay Wire, SC/GZ 19/2.00mm, Galv Steel, Gde 1320, 250m Drum, JTS 03-03-01 (scm) | MIDLAND | MIDLAND METALS OVERSEAS PTE LTD | MMO-SC/GZ 19/2.00 (250M) | Active | 1
2488302 | CAP,POST | Al, 550mm Dia, 0.55mm Thk, Dwg 10-01-23-1 (P100) (scm) | TECONN | TE CONNECTIVITY LTD | PC-550/1 | Active | 1
407633 | CAP,POST | Al, 450mm Dia, 0.55mm Thk, Dwg 10-01-23-1 (P100) (scm) | TECONN | TE CONNECTIVITY LTD | PC-450/1 | Active | 1
407633 | CAP,POST | Al, 450mm Dia, 0.55mm Thk, Dwg 10-01-23-1 (P100) (scm) | CAPRAL | CAPRAL ALUMINIUM LTD | R006045CIRMF000 | Active | 2
407633 | CAP,POST | Al, 450mm Dia, 0.55mm Thk, Dwg 10-01-23-1 (P100) (scm) | TYCOELEC | TYCO ELECTRONICS | POC450AL | Active | 2
407633 | CAP,POST | Al, 450mm Dia, 0.55mm Thk, Dwg 10-01-23-1 (P100) (scm) | THEWMCCA | TMAC THEW & MCCANN GROUP | CAP450 | Active | 2
407633 | CAP,POST | Al, 450mm Dia, 0.55mm Thk, Dwg 10-01-23-1 (P100) (scm) | RMSRVR | RMS (RIVERSLEIGH MANAGEMENT SERVICES) | 450MM DIA | Active | 2
2489060 | BATTERY,STORAGE | Battery Kit, 12V, 26Ah, Vertical Mount, suit NOJA RC20 Controller | NOJA | NOJA POWER SWITCHGEAR PTY LTD | BAT-20 | Active | 1
2400389 | ADAPTOR,ELECTRICAL CONDUIT | Conduit Terminator, PVC, 20mm, Black, for Flexible Conduit, AS/NZS 2053.4, Box of 20 | HAYMANS | HAYMANS ELECTRICAL | CLI269/20 | Active | 1
2400389 | ADAPTOR,ELECTRICAL CONDUIT | Conduit Terminator, PVC, 20mm, Black, for Flexible Conduit, AS/NZS 2053.4, Box of 20 | IDEALELE | IDEAL ELECTRICAL SUPPLIERS | 269/20BK | Active | 2
119011 | INSULATION SLEEVE,ELEC,BRANCHED | Heat Shrink Glove, LV Breakout, suit 4 Core, 185 to 300mm2, XLPE U/G Cable (scm) | LEGEND | LEGEND POWER SYSTEMS | KEV445 | Active | 2
119011 | INSULATION SLEEVE,ELEC,BRANCHED | Heat Shrink Glove, LV Breakout, suit 4 Core, 185 to 300mm2, XLPE U/G Cable (scm) | TECONN | TE CONNECTIVITY LTD | 502K026/S(S5) | Active | 1
119011 | INSULATION SLEEVE,ELEC,BRANCHED | Heat Shrink Glove, LV Breakout, suit 4 Core, 185 to 300mm2, XLPE U/G Cable (scm) | PLP | PREFORMED LINE PRODUCTS (AUST) | CPA-SEH4-100-040 | Active | 2
119011 | INSULATION SLEEVE,ELEC,BRANCHED | Heat Shrink Glove, LV Breakout, suit 4 Core, 185 to 300mm2, XLPE U/G Cable (scm) | GILBERT | GILBERT LODGE AUSTRALIA PTY LTD | RAY502K026 | Active | 2
3200 | TRANSFORMER,CURRENT | 72.5kV 1200/1A 50Hz, Post Type 1Ph Outdoor, 5 Core, Metering in Core 5, Hairpin Style, Standard, L4 Pollution, ETS 2010/0321/T Item 22A | KONCAR | KONCAR - ELECTRICAL INDUSTRY INC | CT072-22A-1200-1A-L4-5C-M5 | Active | 1
2488450 | DRILL,TWIST | Milwaukee Red Helix, Titanium, Hex Drill Bit, 3mm (P2) | C&LTOOL | C&L TOOL CENTRE | MILWA48894805 | Active | 1
2488450 | DRILL,TWIST | Milwaukee Red Helix, Titanium, Hex Drill Bit, 3mm (P2) | MILWAUKE | MILWAUKEE POWER TOOLS | 48894805 | Active | 5
2488492 | DRILL,TWIST | Milwaukee Red Helix, Titanium, Hex Drill Bit, 4.2mm | C&LTOOL | C&L TOOL CENTRE | MILWA48894809 | Active | 1
2488492 | DRILL,TWIST | Milwaukee Red Helix, Titanium, Hex Drill Bit, 4.2mm | MILWAUKE | MILWAUKEE POWER TOOLS | 48894809 | Active | 5
2488500 | DRILL,TWIST | Milwaukee Red Helix, Titanium, Hex Drill Bit, 4.5mm | C&LTOOL | C&L TOOL CENTRE | MILWA48894810 | Active | 1
2488500 | DRILL,TWIST | Milwaukee Red Helix, Titanium, Hex Drill Bit, 4.5mm | MILWAUKE | MILWAUKEE POWER TOOLS | 48894810 | Active | 5
2471399 | TRANSFORMER,CURRENT | 72.5kV, 1200/5A, 50Hz, Post Type 1Ph Outdoor, 5 Core, Metering in Core 3, Statistical Metering, Live Tank Construction, Dwg 1079437 | KONCAR | KONCAR - ELECTRICAL INDUSTRY INC | DWG M186856 | Active | 1
3356 | TRANSFORMER,EARTHING | Ground Fault, Zig Zag S/Steel, St George STATCOM | AMSC | AMSC AUSTRALIA PTY LTD | 6302714 | Active | 1
2489367 | INSULATING COMPOUND,ELECTRICAL | GUROFLO-H2000, 1 Part Silicon, Oil Based Insulating Medium, for 11kV - 33kV Cable Boxes with XLPE Cables, 20L Drum | TECONN | TE CONNECTIVITY LTD | EN2309-000 / GUROFLO-H2000 | Active | 5
2444396 | WASHER,FLAT | Round, M16, 25mm OD, 18mm ID, 1.6mm, S/Steel (scm) | ISM | ISM MANUFACTURING PTY LTD | 25-OD-18-ID-1.6MM-SS | Active | 1
2489896 | ANTENNA | 5G LTE Compact Antenna, 698-3800MHz, 1.25m RG58/SMA(M) | RFIND | RF INDUSTRIES PTY LTD | CSM700-1.25M-SMA | Active | 5
30052 | SUPPORT,ELEC EQUIP | Busbar Support Assembly, Sliding Type, Single Roller, suit 100mm Busbar Mount 127 PCD | PLP | PREFORMED LINE PRODUCTS (AUST) | BBSA-02 | Active | 5
2456432 | CABINET,ELEC EQUIP | Battery Expansion Cubicle, suit s/code 2452936, 600W x 600D x 2200H c/w Shelves, Circuit Breakers, Cabling for up to 4 x 48V Battery Strings, suit | EATONELE | EATON ELECTRIC SYSTEMS PTY LTD | 120348-E | Active | 1
2456440 | CABINET,ELEC EQUIP | Battery Expansion Cubicle, suit s/codes 2452944 & 2452951, 600W x 600D x 2200H c/w Shelves, Circuit Breakers, Cabling for up to 4 x 48V Battery Strings, suit | POWERON | POWER ON AUSTRALIA PTY LTD | POA15235 | Active | 1
2456440 | CABINET,ELEC EQUIP | Battery Expansion Cubicle, suit s/codes 2452944 & 2452951, 600W x 600D x 2200H c/w Shelves, Circuit Breakers, Cabling for up to 4 x 48V Battery Strings, suit | EATONELE | EATON ELECTRIC SYSTEMS PTY LTD | 120347-E | Active | 2
2466068 | CABINET,ELEC EQUIP | Outdoor Power Cabinet, 15U Type 2 Fan/Filter c/w 1 x Battery Shelf & Dual Skin, Ext IP55 Galv Steel & Inner Thermal Insulation, EMKA Locking System | ELTEK | ELTEK (A DELTA GROUP COMPANY) | ODU2-237143 + 228534 | Active | 1
2486512 | SLING | Vertical Snake Sling 2 ply 50mm x 1.2m 48kN BLUE | HGHTDYNM | HEIGHT DYNAMICS | VSL S48KN1200 BLU | Active | 1
104207 | END CAP | suit 25mm2 ABC Cable (P200) (scm) | LEGEND | LEGEND POWER SYSTEMS | PC6-35 | Active | 1
104207 | END CAP | suit 25mm2 ABC Cable (P200) (scm) | SICAME | SICAME AUSTRALIA PTY LTD | CES 1 (25MMSQ) | Active | 2
157622 | SLEEVE,COMPRESSION | 185mm2, Al Cable, use Al Hex Die A/F 21.0mm (scm) | LEGEND | LEGEND POWER SYSTEMS | ALK185 | Active | 1
157622 | SLEEVE,COMPRESSION | 185mm2, Al Cable, use Al Hex Die A/F 21.0mm (scm) | TYCOELEC | TYCO ELECTRONICS | H15210/1 | Active | 2
158211 | TERMINAL,LUG | Compression, Al, 185mm2, M12 Bolt Hole, Hex Die A/F 22.0mm, ETS 01-09-23 (P1) | LEGEND | LEGEND POWER SYSTEMS | AL185-12 | Active | 1
158211 | TERMINAL,LUG | Compression, Al, 185mm2, M12 Bolt Hole, Hex Die A/F 22.0mm, ETS 01-09-23 (P1) | TYCOELEC | TYCO ELECTRONICS | H15147/1 | Active | 2
158513 | TERMINAL,LUG | Compression, Al, 50mm2, M12 Bolt Hole, ETS 01-09-23 (P1) (scm) | LEGEND | LEGEND POWER SYSTEMS | AL50-12 | Active | 1
158513 | TERMINAL,LUG | Compression, Al, 50mm2, M12 Bolt Hole, ETS 01-09-23 (P1) (scm) | TYCOELEC | TYCO ELECTRONICS | H15121X01/1 | Active | 2
158599 | TERMINAL,LUG | Compression, Al, 150mm2, M12 Bolt Hole, Hex Die A/F 22.0mm, ETS 01-09-23 (P1) | LEGEND | LEGEND POWER SYSTEMS | AL150-12 | Active | 1
158599 | TERMINAL,LUG | Compression, Al, 150mm2, M12 Bolt Hole, Hex Die A/F 22.0mm, ETS 01-09-23 (P1) | TYCOELEC | TYCO ELECTRONICS | H15143/1 | Active | 2
406307 | BUCKLE | suit 16mm S/Steel Band (P100) | LEGEND | LEGEND POWER SYSTEMS | CABBUCKLE15.8 | Active | 1
406307 | BUCKLE | suit 16mm S/Steel Band (P100) | PLP | PREFORMED LINE PRODUCTS (AUST) | SSSB-16 | Active | 2
474624 | SLEEVE,COMPRESSION | NT, 19/3.25, AL, AAC, Hex Die A/F 22.0mm | LEGEND | LEGEND POWER SYSTEMS | ALK150 | Active | 1
474624 | SLEEVE,COMPRESSION | NT, 19/3.25, AL, AAC, Hex Die A/F 22.0mm | TYCOELEC | TYCO ELECTRONICS | NT68/1 | Active | 2
1090476 | TERMINAL,LUG | Compression, Cu, 300mm2, Undrilled, Hex Die A/F 26.0mm (P5) | LEGEND | LEGEND POWER SYSTEMS | CAL400 | Active | 1
1090476 | TERMINAL,LUG | Compression, Cu, 300mm2, Undrilled, Hex Die A/F 26.0mm (P5) | TYCOELEC | TYCO ELECTRONICS | H1391/1 | Active | 2
2403965 | SLEEVE,COMPRESSION | 300mm2, Al Cable, use Al Hex Die A/F 28.4mm (Utilux P/N H15212/1) | LEGEND | LEGEND POWER SYSTEMS | ALK300 | Active | 1
2403965 | SLEEVE,COMPRESSION | 300mm2, Al Cable, use Al Hex Die A/F 28.4mm (Utilux P/N H15212/1) | TYCOELEC | TYCO ELECTRONICS | H15212/1 | Active | 2
2406797 | TERMINAL,LUG | Compression, Bi-Metal, Cu Palm, 95mm2, M12 Bolt Hole, Hex Die A/F 17.3mm, Al 7/3.75 (scm) | LEGEND | LEGEND POWER SYSTEMS | BL95-12 | Active | 1
2406797 | TERMINAL,LUG | Compression, Bi-Metal, Cu Palm, 95mm2, M12 Bolt Hole, Hex Die A/F 17.3mm, Al 7/3.75 (scm) | TYCOELEC | TYCO ELECTRONICS | BG95M12/1 | Active | 2
2437853 | TERMINAL,LUG | Tinned Cu, 70mm2, 2 x M13 Bolt Holes, 50mm Centres, Long Barrel, Long Palm, Dwg EESS-10031-04 | LEGEND | LEGEND POWER SYSTEMS | CAL70LPB1250 | Active | 1
2437853 | TERMINAL,LUG | Tinned Cu, 70mm2, 2 x M13 Bolt Holes, 50mm Centres, Long Barrel, Long Palm, Dwg EESS-10031-04 | CABAC | CABAC (MANUFACTURER) | CAL70LPB1250 | Active | 5
2486413 | ISOPROPYL ALCOHOL | 100%, 5Ltr Bottle, Colourless Liquid, Industrial Solvent for Cleaning & Degreasing | SYDSOLV | SYDNEY SOLVENTS PTY LTD | 5L IPA 100% | Active | 5
2475606 | SWITCHGEAR | RMU, 22kV, 630A, 21kA/3s, SafePlus CCCF, Non-Extensible, Non-Motorized, Internal Arc Class AFLR 20kA/1s, in IP54 Outdoor Enclosure S/Steel Gde 316 (scm) | ABBAUST | ABB AUSTRALIA PTY LTD | 5822103 | Active | 5
2488021 | RELAY,PROTECTION | FW R313-V2, Low Z DIFF, 24-48VDC PWR, 24VDC Logic 24/24 I/O, 5A CT, 9U Case, DNP3 100Base-FX MM LC ENET | SEL | SCHWEITZER ENGINEERING LAB PTY LTD | 0487B1X2X52XC2XBH9BBBXX | Active | 5
2488054 | RELAY,PROTECTION | FW R313-V2, Low Z DIFF, 48-125VDC PWR, 110VDC Logic 24/24 I/O, 1A CT, 9U Case, DNP3 100Base-FX MM LC ENET | SEL | SCHWEITZER ENGINEERING LAB PTY LTD | 0487B1X4X12XC2XDH9DDDXX | Active | 5
2486470 | RELAY,PROTECTION | FW H9C, Fdr Diff/Dis Dual CB, 48/110V DC Pwr, 24/250V DC Logic 24/32 IO, 1/5A, 110V AC Input, 850nm 2Ch, Flush/60TE, DNP 100Base-FX, MM LC Enet | SCHNEIDR | SCHNEIDER PTY LTD (MANUFACTURER) | P54621QALM0H99M | Active | 5
2486504 | LEAD,TEST | Shorting Lead, Colour - Red, Alligator Clip Both Ends, 400mm lg | AMPLITUD | AMPLITUDE PTY LTD (396777) | TP-R | Active | 1
105036 | LID | Concrete, suit Pit Type PIT7, Marked Electric Cable | TYCOELEC | TYCO ELECTRONICS | PIT7LCTE | Active | 1
2404536 | ARRESTER,LIGHTNING | Electrical Surge, 6.6kV | ABBAUST | ABB AUSTRALIA PTY LTD | 7800156 | Active | 1
6493 | STRAND,WIRE | Stay Wire, SC/GZ 19/2.00mm, Galv Steel, Gde 1320, 250m Drum, JTS 03-03-01 (scm) | MIDLAND | MIDLAND METALS OVERSEAS PTE LTD | MMO-SC/GZ 19/2.00 | Active | 1
6494 | STRAND,WIRE | Stay Wire, SC/GZ 19/2.75mm, Galv Steel, Gde 1320, 250m Drum, JTS 03-03-01 (scm) | MIDLAND | MIDLAND METALS OVERSEAS PTE LTD | MMO-SC/GZ 19/2.75 | Active | 1
2476109 | TRANSFORMER,CURRENT | 24kV, 1200/5A, 50Hz, Post Type 1Ph Outdoor, 3 Core, Metering in Core 3, Live Tank Construction | KONCAR | KONCAR - ELECTRICAL INDUSTRY INC | AGU-24 | Active | 1
2482602 | TRANSFORMER,CURRENT | CT 10A, 15mm - PM45 / PQ45 | CHK | CHK POWER QUALITY PTY LTD | 1AC10 | Active | 1
2482610 | TRANSFORMER,CURRENT | CT 100A, 15mm Iron (10-120A) - PM45/ PQ45 CATIV 600V | CHK | CHK POWER QUALITY PTY LTD | 1AC100S | Active | 1
2457661 | FIXTURE,LIGHTING | 30W Modular LED (L30), 4K, Nostalgia Type 1, Black c/w NEMA PE Cell, Bracket to Dwg 05-01-01, Minor Road, EQTS 05-01-02 (scm) | GERARD | GERARD LIGHTING GROUP | LC99BD12L30 | Phasing | 5
2462190 | FIXTURE,LIGHTING | 30W Modular LED (L30), 4K, Nostalgia Type 2, Black c/w NEMA PE Cell, Bracket to Dwg 05-01-07, Minor Road, EQTS 05-01-02 (scm) | GERARD | GERARD LIGHTING GROUP | LC99BD22L30 | Phasing | 5
2491264 | RELAY,PROTECTION | Kries IKI-35, CT-Powered, Overcurrent, Short-Circuit & Earth Fault, 24V Release, Panel Mounting, 48 x 96 x 80mm | TECONN | TE CONNECTIVITY LTD | ES2190-000 | Active | 5
2491330 | DIE,CRIMPING TOOL | Compression, Hex, 6T, 14.2mm A/F, Cu 95mm2, 6.0mm W | AMPLITUD | AMPLITUDE PTY LTD (396777) | K6-C95 | Active | 1
2491447 | GAUGE,PRESSURE | SF6 Pressure Gauage, suit GL309, GL312, GL314, DT1 72.5, DT1 145 | GE | GENERAL ELECTRIC COMPANY | 47.239.910-01 | Active | 1
2491520 | SOCKET,SOCKET WRENCH | 19mm x 3/8", Square Drive, 6 Point, Impact Rated | MILWAUKE | MILWAUKEE POWER TOOLS | 49666143 | Active | 5
2491520 | SOCKET,SOCKET WRENCH | 19mm x 3/8", Square Drive, 6 Point, Impact Rated | C&LTOOL | C&L TOOL CENTRE | 49666143 | Active | 1
2491520 | SOCKET,SOCKET WRENCH | 19mm x 3/8", Square Drive, 6 Point, Impact Rated | C&LTOOL | C&L TOOL CENTRE | ACT61110019 | Active | 2
2480036 | SWITCHBOARD,POWER | LV Indoor, 750(750)kVA, ACB Upgde, Sentron 3WL, ETU76B c/w COM35 Module, AFPS VAMP 221, 1600A TX ACB 42kA/1Sec, 4 x 630A SF, Mob Gen Conn & 1600A ACB, | WEBER | WEBER SOUTH PACIFIC PTY LTD | MF115123-EQ02 | Active | 1
2480051 | SWITCHBOARD,POWER | LV Indoor, 750(750)kVA, ACB Upgde, Sentron 3WL, ETU76B c/w COM35 Module, AFPS VAMP 221, 1600A TX ACB 42kA/1Sec, 4 x 630A SF, Mob Gen Conn, 2 x SF Spare | WEBER | WEBER SOUTH PACIFIC PTY LTD | MF115123-EQ04 | Active | 1
2471969 | RELAY | Voltage Selecting Relay, 3 Ph, 4 Wire, 110V, 50Hz, 2s Delay on Drop-off | RMSPROD | RMS PRODUCTS (RELAY MONITORING SYSTEMS) | 2P48-AAB- | Active | 1
2400572 | ADAPTOR,FUSE LINK | for Threaded EDO Fuse Element, suit 1-30A Fuse Links | NGKSTANG | NGK STANGER PTY LTD | 69231/1 | Active | 1
2400572 | ADAPTOR,FUSE LINK | for Threaded EDO Fuse Element, suit 1-30A Fuse Links | ABBAUST | ABB AUSTRALIA PTY LTD | 7295860 | Active | 2
2454817 | ADAPTOR,FUSE LINK | Type A, Extend Fuse 73mm to 94mm, suit RS100P Fuseholder | IPDGROUP | IPD GROUP LIMITED | AA | Active | 5
30151 | REDUCER,CABLE RACK | Splice Plate, 150mm W, 60mm H, NEMA 12B Steel, Galv Steel | EZYSTRUT | EZYSTRUT CABLE & PIPE SUPPORTS | N1ECR150H | Active | 1
30152 | REDUCER,CABLE RACK | Splice Plate, 300mm W, 60mm H, NEMA 12B Steel, Galv Steel | EZYSTRUT | EZYSTRUT CABLE & PIPE SUPPORTS | N1ECR300H | Active | 1
30168 | RACK,CABLE | ST5 Supatray, 3m Lg, 450mm W, 75mm H, Galvabond, ST5-450-GB | EZYSTRUT | EZYSTRUT CABLE & PIPE SUPPORTS | ET5450G | Active | 1
30173 | RACK,CABLE | ST5 Supatray, 3m Lg, 600mm W, 75mm H, Galv Steel, ST5-600-GB | EZYSTRUT | EZYSTRUT CABLE & PIPE SUPPORTS | ET5600H | Active | 1
30194 | SETSCREW | ST3 & ST5 Supatray Joining Hardware, Galv (P40) | EZYSTRUT | EZYSTRUT CABLE & PIPE SUPPORTS | SBH & CNH | Active | 1
30204 | SETSCREW | M6 x 30mm, Hex, Zinc Plated, suit Unistrut System | EZYSTRUT | EZYSTRUT CABLE & PIPE SUPPORTS | HS630Z | Active | 1
30207 | SETSCREW | M8 x 40mm, Hex, Zinc Plated, suit Unistrut System | EZYSTRUT | EZYSTRUT CABLE & PIPE SUPPORTS | HS840Z | Active | 1
30212 | NUT,PLAIN,HEX | M8, Zinc Plated, suit Unistrut System | EZYSTRUT | EZYSTRUT CABLE & PIPE SUPPORTS | HN8Z | Active | 1
30218 | ROD,CONTINUOUS THREAD | M8, 3m Lg, Zinc Plated, suit Unistrut System | EZYSTRUT | EZYSTRUT CABLE & PIPE SUPPORTS | TR8Z | Active | 1
30219 | ROD,CONTINUOUS THREAD | M10, 3m Lg, Zinc Plated, suit Unistrut System | EZYSTRUT | EZYSTRUT CABLE & PIPE SUPPORTS | TR10Z | Active | 1
30225 | BRACKET,CANTILEVER | PCL Series HG/SS, 470mm Lg, 165mm H1, 86mm H2 | EZYSTRUT | EZYSTRUT CABLE & PIPE SUPPORTS | CB4-450H | Active | 1
30236 | SETSCREW | M6 x 20mm, Hex, S/Steel, suit Unistrut System | EZYSTRUT | EZYSTRUT CABLE & PIPE SUPPORTS | HS620S | Active | 1
2479392 | SWITCHBOARD,POWER | AC Distribution Board,Switchyard, 160A Main Switch, 30A Outlet,10A Outlet, 24 Pole Chassis, Light Switch, Outdoor, S/Steel, 1296 x 600 x 240mm | NHPELEC | NHP ELECTRICAL ENGINEERING | EQL2479392 | Active | 1
2479426 | SWITCHBOARD,POWER | AC Distribution Board, 100A Main Switch, 1Ph, 3 x 10A ELCB & 4 x 20A ELCB, Indoor, Steel Enclosure, 245 x 268 x 92mm | NHPELEC | NHP ELECTRICAL ENGINEERING | EQL2479426 | Active | 1
2479491 | SWITCHBOARD,POWER | AC Distribution Board, 400V AC, Local Transformer, 1 x 160A CB, Outdoor, S/Steel, 864 x 600 x 240mm | NHPELEC | NHP ELECTRICAL ENGINEERING | EQL2479491 | Active | 1
2454106 | SPEAKER | P25, 10W Remote Speaker, for 25W Radio | TAITCOMM | TAIT COMMUNICATIONS (TAIT LTD) | T02-00004-0204 | Active | 1
2472710 | SPEAKER | Uniden Bearcat BC23A, 15W Amplified Speaker | MILES | MILES ELECTRONICS | BC23A | Active | 1
551004 | INSULATOR,DISC | 70kN, Ball & Socket, Glass, Type U70BL, ETS 10-01-01, Item 18 (scm) | TECONN | TE CONNECTIVITY LTD | DI-U70BL320GVZW01 | Active | 1
3202 | TRANSFORMER,CURRENT | 72.5kV 1200/1A 50Hz, Post Type 1Ph Outdoor, 5 Core, Metering in Core 5, Hairpin Style, Long Range Metering, L4 Pollution, ETS 2010/0321/T Item 22C | KONCAR | KONCAR - ELECTRICAL INDUSTRY INC | CT072-22C-1200-1A-L4-5C-M5 | Active | 1
20675 | CABLE,FIBRE OPTIC | Aerial, 48 Fibres SMOF, OPGW, 14.5mm Dia Rating 14.85kA/0.5Sec & 10.7kA/1Sec, Breaking Load 65kN, Central Core S/Steel Tube, Left Hand Lay | SFPOC | SUZHOU FURUKAWA POWER OPTIC CABLE CO LTD | SFSJ-J-1522 | Active | 1
2480192 | SWITCHBOARD,POWER | LV Indoor, 1500(315)kVA, ACB Upgde, Sentron 3WL, ETU76B c/w COM35 Module, AFPS VAMP 221, 3200A TX ACB 65kA/1Sec, 4 x 630A SF, Mob Gen Conn & 3200A ACB, | WEBER | WEBER SOUTH PACIFIC PTY LTD | MF135243-EQ10 | Active | 1
2485621 | CIRCUIT BREAKER | Tembreak Pro MCCB 250 FRAME 36kA 3P 40A Basic Electronic | NHPELEC | NHP ELECTRICAL ENGINEERING | P250F340BE | Active | 1
2402818 | CABLE,POWER,ELECTRICAL | 0.6/1kV, 1C, 95mm2 (37/1.78) Cu/XLPE (X-90UV) Insul, Black, Metre Marked, 250m Wood Drum, JTS 03-01-08 (scm) | MIDLAND | MIDLAND METALS OVERSEAS PTE LTD | MMO-1X95 CU X BLK | Active | 1
2402818 | CABLE,POWER,ELECTRICAL | 0.6/1kV, 1C, 95mm2 (37/1.78) Cu/XLPE (X-90UV) Insul, Black, Metre Marked, 250m Wood Drum, JTS 03-01-08 (scm) | OLEX | OLEX AUSTRALIA PTY LTD | XDCC22SB001AACX | Active | 2
18679 | PROBE-LEAD ASSEMBLY,TEST | Trailing Earth Lead, 4mm Retractable Plug, Nylon Bar Reel, Earth Spike, Flexible Earth Lead Cable, Green Colour, 15-20mm Crimping Ferrule Sleeve, Joint | PENTA | PENTA AUST (TMAC THEW & MCCANN/HYLEC) | PA12659 | Active | 1
18679 | PROBE-LEAD ASSEMBLY,TEST | Trailing Earth Lead, 4mm Retractable Plug, Nylon Bar Reel, Earth Spike, Flexible Earth Lead Cable, Green Colour, 15-20mm Crimping Ferrule Sleeve, Joint | THEWMCCA | TMAC THEW & MCCANN GROUP | TM12659 | Active | 5
3274 | CABLE ASSY SET,ELEC | Inverter 26C Ribbon, 23" Lg, St George STATCOM | AMSC | AMSC AUSTRALIA PTY LTD | 7550773 | Active | 5
3274 | CABLE ASSY SET,ELEC | Inverter 26C Ribbon, 23" Lg, St George STATCOM | AMSC | AMSC AUSTRALIA PTY LTD | 7550773 | Active | 1
3275 | CABLE ASSY SET,ELEC | Inverter 26C Ribbon, 26" Lg, St George STATCOM | AMSC | AMSC AUSTRALIA PTY LTD | 7550765 | Active | 5
3275 | CABLE ASSY SET,ELEC | Inverter 26C Ribbon, 26" Lg, St George STATCOM | AMSC | AMSC AUSTRALIA PTY LTD | 7550765 | Active | 1
3276 | CABLE ASSY SET,ELEC | Inverter 26C Ribbon, 31" Lg, St George STATCOM | AMSC | AMSC AUSTRALIA PTY LTD | 7550774 | Active | 5
3276 | CABLE ASSY SET,ELEC | Inverter 26C Ribbon, 31" Lg, St George STATCOM | AMSC | AMSC AUSTRALIA PTY LTD | 7550774 | Active | 1
3277 | CABLE ASSY SET,ELEC | Inverter 26C Ribbon, 32" Lg, St George STATCOM | AMSC | AMSC AUSTRALIA PTY LTD | 7550775 | Active | 5
3277 | CABLE ASSY SET,ELEC | Inverter 26C Ribbon, 32" Lg, St George STATCOM | AMSC | AMSC AUSTRALIA PTY LTD | 7550775 | Active | 1
3278 | CABLE ASSY SET,ELEC | Inverter 26C Ribbon, 34" Lg, St George STATCOM | AMSC | AMSC AUSTRALIA PTY LTD | 7550766 | Active | 5
3278 | CABLE ASSY SET,ELEC | Inverter 26C Ribbon, 34" Lg, St George STATCOM | AMSC | AMSC AUSTRALIA PTY LTD | 7550766 | Active | 1
3279 | CABLE ASSY SET,ELEC | Inverter 26C Ribbon, 36" Lg, St George STATCOM | AMSC | AMSC AUSTRALIA PTY LTD | 7550767 | Active | 5
3279 | CABLE ASSY SET,ELEC | Inverter 26C Ribbon, 36" Lg, St George STATCOM | AMSC | AMSC AUSTRALIA PTY LTD | 7550767 | Active | 1
3280 | CABLE ASSY SET,ELEC | Inverter 26C Ribbon, 44" Lg, St George STATCOM | AMSC | AMSC AUSTRALIA PTY LTD | 7550776 | Active | 5
3280 | CABLE ASSY SET,ELEC | Inverter 26C Ribbon, 44" Lg, St George STATCOM | AMSC | AMSC AUSTRALIA PTY LTD | 7550776 | Active | 1
3281 | CABLE ASSY SET,ELEC | Inverter 26C Ribbon, 45" Lg, St George STATCOM | AMSC | AMSC AUSTRALIA PTY LTD | 7550777 | Active | 5
3281 | CABLE ASSY SET,ELEC | Inverter 26C Ribbon, 45" Lg, St George STATCOM | AMSC | AMSC AUSTRALIA PTY LTD | 7550777 | Active | 1
30238 | SETSCREW | M10 x 25mm, Hex, S/Steel, suit Unistrut System | EZYSTRUT | EZYSTRUT CABLE & PIPE SUPPORTS | HS1025S | Active | 1
30260 | COVER,ACCESS | Unistrut, Standard, 3m Lg, 600mm W Nom, Steel Type 12B | EZYSTRUT | EZYSTRUT CABLE & PIPE SUPPORTS | CFN16003H | Active | 1
30263 | COVER,ACCESS | Unistrut, Standard, 3m Lg, 450mm W Nom, Steel Type 16A | EZYSTRUT | EZYSTRUT CABLE & PIPE SUPPORTS | CFN24503H | Active | 1
30265 | COVER,ACCESS | Unistrut, Standard, 3m Lg, 150mm W Nom, Steel Type 20B/20C | EZYSTRUT | EZYSTRUT CABLE & PIPE SUPPORTS | CFN20C1503H | Active | 1
30267 | COVER,ACCESS | Unistrut, Standard, 3m Lg, 450mm W Nom, Steel Type 20B/20C | EZYSTRUT | EZYSTRUT CABLE & PIPE SUPPORTS | CFN20C4503H | Active | 1
30268 | COVER,ACCESS | Unistrut, Standard, 3m Lg, 600mm W Nom, Steel Type 20B/20C | EZYSTRUT | EZYSTRUT CABLE & PIPE SUPPORTS | CFN20C6003H | Active | 1
30269 | COVER,ACCESS | Unistrut, Standard, 3m Lg, 150mm W Nom, Steel Type 20B-RI/20C-RI | EZYSTRUT | EZYSTRUT CABLE & PIPE SUPPORTS | CFCT1503H | Active | 1
30270 | COVER,ACCESS | Unistrut, Standard, 3m Lg, 300mm W Nom, Steel Type 20B-RI/20C-RI | EZYSTRUT | EZYSTRUT CABLE & PIPE SUPPORTS | CFCT303H | Active | 1
30272 | COVER,ACCESS | Unistrut, Standard, 3m Lg, 600mm W Nom, Steel Type 20B-RI/20C-RI | EZYSTRUT | EZYSTRUT CABLE & PIPE SUPPORTS | CFN26003H | Active | 1
30273 | CLIP,SPRING TENSION | Unistrut, Cover Clip, Steel Type 12B | EZYSTRUT | EZYSTRUT CABLE & PIPE SUPPORTS | N1CCH | Active | 1
30276 | CLIP,SPRING TENSION | Unistrut, Cover Clip, Steel Type 20C | EZYSTRUT | EZYSTRUT CABLE & PIPE SUPPORTS | N20CCCH | Active | 1
30406 | RACK,CABLE | Straight Tray, 3m Lg, 600mm W, 65mm H, NEMA 12B Steel, Galv Steel | EZYSTRUT | EZYSTRUT CABLE & PIPE SUPPORTS | N1L600H | Active | 1
104405 | BOLT ASSEMBLY,FOUNDATION | Hold Down Bolt Assy, for LV Distribution Cabinet, Dwg 875270-01 (scm) | EZYSTRUT | EZYSTRUT CABLE & PIPE SUPPORTS | E104405 | Active | 1
104792 | SHACKLE | Bow, S/Steel Gde 316, 70kN, 16mm Bolt & Nut c/w Humpback Split Pin, Dwg 01-07-01 (P30) | GREGSF | GREG SEWELL FORGINGS PTY LTD | 4636 | Active | 1
104801 | NAIL PLATE | Shunt, 89 x 159mm c/w 27mm Hole, S/Steel Gde 316, Dwg 01-15-01 | GREGSF | GREG SEWELL FORGINGS PTY LTD | M06505 | Active | 1
405888 | CROSSARM,METAL | Galv Steel, Trident Termination, CA Dwg 875168-01 (scm) | EZYSTRUT | EZYSTRUT CABLE & PIPE SUPPORTS | E405888 | Active | 1
405991 | BRACKET,INSULATOR | Pole Top Pin, Galv Steel, 22/33kV, Dwg 01-13-01 Issue B (scm) | GREGSF | GREG SEWELL FORGINGS PTY LTD | 6157 | Active | 1
479227 | STRAP | Shackle Strap, 235 x 40 x 3mm, Galv Steel, Mild Flat, for LV Shackle Contruction, Bag of 50 | GREGSF | GREG SEWELL FORGINGS PTY LTD | 6355 | Active | 1
479405 | BRACE,CROSSARM | Type 1000C, EE Dwg ES000752-01 (P200) (scm) | GREGSF | GREG SEWELL FORGINGS PTY LTD | 6358 | Active | 1
479421 | BRACE,CROSSARM | Type 920, Dwg 22-A4-220 Rev-B | EZYSTRUT | EZYSTRUT CABLE & PIPE SUPPORTS | E479421 | Active | 1
924066 | BOLT ASSEMBLY,FOUNDATION | Galv, 350 PCD, 2325mm Lg c/w 2 Nuts & 2 Washers/THD Leg, for Major Road BPM & SBM Pole, Dwg 1051762-01 Ref No 1-05 (P6) (scm) | LVGSTNEN | LIVINGSTONE ENGINEERING | 4Y28X2250 | Active | 1
2475697 | PLATE,BLANKING | Type 10U, 19" Rack Mounting Plate, 10U, Touch Screen, Cutout, 410.5 x 315mm, EESS-10721-01, 00000666 | GMG | GLOBAL MANUFACTURING GROUP | EESS-10251-02 | Active | 1
2479376 | SWITCHBOARD,POWER | AC Distribution Board, 100A Auto Trans Switch, 100A Main Switch, 36 Pole Chassis, Outdoor, S/Steel, 1728 x 600 x 240mm | NHPELEC | NHP ELECTRICAL ENGINEERING | EQL2479376 | Active | 1
2486975 | CAP | Radiator Cap, 38mm, S/Steel, Red Lever, Brass Pin, 7psi / 50kPa, suit Hino J08 Radiator | KAC | KAC GENERATION & MECHANICAL P/L | RCBP7PR | Active | 1
19201 | DETECTOR,VOLTAGE | Tag330, Single Voltage Range, 110-330kV, Audible/Visual Indication, Universal Sunrise Fitting in Carry Case, c/w Hook & Probe | HYLEC | HYLEC ENERGY SOLUTIONS | TAG330110275E | Active | 2
19201 | DETECTOR,VOLTAGE | Tag330, Single Voltage Range, 110-330kV, Audible/Visual Indication, Universal Sunrise Fitting in Carry Case, c/w Hook & Probe | PENTA | PENTA AUST (TMAC THEW & MCCANN/HYLEC) | PA21494 | Active | 1
2403286 | PAINT,MARKING | Spray & Mark, Marking Ink, Matt Black, Quick Dry, 350g Aerosol, Carton of 12 | MMELEC | MM ELECTRICAL MERCHANDISING | BAL37750 | Active | 1
2403286 | PAINT,MARKING | Spray & Mark, Marking Ink, Matt Black, Quick Dry, 350g Aerosol, Carton of 12 | ATOMSUPP | ATOM SUPPLY GROUP P/L | 90880006 | Active | 1
2403286 | PAINT,MARKING | Spray & Mark, Marking Ink, Matt Black, Quick Dry, 350g Aerosol, Carton of 12 | BLKWOODJ | J BLACKWOOD & SONS LIMITED | 3411108 | Active | 2
2402152 | PAINT,FINISHING | Enamel, Deep Brunswick Green, 300g Spraypak Can | BLKWOODJ | J BLACKWOOD & SONS LIMITED | 3411057 | Active | 1
2404374 | PAINT,FINISHING | Enamel, Zinc Coating, Red Oxide, 250g Spraypak Can | BLKWOODJ | J BLACKWOOD & SONS LIMITED | 968532 | Active | 1
2486611 | ACCESSORY KIT | for Shock Investigations c/w Teleperch Pole, 1.5m Lead, 16mm Double Clip, Al Plate with 4mm Bolt c/w Bag | PENTA | PENTA AUST (TMAC THEW & MCCANN/HYLEC) | PA22006 | Active | 1
2486611 | ACCESSORY KIT | for Shock Investigations c/w Teleperch Pole, 1.5m Lead, 16mm Double Clip, Al Plate with 4mm Bolt c/w Bag | HYLEC | HYLEC ENERGY SOLUTIONS | SHOCKKIT | Active | 2
2489342 | PIT,UTILITY | U/G Cable Link Box, Precast Concrete, c/w 2 Part Class D Cast Iron Cover | IPA | INFRASTRUCTURE PRODUCTS AUST P/L | SP22-288-ENERGEX ENERGY | Active | 1
2489581 | BUSBAR KIT | Mounting Kit XL-KIT-006, for Crompton XL8A Range | CROMPTON | CROMPTON INSTRUMENTS (AUST) P/L | XL-KIT-006 | Active | 5
2489599 | DISPLAY UNIT | Murphy PV380-R2, 3.8" QVGA Monochrome LCD, 6-36VDC, 3.6-120VAC, 2-1000Hz, 500mA, Canbus Engine Display | MURPHY | MURPHY BY ENOVATION CONTROLS | PV380 R2 | Active | 5
3267 | CONTROLLER | EPL Local Controller, 3RU Module, Rack Mount, c/w EPL Comms Module, EPL Modem, EPL Injection Control Module, EPL Serial Port Board, EPL Injection Control/ | LANDIS | LANDIS GYR (AUST) PTY LTD | 316.466.03000 | Active | 1
3750 | CONTROLLER | MiniCSU-4N, 48V DC, suit RTP 48V Battery Chargers, Tech Spec EESS-10735-01-0B | LEGEND | LEGEND POWER SYSTEMS | RPS-RT048N0MCSU-RTP | Active | 1
1440 | BUSBAR | Tubular, Cu, 5.8m Lg, 38.1mm (1-1/2") OD 1.63mm (16 SWG) Thk Wall, Hard Drawn, High Conductivity | PRIMETAL | PRIMARY METALS & ALLOYS PTY LTD | 1-7506-0381EGEX | Active | 1
104595 | BUSBAR | Tubular, Al Alloy 6101-T6 or 6063-T6, 8m Lg, 80mm OD, 4mm Thk Wall | CAPRAL | CAPRAL ALUMINIUM LTD | EX5073 | Active | 5
104596 | BUSBAR | Tubular, Al Alloy 6101-T6 or 6063-T6, 8m Lg, 125mm OD, 6mm Thk Wall | CAPRAL | CAPRAL ALUMINIUM LTD | EX5034 | Active | 5
104599 | BUSBAR | Tubular, Al Alloy 6101-T6 or 6063-T6, 8m Lg, 100mm OD, 4mm Thk Wall (Mill run min 14 lengths) | CAPRAL | CAPRAL ALUMINIUM LTD | EX5060 | Active | 5
168575 | BUSBAR | Phase Connection, 80 x 40 x 6mm, for Underground Pillars (P10) (scm) | KULAK | KULAK PTY LTD | PCBAL8048 | Active | 1
1909032 | BUSBAR | Flat, Cu, 4m Lg, 31.75 x 3.175mm, Hard Drawn, Round Edge | PRIMETAL | PRIMARY METALS & ALLOYS PTY LTD | 1-1010 | Active | 1
1909032 | BUSBAR | Flat, Cu, 4m Lg, 31.75 x 3.175mm, Hard Drawn, Round Edge | CNSDEXTR | CONSOLIDATED EXTRUSIONS PTY LTD | 707712802 | Active | 2
1909105 | BUSBAR | Flat, Cu, 4m Lg, 38.1 x 6.35mm, Hard Drawn, Round Edge | PRIMETAL | PRIMARY METALS & ALLOYS PTY LTD | 1-1059 | Active | 1
1909105 | BUSBAR | Flat, Cu, 4m Lg, 38.1 x 6.35mm, Hard Drawn, Round Edge | CNSDEXTR | CONSOLIDATED EXTRUSIONS PTY LTD | 707712712 | Active | 2
1909113 | BUSBAR | Flat, Cu, 4m Lg, 50.8 x 6.35mm, Hard Drawn, Round Edge | PRIMETAL | PRIMARY METALS & ALLOYS PTY LTD | 1-1063 | Active | 1
1909113 | BUSBAR | Flat, Cu, 4m Lg, 50.8 x 6.35mm, Hard Drawn, Round Edge | CNSDEXTR | CONSOLIDATED EXTRUSIONS PTY LTD | 707713398 | Active | 2
2400483 | BUSBAR | Round, Brass, 3.6m Lg, 7.94mm Dia | CNSDEXTR | CONSOLIDATED EXTRUSIONS PTY LTD | 703401708 | Active | 1
2400187 | NUT,PLAIN,GANG CHANNEL | M10, Zinc Plated c/w Spring, suit P3300 & P4000 Unistrut System (P100) (scm) | EZYSTRUT | EZYSTRUT CABLE & PIPE SUPPORTS | E4008Z | Active | 1
2400664 | GUARD | Stay, Urban Galv, QESI Dwg 01-19-01 | GREGSF | GREG SEWELL FORGINGS PTY LTD | 6177 | Active | 1
2403193 | BRACKET,MOUNTING | Crossarm, Stabilizing, Galv Steel, for Wishbone Constructions, Dwg 25-A4 | GREGSF | GREG SEWELL FORGINGS PTY LTD | 6142 | Active | 1
2403205 | BRACKET,INSULATOR | Gain Base, suit Line Post Insulator, EE Dwg ES000745-01 (scm) | GREGSF | GREG SEWELL FORGINGS PTY LTD | 6154 | Active | 1
2403836 | STRAP,RETAINING | Strap Tie, Universal Type, 50 x 10mm, Galv | GREGSF | GREG SEWELL FORGINGS PTY LTD | 6388 | Active | 1
2403864 | BRACKET,MOUNTING | Unistrut Fitting, Flat Plate, T-Shape, 138 x 90mm, 6mm Thk, 41mm W Series Channel Fitting, Galv Steel | EZYSTRUT | EZYSTRUT CABLE & PIPE SUPPORTS | E1031H | Active | 1
2403866 | BASE,POST | Unistrut Fitting, Base Plate 150mm2 & U-Shape Plate 41mm W, 89mm H, 6mm Thk Series Channel Fitting, Galv Steel | EZYSTRUT | EZYSTRUT CABLE & PIPE SUPPORTS | E2072AH | Active | 1
2403869 | BRACKET,ANGLE | Unistrut Fitting, 90Deg Angle & Flat Plate, 102 x 102mm, 6mm Thk, 41mm W Series Channel Fitting, Galv Steel | EZYSTRUT | EZYSTRUT CABLE & PIPE SUPPORTS | E2484H | Active | 1
2403870 | BRACKET,DOUBLE ANGLE | Unistrut Fitting, Z-Shape, 90Deg Angle, Leg Angle 54 x 41 x 41mm Lg, 6mm Thk, 41mm W Series Channel Fitting, Galv Steel | EZYSTRUT | EZYSTRUT CABLE & PIPE SUPPORTS | E1045H | Active | 1
2403871 | NUT,PLAIN,GANG CHANNEL | M8, Zinc Plated c/w 30mm Spring, suit Unistrut System (P100) (scm) | EZYSTRUT | EZYSTRUT CABLE & PIPE SUPPORTS | E1007Z | Active | 1
2403874 | CHANNEL,STRUCTURAL | Unistrut, 6m Lg, 41 x 41mm, 2.5mm Thk, Galv Steel | EZYSTRUT | EZYSTRUT CABLE & PIPE SUPPORTS | E1000H | Active | 1
2403875 | SETSCREW | M8 x 25mm, Hex, Zinc Plated, suit Unistrut System (P200) | EZYSTRUT | EZYSTRUT CABLE & PIPE SUPPORTS | HS825Z | Active | 1
2486397 | FUSE,CARTRIDGE | 20A, 69kV, Boric Acid Filled, Standard Speed, Class Rating SMD-1A | S&C ELEC | S&C ELECTRIC COMPANY | 446020R1 | Active | 5
2488633 | CIRCUIT BREAKER | 72.5kV, 3150A, 40kA/3sec, Outdoor SF6 Live Tank, 1 Pole Operated CB Unit c/w 32VDC Aux & 230VAC Motor Supply, L4 Pollution, 10546 item 57, GE GL309 F3 | GE | GENERAL ELECTRIC COMPANY | GL309 F3 | Active | 5
2488989 | CIRCUIT BREAKER | 145kV, 3150A, 40kA/1sec, Outdoor SF6 Dead Tank, 3 Pole Operated CB Unit c/w 4 Bushing Protn CTs & 2 Bushing Mtrg CTs 125VDC Aux & 125VDC Motor Supply | GE | GENERAL ELECTRIC COMPANY | DT1-145 F1 | Active | 5
2404375 | PAINT,FINISHING | Enamel, Zinc Coating, for Cold Galv, 400g Spraypak Can (P12) | BLKWOODJ | J BLACKWOOD & SONS LIMITED | 1015350 | Active | 1
2489193 | BANDSAW,PORTABLE | Milwaukee, M12 Fuel, 12V, 776mm Blade, 63.5 x 63.5mm Cut Capacity, Brushless Motor, Variable Speed Trigger, Dual-actuation Trigger, c/w Rafter Hook | C&LTOOL | C&L TOOL CENTRE | MILWTM12FBS64-0 | Active | 1
2489193 | BANDSAW,PORTABLE | Milwaukee, M12 Fuel, 12V, 776mm Blade, 63.5 x 63.5mm Cut Capacity, Brushless Motor, Variable Speed Trigger, Dual-actuation Trigger, c/w Rafter Hook | MILWAUKE | MILWAUKEE POWER TOOLS | M12FBS64-0 | Active | 5
2473247 | DISCONNECTOR,HIGH VOLTAGE | 36kV, High Structure only, EESS-10724-01 | PLP | PREFORMED LINE PRODUCTS (AUST) | A-A4775-18 | Active | 1
2473270 | SWITCH,ISOLATING | 72.5kV, 25kA/3Sec, Left Hand Earth Switch, for Outdoor HV Disconnector, S10015453-01 | INSULECT | INSULECT AUSTRALIA PTY LTD | DSC12722 | Active | 1
2473296 | SUPPORT,ELEC EQUIP | Low Support Structure, Steel, for 72.5kV Outdoor Disconnector, S10015453-01 | INSULECT | INSULECT AUSTRALIA PTY LTD | DSC08841-01 | Active | 1
2473320 | DISCONNECTOR,HIGH VOLTAGE | Outdoor Unit, 145kV, 1600A, 40kA/1Sec, Motorised Operation, S10015453-01 | INSULECT | INSULECT AUSTRALIA PTY LTD | DSC12719 | Active | 1
2488229 | ELECTROLYTE DRINK | Sqwincher Fast Pack, Lemon Lime, Low Sodium, Gluten Free, Caffeine Free, 18ml Sachet, add water to make 180ml Serving, Box of 50 | ATOMSUPP | ATOM SUPPLY GROUP P/L | 91520016 | Active | 1
2488229 | ELECTROLYTE DRINK | Sqwincher Fast Pack, Lemon Lime, Low Sodium, Gluten Free, Caffeine Free, 18ml Sachet, add water to make 180ml Serving, Box of 50 | SQWINCH | THE SQWINCHER CORP (MANUFACTURER) | SQ0066 | Active | 5
2489201 | SIGN | Crew on Line Lockable Tag, 90 x 43 x 1mm Al with 10mm Hole, Double Sided Class 2 Reflective, " DANGER CREW ON LINE" Sticker | BENNIC | BENNIC CALIBRATION & TESTING | COLTAG | Active | 1
3753 | CONTROLLER | MiniCSU-4N, 125/110V DC, suit RTP 125V or 110V Battery Chargers, EESS-10735-01-0B | RTP | RECTIFIER TECHNOLOGIES PACIFIC PTY LTD | CMP-RT120MCSU4N | Active | 5
3753 | CONTROLLER | MiniCSU-4N, 125/110V DC, suit RTP 125V or 110V Battery Chargers, EESS-10735-01-0B | ACCULEC | ACCULEC PTY LTD (303899) | RPS-RT120MCSU-RTP | Active | 1
3753 | CONTROLLER | MiniCSU-4N, 125/110V DC, suit RTP 125V or 110V Battery Chargers, EESS-10735-01-0B | LEGEND | LEGEND POWER SYSTEMS | RPS-RT120MCSU-RTP | Active | 2
3867 | CONTROLLER | PLC 4 Modules Standard complete c/w Firmware, Configuration & Testing, suit FQD4…7 Transmitter Control, ETS 2011/0363/T 12s-FQD | LANDIS | LANDIS GYR (AUST) PTY LTD | 6000.000.00194 | Active | 1
2474930 | FOOD CONTAINER,INSULATED | Icekool Ice Box, 24L Capacity | NEXBERG | NEXBERG PTY LTD T/A EVAKOOL ICE BOXES | IK24 | Active | 1
2400485 | BUSBAR | Tubular, Al Alloy 6061-T6 or 6063-T6, 8m Lg, 50mm OD, 6mm Thk Wall | CAPRAL | CAPRAL ALUMINIUM LTD | E40545MF616760 | Active | 5
2400486 | BUSBAR | Flat, Cu, 4m Lg, 25.4 x 3.18mm, Hard Drawn, Square Edge | PRIMETAL | PRIMARY METALS & ALLOYS PTY LTD | 1-0003-010 | Active | 1
2400486 | BUSBAR | Flat, Cu, 4m Lg, 25.4 x 3.18mm, Hard Drawn, Square Edge | CNSDEXTR | CONSOLIDATED EXTRUSIONS PTY LTD | 707710679 | Active | 2
2400487 | BUSBAR | Flat, Bare Cu, 4m Lg, 38 x 3mm, Hard Drawn, Square Edge | PRIMETAL | PRIMARY METALS & ALLOYS PTY LTD | 1-1011 | Active | 1
2400488 | BUSBAR | Flat, Cu, 4m Lg, 50 x 3mm, Hard Drawn, Square Edge | PRIMETAL | PRIMARY METALS & ALLOYS PTY LTD | 1-1012 | Active | 1
2400488 | BUSBAR | Flat, Cu, 4m Lg, 50 x 3mm, Hard Drawn, Square Edge | CNSDEXTR | CONSOLIDATED EXTRUSIONS PTY LTD | 707711000 | Active | 2
2400489 | BUSBAR | Flat, Cu, 4m Lg, 50 x 6mm, Hard Drawn | PRIMETAL | PRIMARY METALS & ALLOYS PTY LTD | 1-0018 | Active | 1
2400491 | BUSBAR | Flat, Cu, 4m Lg, 80 x 10mm, Hard Drawn, Square Edge | PRIMETAL | PRIMARY METALS & ALLOYS PTY LTD | 1-1091 | Active | 1
2400493 | BUSBAR | Tubular, Al Alloy 6061-T6 or 6063-T6, 6.5m Lg, 40mm OD, 3mm Thk Wall | CAPRAL | CAPRAL ALUMINIUM LTD | E40539 | Active | 5
4108 | DOOR,ACCESS | Mesh Door, Bi-Fold, Rear, RA1, 48RU, 800mm W, Dwg 1042888-01-0A, EESS-10721-01-0A, ETS 2011/0532/T | PLP | PREFORMED LINE PRODUCTS (AUST) | EE-4814 BIFOLD-RA1-REAR | Phasing | 1
4126 | DOOR,ACCESS | Mesh Door, Front, RA4, 45RU, 800mm W, Dwg 1042883-01-0A, EESS-10721-01-0A, ETS 2011/0532/T | PLP | PREFORMED LINE PRODUCTS (AUST) | EE-4514-RA4 FRONT | Phasing | 1
4127 | DOOR,ACCESS | Mesh Door, Rear, RA4, 45RU, 800mm W, Dwg 1042883-01-0A, EESS-10721-01-0A, ETS 2011/0532/T | PLP | PREFORMED LINE PRODUCTS (AUST) | EE-4514-RA4 REAR | Phasing | 1
4156 | DOOR,ACCESS | Mesh Door, Rear, Bi-Fold, RA5, 45U x 800mm | B&R | B&R ENCLOSURES PTY LTD | XB-586135/15 | Active | 5
2403876 | SETSCREW | M10 x 30mm, Hex, Zinc Plated, suit Unistrut System (P100) | EZYSTRUT | EZYSTRUT CABLE & PIPE SUPPORTS | HS1030Z | Active | 1
2403913 | BRACKET,PIPE | Clamp, Galv, 60mm | EZYSTRUT | EZYSTRUT CABLE & PIPE SUPPORTS | E15-60H | Active | 1
2486579 | FORM,CONCRETE FORMING | Caisson Foundation, 1250mm ID, 2400mm Lg, 10mm PL | ISM | ISM MANUFACTURING PTY LTD | FOUNDATION CASING-1250ID-2.4M | Active | 1
2486587 | FORM,CONCRETE FORMING | Caisson Foundation, 1550mm ID, 1200mm Lg, 10mm PL | ISM | ISM MANUFACTURING PTY LTD | FOUNDATION CASING-1550ID-1.2M | Active | 1
2486595 | FORM,CONCRETE FORMING | Caisson Foundation, 1550mm ID, 2400mm Lg, 10mm PL | ISM | ISM MANUFACTURING PTY LTD | FOUNDATION CASING-1550ID-2.4M | Active | 1
2486603 | FORM,CONCRETE FORMING | Caisson Foundation, 1250mm ID, 4100mm Lg, 10mm PL | ISM | ISM MANUFACTURING PTY LTD | FOUNDATION CASING-1250ID-4.1M | Active | 1
2466050 | PANEL,FUSE | Street Lighting for Minor Road Pole, 230 x 46mm Panel c/w Terminal Block, RCBO & Drip Shield, Dwg EQLS-10033, ETS 05-06-01 (scm) | FLOWLINE | FLOWLINE INDUSTRIES PTY LTD | ESQ063/3 | Active | 1
22276 | LID | Tote Box Lid, 645mm Lg, 413mm W, Polypropylene, suit Lamson Bin Size 10 | SIGNET | SIGNET PTY LTD | MAH009A | Active | 2
22276 | LID | Tote Box Lid, 645mm Lg, 413mm W, Polypropylene, suit Lamson Bin Size 10 | PROMARK | PROMARK PTY LTD (MANUFACTURER) | MAH009A | Active | 2
22276 | LID | Tote Box Lid, 645mm Lg, 413mm W, Polypropylene, suit Lamson Bin Size 10 | ATOMSUPP | ATOM SUPPLY GROUP P/L | 88897871 | Active | 1
30106 | RACK,CABLE | Straight Tray, 4m Lg, 450mm W, 65mm H, NEMA 12B Steel, Galv Steel | EZYSTRUT | EZYSTRUT CABLE & PIPE SUPPORTS | N1L4504H | Active | 1
30109 | RACK,CABLE | Straight Tray, 6m Lg, 300mm W, 65mm H, NEMA 12B Steel, Galv Steel | EZYSTRUT | EZYSTRUT CABLE & PIPE SUPPORTS | N1L3006H | Active | 1
30117 | BEND,CABLE RACK | Flat 90 Deg, 300mm W, 60mm H, 300mm Rad, NEMA 12B Steel, Galv Steel | EZYSTRUT | EZYSTRUT CABLE & PIPE SUPPORTS | N1B3003H | Active | 1
30135 | REDUCER,CABLE RACK | Offset, Left Hand, 450 to 300mm W, 60mm H, NEMA 12B Steel, Galv Steel | EZYSTRUT | EZYSTRUT CABLE & PIPE SUPPORTS | N1LHR450300H | Active | 1
30137 | REDUCER,CABLE RACK | Offset, Left Hand, 300 to 150mm W, 60mm H, NEMA 12B Steel, Galv Steel | EZYSTRUT | EZYSTRUT CABLE & PIPE SUPPORTS | N1LHR300150H | Active | 1
30140 | REDUCER,CABLE RACK | Offset, Right Hand, 600 to 150mm W, 60mm H, NEMA 12B Steel, Galv Steel | EZYSTRUT | EZYSTRUT CABLE & PIPE SUPPORTS | N1RHR600150H | Active | 1
30141 | REDUCER,CABLE RACK | Offset, Right Hand, 450 to 300mm W, 60mm H, NEMA 12B Steel, Galv Steel | EZYSTRUT | EZYSTRUT CABLE & PIPE SUPPORTS | N1RHR450300H | Active | 1
30144 | REDUCER,CABLE RACK | Straight, 600 to 450mm W, 60mm H, NEMA 12B Steel, Galv Steel | EZYSTRUT | EZYSTRUT CABLE & PIPE SUPPORTS | N1SR600450H | Active | 1
30153 | REDUCER,CABLE RACK | Splice Plate, 450mm W, 60mm H, NEMA 12B Steel, Galv Steel | EZYSTRUT | EZYSTRUT CABLE & PIPE SUPPORTS | N1ECR450H | Active | 1
30164 | RACK,CABLE | ST3 Supatray, 3m Lg, 450mm W, 50mm H, Galv Steel, ST3-450-HG | EZYSTRUT | EZYSTRUT CABLE & PIPE SUPPORTS | ET3450H | Active | 1
30171 | RACK,CABLE | ST5 Supatray, 3m Lg, 300mm W, 75mm H, Galv Steel, ST5-300-GB | EZYSTRUT | EZYSTRUT CABLE & PIPE SUPPORTS | ET5300H | Active | 1
30211 | NUT,PLAIN,HEX | M6, Zinc Plated, suit Unistrut System | EZYSTRUT | EZYSTRUT CABLE & PIPE SUPPORTS | HN6Z | Active | 1
30231 | NUT,PLAIN,GANG CHANNEL | M12, S/Steel c/w Spring, suit Unistrut System | EZYSTRUT | EZYSTRUT CABLE & PIPE SUPPORTS | E1010S | Active | 1
30233 | ROD,CONTINUOUS THREAD | M8, 3m Lg, S/Steel, suit Unistrut System | EZYSTRUT | EZYSTRUT CABLE & PIPE SUPPORTS | TR8S | Active | 1
30234 | ROD,CONTINUOUS THREAD | M10, 3m Lg, S/Steel, suit Unistrut System | EZYSTRUT | EZYSTRUT CABLE & PIPE SUPPORTS | TR10S | Active | 1
30235 | ROD,CONTINUOUS THREAD | M12, 3m Lg, S/Steel, suit Unistrut System | EZYSTRUT | EZYSTRUT CABLE & PIPE SUPPORTS | TR12S | Active | 1
30237 | SETSCREW | M8 x 25mm, Hex, S/Steel, suit Unistrut System | EZYSTRUT | EZYSTRUT CABLE & PIPE SUPPORTS | HS825S | Active | 1
30242 | NUT,PLAIN,HEX | M10, S/Steel Gde 316, suit Unistrut System | EZYSTRUT | EZYSTRUT CABLE & PIPE SUPPORTS | HN10S | Active | 1
30257 | COVER,ACCESS | Unistrut, Standard, 3m Lg, 150mm W Nom, Steel Type 12B | EZYSTRUT | EZYSTRUT CABLE & PIPE SUPPORTS | CFN11503H | Active | 1
30258 | COVER,ACCESS | Unistrut, Standard, 3m Lg, 300mm W Nom, Steel Type 12B | EZYSTRUT | EZYSTRUT CABLE & PIPE SUPPORTS | CFN13003H | Active | 1
30261 | COVER,ACCESS | Unistrut, Standard, 3m Lg, 150mm W Nom, Steel Type 16A | EZYSTRUT | EZYSTRUT CABLE & PIPE SUPPORTS | CFN21503H | Active | 1
30266 | COVER,ACCESS | Unistrut, Standard, 3m Lg, 300mm W Nom, Steel Type 20B/20C | EZYSTRUT | EZYSTRUT CABLE & PIPE SUPPORTS | CFN20C3003H | Active | 1
30275 | CLIP,SPRING TENSION | Unistrut, Cover Clip, Steel Type 20B | EZYSTRUT | EZYSTRUT CABLE & PIPE SUPPORTS | N3CCH | Active | 1
104213 | SPACER | Uni-Cushion, 45mm W x 7.6m Lg, for Cable Protection | EZYSTRUT | EZYSTRUT CABLE & PIPE SUPPORTS | E2600 | Active | 1
104386 | BRACKET,INSULATOR | Gain Base, suit Line Post Insulator, EE Dwg ES000746-01 | EZYSTRUT | EZYSTRUT CABLE & PIPE SUPPORTS | E104386 | Active | 1
104796 | BRACE,CROSSARM | Type 650T, S/Steel Gde 316, Deburr All Edges, Dwg 01-11-02 Issue C (P10) | GREGSF | GREG SEWELL FORGINGS PTY LTD | M02602 | Active | 1
104797 | BRACE,CROSSARM | Type 1000T, S/Steel Gde 316, Deburr All Edges, Dwg 01-11-02 Issue C (P10) | GREGSF | GREG SEWELL FORGINGS PTY LTD | 4717 | Active | 1
2486546 | MANHOLE TOP ASSEMBLY | Footpath Access, Explosion Mitigation, 2 Single Cover, Class B, 750 x 750mm Clr Opening, S/Steel Mesh & Frame, 80kN Load Capacity, 50mm marked with ELECTRICITY | AQSGROUP | AQSEPTENCE GROUP PTY LTD | 1000031974 | Active | 1
2487916 | POWER SUPPLY | AC/DC ECE60 Series, 85-264V AC, 5V DC, 10A Nom, 13A Peak, 50W, Chassis Mount, c/w Screw Terminals, 104 x 40 x 28.5mm | HELIOS | HELIOS POWER SOLUTIONS PTY LTD | ECE60US05-SD | Active | 1
2406219 | BUSBAR | Flat, Cu Strap, 38 x 3.2mm, Earthing, 18kg Coils | PRIMETAL | PRIMARY METALS & ALLOYS PTY LTD | 814128 | Active | 1
2457703 | FIXTURE,LIGHTING | 30W Modular LED (L30), 4K, Nostalgia Type 1, Bottle Green c/w NEMA PE Cell, Bracket to Dwg 05-01-02, Minor Road, EQTS 05-01-02 (scm) | GERARD | GERARD LIGHTING GROUP | LC99BD11L30 | Phasing | 1
2462182 | FIXTURE,LIGHTING | 30W Modular LED (L30), 4K, Nostalgia Type 2, Bottle Green c/w NEMA PE Cell, Bracket to Dwg 05-01-07, Minor Road, EQTS 05-01-02 (scm) | GERARD | GERARD LIGHTING GROUP | LC99BD21L30 | Phasing | 5
2404435 | CROSSARM,METAL | 3000 x 127 x 76 x 10mm, Galv Steel, FN Regional Dwg G-140-A4 | EZYSTRUT | EZYSTRUT CABLE & PIPE SUPPORTS | E2404435 | Active | 1
2407095 | PIN,INSULATOR | M24 C/200/11 x 165mm, Rolled Thread S/Steel Gde 316, Dwg 01-06-03 (P5) | GREGSF | GREG SEWELL FORGINGS PTY LTD | 5395 | Active | 1
105437 | AUGER KIT,RETAINING PIN | Ozzy Rexroth Motor Lower Auger Pin, Kelly Bar to Auger, Proline, GP, 5 Piston Staff c/w 1x 22mm 7/8" Pin, 1x 22mm Lynch Pin Retaining Collar, | OZCRANE | OZZY CRANES MANUFACTURING PL | ARP22, ARPH22, LYNCH PIN | Active | 1
2400910 | INSULATION SLEEVING,ELECTRICAL | Heat Shrink Tubing, 50/16mm, 1200mm Lg, Medium Wall | TECONN | TE CONNECTIVITY LTD | MWTM-50/16-1200/S(S10) | Phasing | 1
2400910 | INSULATION SLEEVING,ELECTRICAL | Heat Shrink Tubing, 50/16mm, 1200mm Lg, Medium Wall | GILBERT | GILBERT LODGE AUSTRALIA PTY LTD | RAYMWTM50/16-200 | Phasing | 2
2487270 | TRANSFORMER,METERING | 22kV/110V, 400A Cont, 3Ph, c/w 22kV/110V 3Ph Cls 0.5m VT, 3 x 400/5 Class 0.5s ext 125% 15VA CTs,6 x HV Bushings, Pole/ Platform Mount c/w Surge Arrester | TWS | TWS ENERGY CONTROLS | MU24CG132FS - FITK0064 | Active | 5
2489516 | DIE,COMPRESSION | BEKU 5T Die Set, 10-16, 25-35, 50-70, 95-120. 150, 185, 240mm2 | ACCULEC | ACCULEC PTY LTD (303899) | AHE-5T-DIE-SET | Active | 1
3400 | TRANSFORMER,CURRENT | 72.5kV, 800/5A, 50Hz, Post Type 1Ph Outdoor, 5 Core, Metering in Core 3, S Class Winding, L4 Pollution, ETS 2004/346/T Item 7 | KONCAR | KONCAR - ELECTRICAL INDUSTRY INC | DWG M65517 | Active | 1
3403 | TRANSFORMER,CURRENT | 72.5kV, 1200/1A, 50Hz, Post Type 1Ph Outdoor, 5 Core, Metering in Core 3, Standard, L4 Pollution, ETS 2010/0321/T Item 34A | KONCAR | KONCAR - ELECTRICAL INDUSTRY INC | CT072-34A-1200-1A-L4-5C-M3 | Active | 1
2470003 | MODULE,TRANSCEIVER | 1G/2.67G, SFP STM-1/4/16, 850nm, 550m, MMF, 100M-SX, Industrial, DDM, LC Duplex Connector, Programmable | FLEXOPTX | FLEXOPTIX UNIVERSAL TRANSCEIVERS | S.8526.02.DI | Active | 1
2470367 | MODULE,TRANSCEIVER | 100Mb, SFP FX, 1310nm, 2km, MMF, DDM, Industrial, LC Duplex Connector, Programmable | FLEXOPTX | FLEXOPTIX UNIVERSAL TRANSCEIVERS | S.1303.2M.DI | Active | 1
2470375 | MODULE,TRANSCEIVER | 1G, SFP SX, 850nm, 550m, MMF, DDM, Industrial, LC Duplex Connector, Programmable | FLEXOPTX | FLEXOPTIX UNIVERSAL TRANSCEIVERS | S.8512.02.DI | Active | 1
2470383 | MODULE,TRANSCEIVER | 1G, SFP LX, 1310nm, 10km, SMF, DDM, Industrial, LC Duplex Connector, Programmable | FLEXOPTX | FLEXOPTIX UNIVERSAL TRANSCEIVERS | S.1312.10.DI | Active | 1
2470391 | MODULE,TRANSCEIVER | 1G, SFP EX, 1310nm, 40km, SMF, DDM, Industrial, LC Duplex Connector, Programmable | FLEXOPTX | FLEXOPTIX UNIVERSAL TRANSCEIVERS | S.1312.40.DI | Active | 1
2470409 | MODULE,TRANSCEIVER | 1G, SFP EX, 1550nm, 40km, SMF, DDM, Industrial, LC Duplex Connector, Programmable | FLEXOPTX | FLEXOPTIX UNIVERSAL TRANSCEIVERS | S.1512.40.DI | Active | 1
2470417 | MODULE,TRANSCEIVER | 1G, SFP ZX, 1550nm, 80km, SMF, DDM, Industrial, LC Duplex Connector, Programmable | FLEXOPTX | FLEXOPTIX UNIVERSAL TRANSCEIVERS | S.1512.80.DI | Active | 1
2470425 | MODULE,TRANSCEIVER | 1G, SFP ZX+, 1550nm, 120km, SMF, DDM, Industrial, LC Duplex Connector, Programmable | FLEXOPTX | FLEXOPTIX UNIVERSAL TRANSCEIVERS | S.1512.B.DI | Active | 1
2470433 | MODULE,TRANSCEIVER | 1G, SFP ZX+, 1550nm, 160km, SMF, DDM, Industrial, LC Duplex Connector, Programmable | FLEXOPTX | FLEXOPTIX UNIVERSAL TRANSCEIVERS | S.1512.C.DI | Active | 1
2470441 | MODULE,TRANSCEIVER | 1G, SFP BiBi LX, TX1310 / RX1550nm, 3km, SMF, DDM, Industrial, LC Simplex Connector, Programmable | FLEXOPTX | FLEXOPTIX UNIVERSAL TRANSCEIVERS | S.B1312.03.DIL | Active | 1
2470458 | MODULE,TRANSCEIVER | 1G, SFP BiBi LX, TX1550 / RX1310nm, 3km, SMF, DDM, Industrial, LC Simplex Connector, Programmable | FLEXOPTX | FLEXOPTIX UNIVERSAL TRANSCEIVERS | S.B1512.03.DIL | Active | 1
2470466 | MODULE,TRANSCEIVER | 1G, SFP BiBi LX, TX1310 / RX1550nm, 10km, SMF, DDM, Industrial, LC Simplex Connector, Programmable | FLEXOPTX | FLEXOPTIX UNIVERSAL TRANSCEIVERS | S.B1312.10.DLI | Active | 1
2470474 | MODULE,TRANSCEIVER | 1G, SFP BiBi LX, TX1550 / RX1310nm, 10km, SMF, DDM, Industrial, LC Simplex Connector, Programmable | FLEXOPTX | FLEXOPTIX UNIVERSAL TRANSCEIVERS | S.B1512.10.DLI | Active | 1
2470482 | MODULE,TRANSCEIVER | 1G, SFP BiBi LX, TX1310 / RX1490nm, 20km, SMF, DDM, Industrial, LC Simplex Connector, Programmable | FLEXOPTX | FLEXOPTIX UNIVERSAL TRANSCEIVERS | S.B1612.20.CLDIL | Active | 1
2470490 | MODULE,TRANSCEIVER | 1G, SFP BiBi LX, TX1490 / RX1310nm, 20km, SMF, DDM, Industrial, LC Simplex Connector, Programmable | FLEXOPTX | FLEXOPTIX UNIVERSAL TRANSCEIVERS | S.B1612.20.LCDIL | Active | 1
2470508 | MODULE,TRANSCEIVER | 1G, SFP BiBi EX, TX1310 / RX1550nm, 40km, SMF, DDM, Industrial, LC Simplex Connector, Programmable | FLEXOPTX | FLEXOPTIX UNIVERSAL TRANSCEIVERS | S.B1312.40.DIL | Active | 1
2470516 | MODULE,TRANSCEIVER | 1G, SFP BiBi EX, TX1550 / RX1310nm, 40km, SMF, DDM, Industrial, LC Simplex Connector, Programmable | FLEXOPTX | FLEXOPTIX UNIVERSAL TRANSCEIVERS | S.B1512.40.DIL | Active | 1
2470524 | MODULE,TRANSCEIVER | 1G, SFP BiBi ZX, TX1490 / RX1570nm, 80km, SMF, DDM, Industrial, LC Simplex Extended Connector, Programmable | FLEXOPTX | FLEXOPTIX UNIVERSAL TRANSCEIVERS | S.B1612.80.LPDIL | Active | 1
2470532 | MODULE,TRANSCEIVER | 1G, SFP BiBi ZX, TX1570 / RX1490nm, 80km, SMF, DDM, Industrial, LC Simplex Extended Connector, Programmable | FLEXOPTX | FLEXOPTIX UNIVERSAL TRANSCEIVERS | S.B1612.80.PLDIL | Active | 1
2470540 | MODULE,TRANSCEIVER | 1G, SFP BiBi ZX+, TX1510 / RX1570nm, 120km, SMF, DDM, Industrial, LC Simplex Extended Connector, Programmable | FLEXOPTX | FLEXOPTIX UNIVERSAL TRANSCEIVERS | S.B1612.B.MPDIL | Active | 1
2470557 | MODULE,TRANSCEIVER | 1G, SFP BiBi ZX+, TX1570 / RX1510nm, 120km, SMF, DDM, Industrial, LC Simplex Extended Connector, Programmable | FLEXOPTX | FLEXOPTIX UNIVERSAL TRANSCEIVERS | S.B1612.B.PMDIL | Active | 1
2470565 | MODULE,TRANSCEIVER | 1G, SFP BiBi ZX+, TX1490 / RX1550nm, 160km, SMF, DDM, Industrial, LC Simplex Connector, Programmable | FLEXOPTX | FLEXOPTIX UNIVERSAL TRANSCEIVERS | S.B1612.C.LODIL | Active | 1
2470573 | MODULE,TRANSCEIVER | 1G, SFP BiBi ZX+, TX1550 / RX1490nm, 160km, SMF, DDM, Industrial, LC Simplex Connector, Programmable | FLEXOPTX | FLEXOPTIX UNIVERSAL TRANSCEIVERS | S.B1612.C.OLDIL | Active | 1
2470581 | MODULE,TRANSCEIVER | 1G/2.67G, SFP STM-1/4/16, 1550nm, 40km, SMF, DDM, LC Duplex Connector, Programmable | FLEXOPTX | FLEXOPTIX UNIVERSAL TRANSCEIVERS | S.1526.40.D | Active | 1
2470599 | MODULE,TRANSCEIVER | 1G/2.67G, SFP STM-1/4/16, 1550nm, 80km, SMF, Industrial, DDM, LC Duplex Connector, Programmable | FLEXOPTX | FLEXOPTIX UNIVERSAL TRANSCEIVERS | S.1526.80.DI | Active | 1
2470607 | MODULE,TRANSCEIVER | 2.67G, SFP STM-1/4/16, 1310nm, 2km, SMF, DDM, Industrial, LC Duplex Connector, Programmable | FLEXOPTX | FLEXOPTIX UNIVERSAL TRANSCEIVERS | S.1326.02.DI | Active | 1
2470615 | MODULE,TRANSCEIVER | 2.67G, SFP STM-1/4/16, 1310nm, 15km, SMF, DDM, LC Duplex Connector, Programmable | FLEXOPTX | FLEXOPTIX UNIVERSAL TRANSCEIVERS | S.1326.15.D | Active | 1
2470623 | MODULE,TRANSCEIVER | 2.67G, SFP STM-1/4/16, 1310nm, 40km, SMF, DDM, Industrial, LC Duplex Connector, Programmable | FLEXOPTX | FLEXOPTIX UNIVERSAL TRANSCEIVERS | S.1326.40.DI | Active | 1
2470649 | MODULE,TRANSCEIVER | 10G, SFP+ SR, 850nm, 300m, MMF, Industrial, LC Duplex Connector, Programmable | FLEXOPTX | FLEXOPTIX UNIVERSAL TRANSCEIVERS | P.8596.02.I | Active | 1
2470656 | MODULE,TRANSCEIVER | 10G, SFP+ LR, 1310nm, 10km, SMF, Industrial, LC Duplex Connector, Programmable | FLEXOPTX | FLEXOPTIX UNIVERSAL TRANSCEIVERS | P.1396.10.I | Active | 1
2470664 | MODULE,TRANSCEIVER | 10G, SFP+ ER, 1550nm, 40km, SMF, Industrial, LC Duplex Connector, Programmable | FLEXOPTX | FLEXOPTIX UNIVERSAL TRANSCEIVERS | P.1596.40.I | Active | 1
2470672 | MODULE,TRANSCEIVER | 10G, SFP+ ZR, 1550nm, 80km, SMF, Industrial, LC Duplex Connector, Programmable | FLEXOPTX | FLEXOPTIX UNIVERSAL TRANSCEIVERS | P.1596.80.I | Active | 1
2470680 | MODULE,TRANSCEIVER | 10G, SFP+ BiBi LR, TX1270 / RX1330nm, 10km, SMF, Industrial, LC Simplex Connector, Programmable | FLEXOPTX | FLEXOPTIX UNIVERSAL TRANSCEIVERS | P.B1696.10.ADI | Active | 1
2470698 | MODULE,TRANSCEIVER | 10G, SFP+ BiBi LR, TX1330 / RX1270nm, 10km, SMF, Industrial, LC Simplex Connector, Programmable | FLEXOPTX | FLEXOPTIX UNIVERSAL TRANSCEIVERS | P.B1696.10.DAI | Active | 1
2470706 | MODULE,TRANSCEIVER | 1G/10G, SFP+ BiBi ER, TX1270 / RX1330nm, 40km, SMF, LC Simplex Connector, Programmable | FLEXOPTX | FLEXOPTIX UNIVERSAL TRANSCEIVERS | P.B1696.40.AD | Active | 1
2470714 | MODULE,TRANSCEIVER | 1G/10G, SFP+ BiBi ER, TX1330 / RX1270nm, 40km, SMF, LC Simplex Connector, Programmable | FLEXOPTX | FLEXOPTIX UNIVERSAL TRANSCEIVERS | P.B1696.40.DA | Active | 1
2470722 | MODULE,TRANSCEIVER | 10G, SFP+ BiBi ZR, TX1270 / RX1330nm, 60km, SMF, LC Simplex Connector, Programmable | FLEXOPTX | FLEXOPTIX UNIVERSAL TRANSCEIVERS | P.B1696.60.AD | Active | 1
2470730 | MODULE,TRANSCEIVER | 10G, SFP+ BiBi ZR, TX1330 / RX1270nm, 60km, SMF, LC Simplex Connector, Programmable | FLEXOPTX | FLEXOPTIX UNIVERSAL TRANSCEIVERS | P.B1696.60.DA | Active | 1
2471852 | MODULE,TRANSCEIVER | 10Mb-125Mb, SFP, 100m, AutoNeg, RxLOS, SerDes, Cu, 100Base-TX, Industrial Temp, RJ45 Connector, Programmable | FLEXOPTX | FLEXOPTIX UNIVERSAL TRANSCEIVERS | T.C03.02.EI | Active | 1
2471860 | MODULE,TRANSCEIVER | SFP, 1310nm, 15km, SMF, DDM, 100Base-LX, Industrial Temp, LC Duplex Connector, Programmable | FLEXOPTX | FLEXOPTIX UNIVERSAL TRANSCEIVERS | S.1303.15.DI | Active | 1
2472322 | MODULE,TRANSCEIVER | 100Mb, SFP BiDi LX, T1310/R1550nm, 20km, SM, DDM, Industrial Temp, LC Simplex Connector | FLEXOPTX | FLEXOPTIX UNIVERSAL TRANSCEIVERS | S.B1303.20.DLI | Active | 1
2402723 | DETECTOR,VOLTAGE | LV Tester Pencil, Non-contact & Contact, Min of Cat III, 600V, ETS RSE04 Schedule 5 | GILBERT | GILBERT LODGE AUSTRALIA PTY LTD | AMPVP-460E | Phasing | 2
2402723 | DETECTOR,VOLTAGE | LV Tester Pencil, Non-contact & Contact, Min of Cat III, 600V, ETS RSE04 Schedule 5 | LEGENDCS | LEGEND CORPORATE SERVICES (MANUFACTURE) | T7150 | Phasing | 1
2492163 | MOUNTING RAIL,ELECTRICAL COMPONENT | Mounting Kit, for 4G MCR GE Modem | GE | GENERAL ELECTRIC COMPANY | 03-4125A06 | Active | 5
2492171 | MOUNTING RAIL,ELECTRICAL COMPONENT | Mounting Kit, for 4G ECR GE Modem | GE | GENERAL ELECTRIC COMPANY | 03-4125A07 | Active | 5
2405368 | INSULATOR,STATION POST | 33kV, 160kV BIL, Porcelain, 381mm H & 76mm PCD c/w 12mm Threads | MORLYNN | MORLYNN CERAMICS PTY LTD | H11506 | Active | 5
2405050 | PANEL,POWER DISTRIBUTION | Large Blank, Zelemite or Similar, 495 x 205 x 10mm, with Chamfered Edges, MEB Dwg A430089 | DULMISON | DULMISON (AUST) PTY LTD | UEP495 | Active | 1
2405050 | PANEL,POWER DISTRIBUTION | Large Blank, Zelemite or Similar, 495 x 205 x 10mm, with Chamfered Edges, MEB Dwg A430089 | TYCOELEC | TYCO ELECTRONICS | UEP495PACKSIZE10 | Active | 2
2405391 | CIRCUIT BREAKER | 1250A, 35kA, Moulded Case, Adjustible Thermal, Short Term Trip Characteristics Tinned Cu Terminals, to suit 185mm Cable Lugs (Standard Type Connectors) | IPDGROUP | IPD GROUP LIMITED | SPECTRA75E6803075E68110 | Active | 1
2405937 | STAPLE | S 30 x 4mm Galv, 2kg Box | BLKWOODJ | J BLACKWOOD & SONS LIMITED | B0105-0015 | Active | 1
2405680 | TRANSFORMER,DISTRIBUTION | SWER Pole Mount, 12.7kV, 50kVA (scm) | TOSHIBA | TOSHIBA INTERNATIONAL CORPORATION P/L | TXSPS-0050BA-001 | Active | 1
2405680 | TRANSFORMER,DISTRIBUTION | SWER Pole Mount, 12.7kV, 50kVA (scm) | ABBAUST | ABB AUSTRALIA PTY LTD | 136043 | Active | 2
2405710 | TRANSFORMER,DISTRIBUTION | Padmount, 11kV, 1000kVA, 3 Ph (Rect) LV Switchgear, LV Statistical Meter & HV RMU, ETS 02-02-01 | WILSON | WILSON TRANSFORMER CO. PTY LTD | 881-0640-11-AG | Active | 1
2405717 | CROSSARM,WOOD | Bare, 2400 x 150 x 100mm, Strain/ Termination (P12) (scm) | DALEMYRS | DALE & MEYERS OPERATIONS PTY LTD | XARM2405717 | Active | 1
2405935 | SCREW,TAPPING,THREAD CUTTING | Timber, Self Tap, M10 x 65, 14 Gauge, Hex, High Gde Galv (P1000) | MMELEC | MM ELECTRICAL MERCHANDISING | BUI631031249C4 | Active | 5
2406259 | FUSE,CARTRIDGE | 415V AC, HRC Cartridge TFP Type, 200A, 2 Hole Bolt in Offset Tags 94mm Fixing Centres | FUSECO | FUSECO POWER SOLUTIONS PTY LTD | TFP200 | Active | 1
2406212 | CROSSARM,WOOD | Bare, 3300 x 175 x 125mm (P12) | DALEMYRS | DALE & MEYERS OPERATIONS PTY LTD | XARM2406212 | Active | 1
2406257 | FUSE,CARTRIDGE | 250V AC, HRC Cartridge SK Type, 8A, 29 x 12.7mm Dia | FUSECO | FUSECO POWER SOLUTIONS PTY LTD | MD8 | Active | 1
2402430 | STRAP,WEBBING | Cam Buckle, Nylon Restraining, Fully Adjustable | HGHTDYNM | HEIGHT DYNAMICS | A2BIKER | Phasing | 1
2478915 | BIT,SCREWDRIVER | Flat Driver, 6 x 100mm | C&LTOOL | C&L TOOL CENTRE | SL6 | Active | 1
2408961 | PLATE,METAL | Cover, 310mm Dia, Galv Steel, Stamp with "IIN 2408961" EE Dwg 907264-02 | ISM | ISM MANUFACTURING PTY LTD | ERGON-907264-02-310 | Active | 1
2409472 | BRACE,CROSSARM | Tension, 45 x 45 x 5 x 2455 Lg, Galv Steel, Stamp with "IIN2409472", EE Dwg 971971-03(3) | ISM | ISM MANUFACTURING PTY LTD | ERGON-917971-03-03 | Active | 1
2408763 | STRAPPING | Earth, Eyebolt, Galv Steel, PL 75x5x165 Straight, 22mm Hole, Stamp With "IIN 2408763" EE Dwg 905348-02 Item No 4 | ISM | ISM MANUFACTURING PTY LTD | ERGON-905348-02-04 | Active | 1
2409019 | CROSSARM,METAL | Tension Brace, 1980mm Lg, 50 x 50 x 5mm, RH, Galv Steel, Stamp with "IIN2409019", Dwg ES000741-01 (scm) | ISM | ISM MANUFACTURING PTY LTD | ERGON-908942-02-03 | Active | 1
2409142 | PLATE,METAL | Compression Gusset, 12mm Plate, Galv Steel, Stamp with 'IIN 2409142" EE Dwg 908942-02 Item 11 | ISM | ISM MANUFACTURING PTY LTD | ERGON-908942-02-11 | Active | 1
2409175 | STEP,LADDER | Rung, Welded Assembly, 50x50x5x270 Lg, Stamp with "IIN 2409175" EE Dwg 908968-01 Item 9 | ISM | ISM MANUFACTURING PTY LTD | ERGON-908968-01-09 | Active | 1
2408920 | SUPPORT,ELECTRICAL CABLE | Earthwire Support, C350, Dual Circuit, Galv Steel, 100 x 100 x 5mm, Welded Assy, Stamp with "IIN2408920", EE Dwg 908948-02 Item 5 | ISM | ISM MANUFACTURING PTY LTD | ERGON-908948-02-05 | Active | 1
2490811 | CONTROL BOX | CL7, Multi Phase Control, S/Steel c/w 3 x 15m Control Cables, RJ45 Ethernet Comms Module & 13.5V DC Modem Power Supply Module, IDPT Version | EATONELE | EATON ELECTRIC SYSTEMS PTY LTD | 5773H80000TD500B10 | Active | 1
2400642 | FUSE,CARTRIDGE | 415V AC, HRC Cartridge TM Type, 400A, 4 Hole Bolt in Centre Tags, 133/184mm Fixing Centres | IPDGROUP | IPD GROUP LIMITED | TM400L | Active | 5
2404650 | TRANSFORMER,DISTRIBUTION | Groundmount, 22 kV/433-250V, 500kVA, 3 Ph, 50Hz, ONAN, Cable Entry c/w HV Cable Box & LV Bushings, ETS 02-02-02 Item 28 | WILSON | WILSON TRANSFORMER CO. PTY LTD | 874-0645-11-AB | Active | 1
2404317 | INSULATION SLEEVING,ELECTRICAL | Heat Shrink Tubing, 85/25mm, 1.2m Lg, Medium Wall, Unlined | 3MAUST | 3M AUSTRALIA PTY LTD | MMMIMCSN4300 | Active | 2
2404317 | INSULATION SLEEVING,ELECTRICAL | Heat Shrink Tubing, 85/25mm, 1.2m Lg, Medium Wall, Unlined | TECONN | TE CONNECTIVITY LTD | MWTM-85/25-1200/S(S5) | Active | 1
2404521 | SWITCHGEAR | RMU, 24kV, 2 x Feeder Switches, 2 x Switch Fuse, GAC 2K2TS, JTS 06-08-01 (scm) | ORMAUST | ORMAZABAL AUSTRALIA P/L | 500018315 | Active | 1
2404929 | FUSE LINK,EXPULSION | 8A, Class T, TS 06-03-01 (scm) | NGKSTANG | NGK STANGER PTY LTD | ZXT705-08BT37 | Active | 1
2405115 | TERMINATION KIT,ELECTRICAL CABLE | Outdoor, 11kV, 240mm, Al, 3 Core, XLPE Insulated Cu Wire Screened Cable c/w 3 x 240mm Al Sealed Compression Lugs for Conductor & 1 x 95mm Tinned-Cu | INTERENG | INTERTECH ENGINEERING PTY LTD | MEBOX240L | Active | 1
2405082 | TAPE | Heatshrink Tape, 50mm x 10m Roll, Raychem Cat # HVBT-2-R | GILBERT | GILBERT LODGE AUSTRALIA PTY LTD | RAYHVBT14-AH/V | Active | 2
2405082 | TAPE | Heatshrink Tape, 50mm x 10m Roll, Raychem Cat # HVBT-2-R | RAYCHEM | RAYCHEM (AUSTRALIA) PTY LTD | HVBT-2-R | Active | 1
2405162 | INSULATION SLEEVING,ELECTRICAL | Heat Shrink Tubing, 38/19mm, 38m Roll, Blue | TECONN | TE CONNECTIVITY LTD | HS-BU-40/20-SP | Active | 1
2405162 | INSULATION SLEEVING,ELECTRICAL | Heat Shrink Tubing, 38/19mm, 38m Roll, Blue | GILBERT | GILBERT LODGE AUSTRALIA PTY LTD | RNF100BLUE | Active | 2
2405293 | MARKER,AIRCRAFT WARNING | 300mm Dia, Red c/w Mounting Preforms, suit Conductor Dia of 10.0-12.99mm, 3/2.75 SC/AC & Mars (P2) | PLP | PREFORMED LINE PRODUCTS (AUST) | AWSR300 | Active | 1
2404944 | FUSE LINK SOLID | Cu, 500V AC, 400A, DIN Type, Size 2, All Metal Construction, ETS 06-02-02 (scm) | NGKSTANG | NGK STANGER PTY LTD | M588900 | Active | 1
2404944 | FUSE LINK SOLID | Cu, 500V AC, 400A, DIN Type, Size 2, All Metal Construction, ETS 06-02-02 (scm) | SICAME | SICAME AUSTRALIA PTY LTD | APRH400SIC | Active | 2
2405016 | TERMINATION KIT,ELECTRICAL CABLE | Outdoor (SWER) Heatshrink, for 19/33kV, 1 Core, 50mm2, XLPE/PVC Screened Cable required for Single Phase | GILBERT | GILBERT LODGE AUSTRALIA PTY LTD | RAYOXSU-F6131 | Active | 1
2489482 | PROBE,TELESCOPIC | Telescopic probe, hook and lead kit | PENTA | PENTA AUST (TMAC THEW & MCCANN/HYLEC) | PA22011 | Active | 1
2489482 | PROBE,TELESCOPIC | Telescopic probe, hook and lead kit | HYLEC | HYLEC ENERGY SOLUTIONS | TELEPROBEKIT | Active | 2
19188 | LADDER,STRAIGHT | Fibreglass Single Section 4.2 m Lg, 14 Ft, Colour Safety Yellow, ETS RSE02 | LADAMAX | LADAMAX ALUMINIUM PRODUCTS PTY LTD | FSI142 | Active | 5
1860208 | TOWEL,PAPER | Roll, White, 140m, 16 per Carton | ATOMSUPP | ATOM SUPPLY GROUP P/L | 22314005 | Active | 1
1860208 | TOWEL,PAPER | Roll, White, 140m, 16 per Carton | BLKWOODJ | J BLACKWOOD & SONS LIMITED | 3205205 | Active | 2
2437648 | CROSSARM,COMPOSITE | Fibre, Predrilled, 2550mm Lg Nom, 125 x 125mm, LV Strain/Termination, LVS2 & LVT2, EQLS-10035-01 | WAGNERS | WAGNERS CFT MANUFACTURING | EC093-00003 | Active | 1
2454882 | CABLE ASSY,FIBRE OPTIC | Pigtail, 1.5m Lg, SC/APC Connector, Tight Buffered Fibre, SMOF, Yellow | OPTICAL | OPTICAL FIBRE SYSTEMS PTY LTD | CAB-090-MO-015 | Active | 1
2454882 | CABLE ASSY,FIBRE OPTIC | Pigtail, 1.5m Lg, SC/APC Connector, Tight Buffered Fibre, SMOF, Yellow | OPTICAL | OPTICAL FIBRE SYSTEMS PTY LTD | OFS-CAB-090-MO-015 | Active | 5
2456077 | CABLE ASSY,FIBRE OPTIC | Patch Lead, 3m Lg, ST-ST Connectors, 2 Fibre D-Series, MMOF, 2 Core, MIL Spec Riser Cable, 5mm Jacket, Black | OPTICAL | OPTICAL FIBRE SYSTEMS PTY LTD | OFS-CAB-62D2-MIL-AA-03 | Active | 1
2488039 | RELAY,PROTECTION | FW R313-V2, Low Z DIFF, 48-125VDC PWR, 48VDC Logic 24/24 I/O, 1A CT, 9U Case, DNP3 100Base-FX MM LC ENET | SEL | SCHWEITZER ENGINEERING LAB PTY LTD | 0487B1X4X12XC2XCH9CCCXX | Active | 5
2488047 | RELAY,PROTECTION | FW R313-V2, Low Z DIFF, 48-125VDC PWR, 48VDC Logic 24/24 I/O, 5A CT, 9U Case, DNP3 100Base-FX MM LC ENET | SEL | SCHWEITZER ENGINEERING LAB PTY LTD | 0487B1X4X52XC2XCH9CCCXX | Active | 5
2490746 | BOOK,RECORD | A4 Booklet, Carbon Copy, Digitial Meter Installation Defect Report Booklet | PERFORM | PERFORMANCE SUPPLIES QLD | YURIKA DEFECT BOOK | Active | 1
3334 | NETWORK SWITCH | Ethernet Switch, 16 Port, St George STATCOM | AMSC | AMSC AUSTRALIA PTY LTD | 16754 | Active | 5
3334 | NETWORK SWITCH | Ethernet Switch, 16 Port, St George STATCOM | AMSC | AMSC AUSTRALIA PTY LTD | 16754 | Active | 1
2400579 | FUSE,CARTRIDGE | 500V AC, HRC Cartridge 10G Type, 16A, 38 x 10.3mm Dia, Modular, ETS 12-02-01 Group A (scm) | FUSECO | FUSECO POWER SOLUTIONS PTY LTD | 420016 | Active | 1
2407283 | BOLT,EYE | M20 x 400mm, 100mm Lg Thread, Flange c/w S/Steel Humpback Split Pin, ETS 11-09-01 Dwg ES000786-01 | PLP | PREFORMED LINE PRODUCTS (AUST) | EB400 | Active | 1
2433548 | STAND,CABLE DRUM | 6.0T, suit Max 2600mm Dia & 1500mm W, Disc Brake, Spindle c/w Sliding Locating Cones, Optional Power Rotator Available, Multiples able to be Linked, ETS RSE11 | REDMOND | REDMOND GARY AUSTRALIA PTY LTD | 0406-010000-001100 | Active | 5
2438992 | TERMINAL,LUG | Compression Jumper, Al, 2 x 14mm Holes, Hex Dia A/F 33.8mm, Straight Offset, suit Sulphur Conductor, AS2395 | MMELEC | MM ELECTRICAL MERCHANDISING | LA3375SO4 | Active | 2
2438992 | TERMINAL,LUG | Compression Jumper, Al, 2 x 14mm Holes, Hex Dia A/F 33.8mm, Straight Offset, suit Sulphur Conductor, AS2395 | PLP | PREFORMED LINE PRODUCTS (AUST) | CTA-338-11211 | Active | 1
2489565 | MONITOR SYSTEM | Temperature, Fibre Optic, 24V DC, 15W, 8 Channel, ST Connectors, Dustcaps, Serial Port RS-485/422, Modbus, Analogs 4-20mA, Micro USB Console Port, | WILSON | WILSON TRANSFORMER CO. PTY LTD | 842-1049N10 | Active | 1
2489565 | MONITOR SYSTEM | Temperature, Fibre Optic, 24V DC, 15W, 8 Channel, ST Connectors, Dustcaps, Serial Port RS-485/422, Modbus, Analogs 4-20mA, Micro USB Console Port, | FISOTECH | FISO TECHNOLOGIES INC (MANUFACTURER) | EGD-BASE-08-MI0-A-Y00-STND | Active | 5
2473569 | DIFFUSER,LIGHT | Visor Glare Shield, Rear, for StreetLED MkII & MkIII (scm) | SYLVANIA | SYLVANIA SCHREDER | JLB00003 | Active | 1
2473536 | DIFFUSER,LIGHT | Visor Semi Cut-Off Replacement, for StreetLED MkII & MkIII (scm) | SYLVANIA | SYLVANIA SCHREDER | JLB00000 | Active | 1
2473577 | DIFFUSER,LIGHT | Visor Glare Shield, 360 Deg, for StreetLED MkII & MkIII (scm) | SYLVANIA | SYLVANIA SCHREDER | JLB00005 | Active | 1
2493252 | ROLLER | Acetal Roller, 86mm Dia, for Strap Hoist EWP Lifting Jib, Dwg 2193-01103-Rev B | PENTA | PENTA AUST (TMAC THEW & MCCANN/HYLEC) | PA21793 | Active | 1
2493252 | ROLLER | Acetal Roller, 86mm Dia, for Strap Hoist EWP Lifting Jib, Dwg 2193-01103-Rev B | HYLEC | HYLEC ENERGY SOLUTIONS | ACETALREELEGX | Active | 2
2409548 | SUPPORT,ELECTRICAL CABLE | Earthwire Support, Galv Steel, Welded Assy, Stamp with "IIN2409548", EE Dwg 917971-03 Item 7 | ISM | ISM MANUFACTURING PTY LTD | ERGON-917971-03-07 | Active | 1
2409423 | CROSSARM,METAL | Tension, 45 x 45 x 5 x 3015mm Lg, Galv Steel, Stamp with "IIN 2409423", EE Dwg 917980-04 Item 4 | ISM | ISM MANUFACTURING PTY LTD | ERGON-917980-04-04 | Active | 1
2409498 | BRACE,CROSSARM | Tension, 45 x 45 x 5 x 2450 Lg, Galv Steel, Stamp with "IIN2409498", EE Dwg 917971-03(5) | ISM | ISM MANUFACTURING PTY LTD | ERGON-917971-03-05 | Active | 1
30186 | PLATE,JOINING,CABLE RACK | ST3 Splice Plate, 50mm H, Galvabond, to join cable tray sections together | EZYSTRUT | EZYSTRUT CABLE & PIPE SUPPORTS | ET3SG | Active | 1
30192 | BRACKET,ANGLE | ST5 Hold Down Bracket, 75mm H, Galvabond, to secure Cable Supatray | EZYSTRUT | EZYSTRUT CABLE & PIPE SUPPORTS | ET5HDG | Active | 1
30199 | CHANNEL,STRUCTURAL | Unistrut, 6m Lg, 41 x 22mm, 2.5mm Thk, Galv Steel | EZYSTRUT | EZYSTRUT CABLE & PIPE SUPPORTS | E3300H | Active | 1
30201 | CHANNEL,STRUCTURAL | Unistrut, 3m Lg, 41 x 22mm, 2.5mm Thk, Galv Steel | EZYSTRUT | EZYSTRUT CABLE & PIPE SUPPORTS | E3300H 3000MM | Active | 1
30208 | SETSCREW | M10 x 20mm, Hex, Zinc Plated, suit Unistrut System | EZYSTRUT | EZYSTRUT CABLE & PIPE SUPPORTS | HS1020Z | Active | 1
30215 | WASHER,FLAT | Round, M8, Zinc Plated, suit Unistrut System | EZYSTRUT | EZYSTRUT CABLE & PIPE SUPPORTS | FW8Z | Active | 1
104483 | SAFETY,BOLLARD,TRAFFIC | 101.6 x 4.0 CHS Galv Finish, 1325mm Lg, Fitted One End with Galv Drive-on Cap (scm) | GREGSF | GREG SEWELL FORGINGS PTY LTD | 6386 | Active | 1
2402325 | BRACKET,RAISER | LD, 1800 x 100 x 100 x 6mm RHS, Galv Steel, 11kV Termination, NQ Dwg SD10-0117-01 | EZYSTRUT | EZYSTRUT CABLE & PIPE SUPPORTS | E2402325 | Active | 1
2487049 | TELEMETRY SYSTEM | Ceragon, 8GHz 311MHz TR Separation, OCB Assy, Block B, Channel 04, LOW | CERAGON | CERAGON LTD | 15OCB8-311B-04-L | Active | 1
2487064 | TELEMETRY SYSTEM | Ceragon, 6LGHz, OCB Filter Set, 1 x Tx, 2 x Rx, Channel 02, LOW | CERAGON | CERAGON LTD | 15F6L-5974.85N | Active | 1
3853 | MODULE | Power Module c/w CPU, Profibus & Firmaware, suit FQD5 Transmitter Control, ETS 2011/0363/T 12e-FQD | LANDIS | LANDIS GYR (AUST) PTY LTD | 6000.000.00300 | Active | 1
3855 | MODULE | Power Module c/w CPU, Profibus & Firmaware, suit FQD7 Transmitter Control, ETS 2011/0363/T 12g-FQD | LANDIS | LANDIS GYR (AUST) PTY LTD | 6000.000.00302 | Active | 1
2479772 | FIXTURE,LIGHTING | 204W RoadFlair BRP394 (L204A) 4K c/w Upcast Adaptor, Major Road, EQTS 05-01-02 (scm) | PHILIPS | PHILIPS AUSTRALIA PTY LTD | 824110136191 | Active | 1
2456085 | CABLE ASSY,FIBRE OPTIC | Patch Lead, 8m Lg, ST-ST Connectors, 2 Fibre D-Series, MMOF, 2 Core, MIL Spec Riser Cable, 5mm Jacket, Black | OPTICAL | OPTICAL FIBRE SYSTEMS PTY LTD | OFS-CAB-62D2-MIL-AA-08 | Active | 1
2459873 | CABLE ASSY,FIBRE OPTIC | Patch Lead, 1m Lg, LC-LC Connectors, Duplex SMOF, 3mm Jacket, Yellow | OPTICAL | OPTICAL FIBRE SYSTEMS PTY LTD | OFS-CAB-092-VV-01 | Active | 5
2459881 | CABLE ASSY,FIBRE OPTIC | Patch Lead, 10m Lg, FC-ST Connectors, Duplex SMOF, 3mm Jacket, Yellow | OPTICAL | OPTICAL FIBRE SYSTEMS PTY LTD | OFS-CAB-092-HI-10 | Active | 1
2459899 | CABLE ASSY,FIBRE OPTIC | Patch Lead, 20m Lg, FC-ST Connectors, Duplex SMOF, 3mm Jacket, Yellow | OPTICAL | OPTICAL FIBRE SYSTEMS PTY LTD | OFS-CAB-092-HI-20 | Active | 1
2487106 | TELEMETRY SYSTEM | Ceragon, 8GHz, OCB Filter Set, 1 x Tx, 2 x Rx, Channel 03, LOW | CERAGON | CERAGON LTD | 15F8-7792.175N | Active | 1
23999 | RELAY,PROTECTION | Line Diff, OC & Dir EF, 16/10 I/O, 24-60VDC Pwr, 1/5A CT, 1300nm FO Line Comms Module, DNP3 over RS485 & 100BaseTX, 4U Case | ABBAUST | ABB AUSTRALIA PTY LTD | RED615 HBDDAEAGAHH1AMA2XG | Active | 5
2443067 | HARDWARE KIT | c/w Flat & Lock Washers, M10 Threaded Rods & Hex Nuts, suit L4CLICK Cable Hanger (10 per Box) | COMMSINC | COMMSCOPE INC | 243095-7 | Active | 1
2448173 | BUCKLE | 6.35mm, S/Steel Bandit Clip | BLKWOODJ | J BLACKWOOD & SONS LIMITED | 4247908 | Active | 1
2448280 | CABLE ASSY,RADIO FREQUENCY | RS232 P9, 1.5m Lg, RJ45 to DB9 Male, Pin-out Config, WSOS Connection between Nulec Recloser & P25 Modem, EE Dwg 1037942-01 | MADISON | MADISON TECHNOLOGIES PTY LTD | M CBL-RJ45M25-150 | Active | 1
2451896 | ANTENNA | HPX, High Performance Parabolic Shielded Dual-polarized, Microwave Antenna, Grey, 1.8m/6ft, 6.425-7.125GHz, PDR70, Enhanced White Radome c/w Flash, | COMMSINC | COMMSCOPE INC | HPX6-65-D3A - ANDREW | Active | 1
2452951 | CHARGER,BATTERY | Fully Duplicated, 50A Load, 16hrs Autonomy, 800hrs Total Cap, 2 x 45U600D Racks c/w R=3+3 (6 x APR48-3G) & B=4+4 (32 x PWTC12F_100FR) ETS 2009/0475/T | POWERON | POWER ON AUSTRALIA PTY LTD | POA-ERG-0103 | Phasing | 1
2452951 | CHARGER,BATTERY | Fully Duplicated, 50A Load, 16hrs Autonomy, 800hrs Total Cap, 2 x 45U600D Racks c/w R=3+3 (6 x APR48-3G) & B=4+4 (32 x PWTC12F_100FR) ETS 2009/0475/T | EATONELE | EATON ELECTRIC SYSTEMS PTY LTD | 61227872 & 120890 & 115424 | Phasing | 5
2454775 | INSULATOR,LINE POST | 33kV, 200kV BIL, Porcelain, Top Plate 76mm PCD 4 x Holes, 12mm Threads c/w M20 x 195mm Stud (scm) | MACLEAN | MACLEAN POWER SYSTEMS | DPSP-03 | Active | 1
2455962 | RELAY,PROTECTION | Feeder Management Directional/ Non-directional Overcurrent Earth Fault & SEF Relay, 12/11 I/O, 24 - 32V DC Power Supply, 1/5A CT, 110V VT with | SCHNEIDR | SCHNEIDER PTY LTD (MANUFACTURER) | P142917B2M0439J | Active | 5
104154 | CLAMP,ELEC PWR CABLE,SUPPORT | Trefoil, Cast Al, suit 22kV 150mm2 Cable 38mm Dia c/w Clamping Bolts, use with M10 Fixing Bolt (MOQ5) (scm) | INTERENG | INTERTECH ENGINEERING PTY LTD | CABUS 5437NI | Active | 5
2435287 | CLAMP,ELEC PWR CABLE,SUPPORT | Trefoil, Cast Al, 75-78mm OD Cable c/w 3mm Neoprene Insert, M12 304 S/Steel Clamp Bolts, suit 72-75mm Dia Cable, use M16 Centre Fixing Bolt, Supply Clamp | INTERENG | INTERTECH ENGINEERING PTY LTD | CABUS 5478NI 3MM | Active | 5
2435295 | CLAMP,ELEC PWR CABLE,SUPPORT | Trefoil, Cast Al, 75-78mm OD Cable c/w 4mm Neoprene Insert, M12 304 S/Steel Clamp Bolts, suit 71-74mm Dia Cable, use M16 Centre Fixing Bolt, Supply Clamp | INTERENG | INTERTECH ENGINEERING PTY LTD | CABUS 5478NI 4MM | Active | 5
2435303 | CLAMP,ELEC PWR CABLE,SUPPORT | Trefoil, Cast Al, 93-95mm OD Cable c/w 3mm Neoprene Insert, M12 304 S/Steel Clamp Bolts, suit 90-93mm Dia Cable, use M16 Centre Fixing Bolt, Supply Clamp | INTERENG | INTERTECH ENGINEERING PTY LTD | CABUS 5495NI 3MM | Active | 5
2438521 | CLAMP,ELEC PWR CABLE,SUPPORT | Single, Channel Mount, Cast Al, suit Cable OD 56-64mm c/w 3mm Neoprene Insert Simple Two-Bolt Fix & Locate Cable Clamp suit IIN2426096 & 2426088 | INTERENG | INTERTECH ENGINEERING PTY LTD | CABUS 5864NI | Active | 5
2438539 | CLAMP,ELEC PWR CABLE,SUPPORT | Single, Channel Mount, Cast Al, suit Cable OD 68-77mm c/w 3mm Neoprene Insert Simple Two-Bolt Fix & Locate Cable Clamp suit IIN2433860, 105029, 105030, 2424968 | INTERENG | INTERTECH ENGINEERING PTY LTD | CABUS 5877NI | Active | 5
2438547 | CLAMP,ELEC PWR CABLE,SUPPORT | Single, Surface Mount, Cast Al, suit Cable OD 55-60mm c/w 3mm Neoprene Insert Simple Two-Bolt Fix & Locate Cable Clamp suit IIN2426070 | INTERENG | INTERTECH ENGINEERING PTY LTD | CABUS 5960NI | Active | 5
2438554 | CLAMP,ELEC PWR CABLE,SUPPORT | Single, Surface Mount, Cast Al, suit Cable OD 70-74mm c/w 3mm Neoprene Insert Simple Two-Bolt Fix & Locate Cable Clamp suit IIN2433860, 105029, 105030, 2424968 | INTERENG | INTERTECH ENGINEERING PTY LTD | CABUS 5974NI | Active | 5
435028 | HOOK,SCREW | Hook J With Form Thread to Drawing No. 22-A4-500 | AUSTPG | AUST PROFESSIONAL GALVANIZING | EM0435028 | Active | 1
2403730 | HOOK,SCREW | Coachscrew Thread with Neutral Bonding Tab, Dwg 875232-01 (P50) (scm) | GREGSF | GREG SEWELL FORGINGS PTY LTD | 2403730 | Active | 1
2488237 | ELECTROLYTE DRINK | Sqwincher Fast Pack, Orange, Low Sodium, Gluten Free, Caffeine Free, 18ml Sachet, add water to make 180ml Serving, Box of 50 | ATOMSUPP | ATOM SUPPLY GROUP P/L | 91520017 | Active | 1
2488237 | ELECTROLYTE DRINK | Sqwincher Fast Pack, Orange, Low Sodium, Gluten Free, Caffeine Free, 18ml Sachet, add water to make 180ml Serving, Box of 50 | SQWINCH | THE SQWINCHER CORP (MANUFACTURER) | SQ0097 | Active | 5
2491553 | PLUG | Lift Cover Plug, for Johnson Screens Explosion Mitigation Lids | AQSGROUP | AQSEPTENCE GROUP PTY LTD | 10000248370 | Active | 1
24826 | MODULE | Relay Module, for NOJA RC10 Series | NOJA | NOJA POWER SWITCHGEAR PTY LTD | RELS-02 | Active | 1
2468379 | MODULE | RFL GARD8000 Teleprotection, Midplane Assembly Module, 3RU | PLC | POWERLINE COMMUNICATIONS (AUST) | RF-SP500445 | Active | 1
2468429 | MODULE | RFL GARD8000 Teleprotection, System I/O TSD Module, 3RU Fibre Ethernet 100Base-FX, ST Connectors, IRIG-B BNC, RS232 DB9, DNP RS485 | PLC | POWERLINE COMMUNICATIONS (AUST) | RF-SP500435-1 | Active | 1
2471118 | MODULE | CAPE FlexVue ENG, for ADVC3 Controller, suit Schneider E27/38, N12/15 & N36/38, RL27 Reclosers, LBS & Sectionalisers | SCHNEIDR | SCHNEIDER PTY LTD (MANUFACTURER) | 998002003 | Active | 5
2471159 | MODULE | Active Burden Module, 110/125VDC, Screw Terminals, ENA TS 48-4 Compliance | RMSPROD | RMS PRODUCTS (RELAY MONITORING SYSTEMS) | ABM-D-2- | Active | 1
2471480 | MODULE | Comms Accessory, Serial RS232, DB9 Connector, for CL7 Controller, no Base Board | COOPER | COOPER ELECTRICAL AUSTRALIA PTY LTD | 57E0003X22G10 | Active | 1
2474559 | MODULE | 108V, Low Battery Warning Module V2 | GAYRAD | JJ ELECTRICAL MANUFACTURING T/A GAYRAD | LBW-110 SN50069 | Active | 1
2490647 | PLATE,MOUNTING | 19" Rack Mounting Plate 3U, Hinged Label u/w Phoenix PT6-T Test Terminals | B&R | B&R ENCLOSURES PTY LTD | XB-617970/2 | Active | 5
2490837 | HAIRNET | Disposable,Polypropylene, White, Crimped Beret Style Box of 1000 | ATOMSUPP | ATOM SUPPLY GROUP P/L | 79913330 | Active | 1
2489649 | CONTROLLER | 48V or 24 Cordex HP, Complete Control + ADIO Assembly to suit Alpha Cordex Charger | ICS | ICS INDUSTRIES PTY LTD (ENERSYS) | 0180046-001 | Active | 1
2491165 | BATTERY,STORAGE | Milwaukee, REDLITHIUM, 4V, 3.0Ah | C&LTOOL | C&L TOOL CENTRE | MILWAL4B3 | Active | 1
2491165 | BATTERY,STORAGE | Milwaukee, REDLITHIUM, 4V, 3.0Ah | MILWAUKE | MILWAUKEE POWER TOOLS | L4B3 | Active | 5
2491173 | LIGHT,HOT LINE STICK | Milwaukee, REDLITHIUM, Utility Hot Stick Light, 4V, 3.0Ah Kit, USB Rechargeable, Twin Light, 350 Lumens | C&LTOOL | C&L TOOL CENTRE | MILWTL4HSL301 | Active | 1
2491173 | LIGHT,HOT LINE STICK | Milwaukee, REDLITHIUM, Utility Hot Stick Light, 4V, 3.0Ah Kit, USB Rechargeable, Twin Light, 350 Lumens | MILWAUKE | MILWAUKEE POWER TOOLS | L4HSL301 | Active | 5
2491181 | BATTERY,STORAGE | Milwaukee, REDLITHIUM, M12, 12V, 5.0Ah, High Output | C&LTOOL | C&L TOOL CENTRE | MILWAM12HB5 | Active | 1
2491181 | BATTERY,STORAGE | Milwaukee, REDLITHIUM, M12, 12V, 5.0Ah, High Output | MILWAUKE | MILWAUKEE POWER TOOLS | M12HB5 | Active | 5
2429652 | LIGHT,HOT LINE STICK | Litlink, Universal Switching Head with Built in LED Light | TEN | THE ENERGY NETWORK (AUST) PTY LTD | LITLINK | Phasing | 1
2488104 | BAG | Transformer Transport Bunding Bag, 3.5 x 3.5m, Plastic, c/w Grommets | STRATEX | STRATEX PTY LTD | 3.5 X 3.5 BAG WITH GROMMETS | Phasing | 1
14845 | BOX,TOTE | Lamson Bin, Size 10, 645mm Lg, 413mm W, 276mm H, Polypropylene, Stackable, Open End w/o Lid | SIGNET | SIGNET PTY LTD | MAH009 | Active | 2
14845 | BOX,TOTE | Lamson Bin, Size 10, 645mm Lg, 413mm W, 276mm H, Polypropylene, Stackable, Open End w/o Lid | PROMARK | PROMARK PTY LTD (MANUFACTURER) | MAH009 | Active | 2
14845 | BOX,TOTE | Lamson Bin, Size 10, 645mm Lg, 413mm W, 276mm H, Polypropylene, Stackable, Open End w/o Lid | ATOMSUPP | ATOM SUPPLY GROUP P/L | 91368003 | Active | 1
2490696 | LABEL | Terminal Marker, 10 Section Horizontal, Numbers 1-10, suits Phoenix PT6-T (10mm Terminal) (P10) | PHOENIX | PHOENIX CONTACT PTY LTD | 4017918785444 | Active | 1
2490712 | LABEL | Terminal Marker, 10 Section Horizontal, Numbers 21-30, suits Phoenix PT6-T (10mm Terminal) (P10) | PHOENIX | PHOENIX CONTACT PTY LTD | 4017918785178 | Active | 1
2491785 | BRUSH,WIRE,SCRATCH | Madi Conductor Brush, DogBone, for Cu & Al, Lightweight, Snap Ring, with Loctite 222 Threadlocker on Threads | TEN | THE ENERGY NETWORK (AUST) PTY LTD | DBWB-1 | Active | 1
1010901 | PARTS KIT,TERMINAL JUNCTION | Fixed Base Pole Kit c/w 20A Fuse & Holder, M8 x 4mm2 Lug, 2 Terminal Blocks, for Fixed Base Street Light Pole (scm) | MMELEC | MM ELECTRICAL MERCHANDISING | I3S-BP1DR-ROK | Phasing | 1
1010901 | PARTS KIT,TERMINAL JUNCTION | Fixed Base Pole Kit c/w 20A Fuse & Holder, M8 x 4mm2 Lug, 2 Terminal Blocks, for Fixed Base Street Light Pole (scm) | VELNAH | VELNAH PTY LTD | JEDL242511 | Phasing | 2
2493401 | BRACKET,MOUNTING | Pole Termination Cable Cleat Saddle, Galv Steel, suit Ellis Al 2 Hole Cable Clamps, for 33kV 185mm2, Dwg 12588-A3 | GMG | GLOBAL MANUFACTURING GROUP | ENERGEX-12588-A3-CABLE-185 | Active | 1
104701 | RECLOSER,AUTO | Hydraulic, 11/12.7/19.1kV, SWER, 15A Coil, 30A Trip 1A3B Sequence, ETS 06-07-01 (scm) | COOPER | COOPER ELECTRICAL AUSTRALIA PTY LTD | KE15B13 | Active | 1
104640 | TERMINATION KIT,ELECTRICAL CABLE | Outdoor, Inverted, 11kV, 35mm2, Al, Triplex (1C wound 3 in hand) XLPE Cable, Insect Protected c/w Cable Term Kit, Solvent Wipes, Cable Core & Screen Lugs, | TYCOELEC | TYCO ELECTRONICS | FSB70XM21R3S | Active | 1
104640 | TERMINATION KIT,ELECTRICAL CABLE | Outdoor, Inverted, 11kV, 35mm2, Al, Triplex (1C wound 3 in hand) XLPE Cable, Insect Protected c/w Cable Term Kit, Solvent Wipes, Cable Core & Screen Lugs, | GILBERT | GILBERT LODGE AUSTRALIA PTY LTD | ERGEPS0050 | Active | 2
104676 | OUTREACH ARM | Major Road, 3.0m Single, Galv, for use with 3 & 4 Way Head Frame, Dwg 860256-02 (scm) | GMPOLES | GM POLES PTY LTD | SPID-OR-3 | Active | 1
104676 | OUTREACH ARM | Major Road, 3.0m Single, Galv, for use with 3 & 4 Way Head Frame, Dwg 860256-02 (scm) | INGAL | INGAL EPS | GEX0104676 | Active | 2
104676 | OUTREACH ARM | Major Road, 3.0m Single, Galv, for use with 3 & 4 Way Head Frame, Dwg 860256-02 (scm) | IUPOLE | INTERNATIONAL UTILITY POLES PTY LTD | EG-104676 | Active | 2
154670 | JOINT,ELECTRICAL POWER CABLE | Al XLPE Screened Cable c/w Solvent Wipes, 6.35/11kV 35 / | GILBERT | GILBERT LODGE AUSTRALIA PTY LTD | RAYEPKJ17A3XU3XU | Active | 1
456065 | PIN,INSULATOR | M20, A/130/7 x 200mm, ETS 01-01-01 Dwg 01-06-02 (scm) | GREGSF | GREG SEWELL FORGINGS PTY LTD | 456065 | Active | 1
2402997 | CROSSARM,WOOD | Bare, 4200 x 100 x 150mm, Intermediate, 100mm Top Surface Painted (P12) | DALEMYRS | DALE & MEYERS OPERATIONS PTY LTD | XARM2402997 | Active | 1
2489573 | TRANSFORMER,CURRENT | Crompton XL8A, 1200/5A, 30/60VA, CL0.5/1 | CROMPTON | CROMPTON INSTRUMENTS (AUST) P/L | XL8A-1200/5A | Active | 5
2489615 | CONTROLLER | 125/110V Cordex HP, suits Alpha Cordex Charger Touch Screen Controller, suits all Voltages, suits Alpha Cordex Charger | ICS | ICS INDUSTRIES PTY LTD (ENERSYS) | 0180036-002 | Active | 1
2489656 | CONTROLLER | 48V or 24V LV-ADIO, suit Alpha Cordex Charger | ICS | ICS INDUSTRIES PTY LTD (ENERSYS) | 0180039-002 | Active | 1
2489698 | CONVERTER,DC TO DC | 110/32V, Helios – DC/DC Convertor | ICS | ICS INDUSTRIES PTY LTD (ENERSYS) | BAP419-110-32EH-T6203 | Active | 1
2482628 | INSULATION SLEEVING,ELECTRICAL | Heat shrink, Thick Walled, Clear 40mm - 12mm, 1200mm length Glue lined | ACCULEC | ACCULEC PTY LTD (303899) | SDWT40_12DT | Active | 1
2428555 | COVER,UTILITY POLE | Live Line, Class 4, High Dielectric Linear PE, 1200mm Lg, 300mm Dia | TEN | THE ENERGY NETWORK (AUST) PTY LTD | C406-0030 | Active | 1
2428555 | COVER,UTILITY POLE | Live Line, Class 4, High Dielectric Linear PE, 1200mm Lg, 300mm Dia | CHANCE | CHANCE (MANUFACTURER) | C406-0030 | Active | 5
2487932 | MONITOR SYSTEM | AKCP SensorProbe2+ PoE c/w THS01 Dual Temp & Humidity Sensor, Software Key to enable 5 Dry Contact & RADIUS | DUONS | DUONS PTY LTD (AKCP PRODUCTS) | SP2+POE, RAD, DCS & THS01 | Active | 1
2489300 | ROPE,FIBROUS | 100m, Tower Rescue Rope, Blue, Sewn Eye on One End | HGHTDYNM | HEIGHT DYNAMICS | 100M TOWER RESCUE ROPE BLUE | Active | 1
2476968 | MODULE | MD100m CPU Processor Module, 2 x SFP Ethernet, 4 x DI Channels, 2 x RS232/ RS485 | CGI | CGI TECHNOLOGIES & SOLUTIONS P/L | MD100M-CPU | Active | 1
2476984 | MODULE | MD100m Digital Input Module, 16 Channels, 2 Sets of 8 x DI, each Set Isolated | CGI | CGI TECHNOLOGIES & SOLUTIONS P/L | MD100M-DI | Active | 1
2477008 | MODULE | MD100m Mixed Digital I/O Module, 16 Channels, 8 x DI & 8 x DO, Individually Isolated | CGI | CGI TECHNOLOGIES & SOLUTIONS P/L | MD100M-DIO | Active | 1
2477016 | MODULE | MD100m RTU Analogue Input Module, 8 Channels, 2 Sets of 4 x AI, each Set Isolated | CGI | CGI TECHNOLOGIES & SOLUTIONS P/L | MD100M-AI | Active | 1
2477024 | MODULE | MD100m Mixed Analogue I/O Module, 8 Channels, 5 x AI & 3 x AO, Individually Isolated | CGI | CGI TECHNOLOGIES & SOLUTIONS P/L | MD100M-AIO | Active | 1
2477040 | MODULE | MD100m, SFP, 1310mm, 2km, 100Base-FX | CGI | CGI TECHNOLOGIES & SOLUTIONS P/L | MD100M-SFP-FX | Active | 1
2477057 | MODULE | MD100m, SFP, 850mm, 2km, 1000Base-SX | CGI | CGI TECHNOLOGIES & SOLUTIONS P/L | MD100M-SFP-SX | Active | 1
2477065 | MODULE | MD100m Serial Modem Module, 4G, Cat-M1/NB-IoT, LIM-505 | CGI | CGI TECHNOLOGIES & SOLUTIONS P/L | MD100M-4G CAT-M1 | Active | 1
2402312 | SUPPORT,ELEC EQUIP | Type 2 Pole Substation, Galv Steel Structure, Dwg 10/44 | POLLARDS | POLLARDS GALVANIZING PTY LTD | EM2402312 | Active | 1
2440451 | SUPPORT,ELEC EQUIP | Al, Single Roller Expansion, 80mm Dia Busbar | PLP | PREFORMED LINE PRODUCTS (AUST) | BBSA-080-R | Active | 1
2440469 | SUPPORT,ELEC EQUIP | Al, Single Fixed, for 80mm Dia Busbar | PLP | PREFORMED LINE PRODUCTS (AUST) | BBSA-080-F | Active | 1
2440477 | SUPPORT,ELEC EQUIP | Al, Single Fixed, for 50mm Dia Busbar | PLP | PREFORMED LINE PRODUCTS (AUST) | BBSA-050-F | Active | 1
2468064 | SUPPORT,ELEC EQUIP | Earthwire Support, Galv Steel, Welded Assy, Dwg N026-1486-02 Item 7 | ISM | ISM MANUFACTURING PTY LTD | ERGENE-N026-1486-02-07 | Active | 5
2474310 | SUPPORT,ELEC EQUIP | Busbar Support Assembly, Double, Fixed-Fixed, 100mm Busbar, 270x180x12mm, PCD 127, 18mm Holes | PLP | PREFORMED LINE PRODUCTS (AUST) | BBSA-100-FF | Active | 5
2490639 | CONNECTOR,COMPRESSION | Profile 6, Cu, Conductor 24-40mm2, Earth Rod 13mm Dia, Die Set DU1315 | ERICO | NVENT ERICO PRODUCTS AUSTRALIA P/L | GGC-2 | Active | 1
2490639 | CONNECTOR,COMPRESSION | Profile 6, Cu, Conductor 24-40mm2, Earth Rod 13mm Dia, Die Set DU1315 | ERICO | NVENT ERICO PRODUCTS AUSTRALIA P/L | GGC-2-MM | Active | 2
2490639 | CONNECTOR,COMPRESSION | Profile 6, Cu, Conductor 24-40mm2, Earth Rod 13mm Dia, Die Set DU1315 | PLP | PREFORMED LINE PRODUCTS (AUST) | CEC15035 | Active | 2
2490779 | SWITCHGEAR | RMU, 24kV, 630A, SafePlus VVFV, Non-extensible, Motorized, IAC: AFLR 20kA/1s, in IP54 Outdoor Enclosure S/Steel Gde 316 c/w CTs & VTs | ABBAUST | ABB AUSTRALIA PTY LTD | ERG-VVFV-BESS-24 | Active | 5
2473833 | ADAPTOR | Depth Limiter, 90mm OD, 44mm ID, 24mm W, Acetal Nylon, for Milwaukee 18V Multi-Tool & Multi-Tool Blade Only | PENTA | PENTA AUST (TMAC THEW & MCCANN/HYLEC) | PA21699 | Phasing | 1
2473833 | ADAPTOR | Depth Limiter, 90mm OD, 44mm ID, 24mm W, Acetal Nylon, for Milwaukee 18V Multi-Tool & Multi-Tool Blade Only | HYLEC | HYLEC ENERGY SOLUTIONS | DEPTHLIMITER9030 | Phasing | 2
2487221 | BLADE | Multi-Tool Blade, Conduit Depth 5mm, Yellow | AMPLITUD | AMPLITUDE PTY LTD (396777) | BIM-TIN-5 | Active | 1
2487254 | MESH,FIRE | Intumescent Fireproof Wrap, 0.9 x 15m Roll, for Wood Poles, for Bushfire Mitigation | TEN | THE ENERGY NETWORK (AUST) PTY LTD | FIREMESH | Active | 1
21270 | FUSE ELEMENT,ELECTRICAL | 500mA, Kyoritsu Insulation Tester Fuse, Fast Acting, 50KA, 600V, 6.3 x 32mm | FUSECO | FUSECO POWER SOLUTIONS PTY LTD | 70 094 63.0.500 | Active | 1
19381 | FUSE ELEMENT,ELECTRICAL | 400mA, HBC Fluke Multimeter Fuse, Ceramic | FUSECO | FUSECO POWER SOLUTIONS PTY LTD | FLU44/100 | Active | 1
2491009 | BAG,TOOL | Large Zipper, Black, c/w Compartments | AMPLITUD | AMPLITUDE PTY LTD (396777) | TKC3 | Active | 1
2407106 | PEG,SURVEY | Rural Locating, 1000 x 25 x 25mm, Painted Blue, EE Dwg 903987-01, (In Bdls.of 40) | ENDFOUND | ENDEAVOUR FOUNDATION | 25251000PB | Active | 1
2402965 | NUT,PLAIN,BARREL | Conical, Galv Steel, Type (St) Short Threaded c/w Disc & Plug, for Pole Reinstatement, Dwg PC16/307/4 & Dwg PC16/307/5 (P50) | HUNTENG | HUNT ENGINEERING & STAFF | TYPE6ST | Active | 1
2403399 | RECLOSER,AUTO | NU-LEC N36 c/w Ctrl Cub, 33kV, 3 Ph, 630A 12.5kA Cap SF6/Vacuum w/o ext VT 7m Ctrl Cable 185mm2 XLPE Pwr Cable DNP 3.0 Protocol Combined Data Cable N03-639 | NULEC | NU-LEC INDUSTRIES PTY LTD | N38ACRSF63812170C | Active | 5
2403240 | CABLE,POWER,ELECTRICAL | 0.6/1kV, 2C, 6mm2 Cu, PVC Insulated/ PVC Sheath, Black (7/1.04) (500m Drum) (MOQ 1000m) | OLEX | OLEX AUSTRALIA PTY LTD | DAHP11SB002CXHF | Active | 1
105064 | HOIST,MANUAL LEVER | Operated Serial, Web Strap, 2 Ton Nominal Capacity, Ratchet & Pawl Type, ETS RES09 Schedule 1, Item S2 | LITTLE-M | THE LITTLE MULE CO (MANUFACTURER) | 344B | Phasing | 1
2433563 | DRIVE UNIT,HYDRAULIC | Rotator, suit 1.5T Cable Drum Stand, 200kg Line Pull, Diesel Engine, ETS RSE11 | REDMOND | REDMOND GARY AUSTRALIA PTY LTD | 0701-071-0005 | Active | 5
2433571 | DRIVE UNIT,HYDRAULIC | Rotator, suit 1.5T Cable Drum Stand, 200kg Line Pull, Petrol Engine, ETS RSE11 | REDMOND | REDMOND GARY AUSTRALIA PTY LTD | 0701-071-0003 | Active | 5
2434389 | RELAY,PROTECTION | Feeder Management Directional/ Non-directional Overcurrent Earth Fault, SEF Relay, 12/11 I/O, 48 - 110VDC Power Supply, 1/5A CT, 415V VT with MODBUS | SCHNEIDR | SCHNEIDER PTY LTD (MANUFACTURER) | P142227B2M0439J | Active | 5
2439347 | ELECTRONIC,PHASING DEVICE | Wireless, 11 - 33kV c/w Insulated Probe Extensions for Metal-clad Switchgear & Magnefix Spouts, ETS RSE04 | PENTA | PENTA AUST (TMAC THEW & MCCANN/HYLEC) | PA21718 | Active | 1
2439347 | ELECTRONIC,PHASING DEVICE | Wireless, 11 - 33kV c/w Insulated Probe Extensions for Metal-clad Switchgear & Magnefix Spouts, ETS RSE04 | HYLEC | HYLEC ENERGY SOLUTIONS | HESIDKCTAG50101133 | Active | 2
2439347 | ELECTRONIC,PHASING DEVICE | Wireless, 11 - 33kV c/w Insulated Probe Extensions for Metal-clad Switchgear & Magnefix Spouts, ETS RSE04 | HYLEC | HYLEC ENERGY SOLUTIONS | HESIDKCTAG50101133ERGON | Active | 2
2451870 | ANTENNA | HPX, High Performance Parabolic Shielded Dual-polarized, Microwave Antenna, Grey, 1.8m/6ft, 5.925-6.425GHz, PDR70, Std White Radome c/w Flash, Std Pack, | COMMSINC | COMMSCOPE INC | HPX6-59-D1A - ANDREW | Active | 1
2452936 | CHARGER,BATTERY | Fully Duplicated, 100A Load, 16hrs Autonomy, 1600hrs Total Cap, 2 x 45U600D Racks c/w R=4+4 (8 x APR48-3G) & B=5+5 (40 x PWTC12F_150FR) ETS 2009/0475/T | POWERON | POWER ON AUSTRALIA PTY LTD | POA-ERG-0101 | Phasing | 1
2452936 | CHARGER,BATTERY | Fully Duplicated, 100A Load, 16hrs Autonomy, 1600hrs Total Cap, 2 x 45U600D Racks c/w R=4+4 (8 x APR48-3G) & B=5+5 (40 x PWTC12F_150FR) ETS 2009/0475/T | EATONELE | EATON ELECTRIC SYSTEMS PTY LTD | 61228414 & 120890 & 115425 | Phasing | 5
2491074 | PUMP | ZB120V, Ebsray Rotary Internal Gear Pump ZB120V-0002-P4 Pumpset, 650-1950 0.75kW, 4P, 240/1/50TEFC, CMG/MTC | EBSRAY | EBSRAY PUMPS AUSTRALIA | EBSPS-ZB120V-1003 | Active | 5
2407271 | PLATE,METAL | Strain Link, 160KN, Maintenance, ETS 11-09-01, EE Dwg ES000784-01 | TEN | THE ENERGY NETWORK (AUST) PTY LTD | MTL-160 | Active | 1
2407271 | PLATE,METAL | Strain Link, 160KN, Maintenance, ETS 11-09-01, EE Dwg ES000784-01 | PLP | PREFORMED LINE PRODUCTS (AUST) | TY140 | Active | 2
2407272 | CLEVIS | Ball, 160kN, ETS 11-09-01 | TEN | THE ENERGY NETWORK (AUST) PTY LTD | BC-160 | Active | 1
2407272 | CLEVIS | Ball, 160kN, ETS 11-09-01 | PLP | PREFORMED LINE PRODUCTS (AUST) | BC-160-3 | Active | 2
2407274 | LINK,TENSION | Sag Adjustable Link, 160kN, ETS 11-09-01 | PLP | PREFORMED LINE PRODUCTS (AUST) | CTSL-160-1 | Active | 1
2407274 | LINK,TENSION | Sag Adjustable Link, 160kN, ETS 11-09-01 | TEN | THE ENERGY NETWORK (AUST) PTY LTD | SL-160-566 | Active | 2
2407277 | WEIGHT,COUNTER | 100kg, ETS 11-09-01 | TEN | THE ENERGY NETWORK (AUST) PTY LTD | CW100-30321 | Active | 1
2407277 | WEIGHT,COUNTER | 100kg, ETS 11-09-01 | PLP | PREFORMED LINE PRODUCTS (AUST) | 100KG | Active | 2
2462430 | CONTROL,INTERFACE | Comms Module Base Board, Only for CL7 Controller | EATONELE | EATON ELECTRIC SYSTEMS PTY LTD | 57E0001X05G10 | Active | 1
2491967 | MODULE | Analogue Load Share Module | HEINZMNN | HEINZMANN AUSTRALIA PTY LTD | LMG-10-HZA | Active | 5
2491967 | MODULE | Analogue Load Share Module | HEINZMNN | HEINZMANN AUSTRALIA PTY LTD | 620-510 | Active | 1
2492080 | IMPELLER | Flexible Impeller Kit, for Milwaukee M18 Transfer Pump | MILWAUKE | MILWAUKEE POWER TOOLS | A016052001001 | Active | 5
20080 | HAT,SUN | Sun Protection, Wide Brim, 62cm, Size XL Soft Fabric, Cool Grey 5, Unbranded | BUNZL | BUNZL LIMITED | CH66-XL | Active | 2
20080 | HAT,SUN | Sun Protection, Wide Brim, 62cm, Size XL Soft Fabric, Cool Grey 5, Unbranded | ATOMSUPP | ATOM SUPPLY GROUP P/L | 31120010 | Active | 1
20077 | HAT,SUN | Sun Protection, Wide Brim, 56cm, Size S, Soft Fabric, Cool Grey 5, Unbranded | BUNZL | BUNZL LIMITED | CH66-S | Active | 2
20077 | HAT,SUN | Sun Protection, Wide Brim, 56cm, Size S, Soft Fabric, Cool Grey 5, Unbranded | ATOMSUPP | ATOM SUPPLY GROUP P/L | 31120007 | Active | 1
2488260 | ELECTROLYTE DRINK | Sqwincher Fast Pack, Assorted Flavours, Low Sodium, Gluten Free, Caffeine Free, 18ml Sachet, add water to make 180ml Serving, Pack of 10 | ATOMSUPP | ATOM SUPPLY GROUP P/L | 505432 | Active | 1
2488260 | ELECTROLYTE DRINK | Sqwincher Fast Pack, Assorted Flavours, Low Sodium, Gluten Free, Caffeine Free, 18ml Sachet, add water to make 180ml Serving, Pack of 10 | SQWINCH | THE SQWINCHER CORP (MANUFACTURER) | SQWPX003 | Active | 5
2488781 | CIRCUIT BREAKER | 72.5kV, 3150A, 40kA/3sec, Outdoor SF6 Dead Tank, 1 Pole Operated CB Unit c/w 4 Bushing Protn CTs & 2 Bushing Mtrg CTs 125VDC Aux & 230VAC Motor Supply, L4 | GE | GENERAL ELECTRIC COMPANY | DT1-72.5 F3 | Active | 5
2488815 | CIRCUIT BREAKER | 145kV, 3150A, 40kA/1sec, Outdoor SF6 Live Tank, 3 Pole Operated CB Unit c/w 32VDC Aux & 230VAC Motor Supply, L4 Pollution, 10546 item 81, GE GL312 F1 | GE | GENERAL ELECTRIC COMPANY | GL312 F1 | Active | 5
2488922 | CIRCUIT BREAKER | 145kV, 3150A, 40kA/1sec, Outdoor SF6 Live Tank, 1 Pole Operated CB Unit c/w 125VDC Aux & 125VDC Motor Supply | GE | GENERAL ELECTRIC COMPANY | GL312 F3 | Active | 5
2489011 | CIRCUIT BREAKER | 145kV, 3150A, 40kA/1sec, Outdoor SF6 Dead Tank, 1 Pole Operated CB Unit c/w 4 Bushing Protn CTs & 2 Bushing Mtrg CTs 110VDC Aux & 230VAC Motor Supply | GE | GENERAL ELECTRIC COMPANY | DT1-145 F3 | Active | 5
2477362 | MODULE | MD303 RTU CPU, 4 x SFP Ethernet, 8 x RS232/RS485 Cu Serial Ports, GPS Fitted (non-removable) | CGI | CGI TECHNOLOGIES & SOLUTIONS P/L | MD303CPU-CR | Active | 1
2477370 | MODULE | MD303 RTU CPU, 4 x SFP Ethernet, 8 x RS232/RS485 Fibre Optic Serial Ports, GPS Fitted (non-removable) | CGI | CGI TECHNOLOGIES & SOLUTIONS P/L | MD303CPU-FR | Active | 1
2477412 | MODULE | MD303, SFP, 850mm, 2km, 1000Base-SX | CGI | CGI TECHNOLOGIES & SOLUTIONS P/L | SFP-SX | Active | 1
2477420 | MODULE | MD303, SFP Transceiver, Cu 10/100/100Base-T | CGI | CGI TECHNOLOGIES & SOLUTIONS P/L | SFP-CE | Active | 1
30105 | RACK,CABLE | Straight Tray, 4m Lg, 300mm W, 65mm H, NEMA 12B Steel, Galv Steel | EZYSTRUT | EZYSTRUT CABLE & PIPE SUPPORTS | N1L3004H | Active | 1
30107 | RACK,CABLE | Straight Tray, 4m Lg, 600mm W, 65mm H, NEMA 12B Steel, Galv Steel | EZYSTRUT | EZYSTRUT CABLE & PIPE SUPPORTS | N1L6004H | Active | 1
30108 | RACK,CABLE | Straight Tray, 6m Lg, 150mm W, 65mm H, NEMA 12B Steel, Galv Steel | EZYSTRUT | EZYSTRUT CABLE & PIPE SUPPORTS | N1L1506H | Active | 1
30110 | RACK,CABLE | Straight Tray, 6m Lg, 450mm W, 65mm H, NEMA 12B Steel, Galv Steel | EZYSTRUT | EZYSTRUT CABLE & PIPE SUPPORTS | N1L4506H | Active | 1
30111 | RACK,CABLE | Straight Tray, 6m Lg, 600mm W, 65mm H, NEMA 12B Steel, Galv Steel | EZYSTRUT | EZYSTRUT CABLE & PIPE SUPPORTS | N1L6006H | Active | 1
30113 | CROSS,CABLE RACK | Tray, 300mm W, 60mm H, 300mm Rad, NEMA 12B Steel, Galv Steel | EZYSTRUT | EZYSTRUT CABLE & PIPE SUPPORTS | N1C3003H | Active | 1
30119 | BEND,CABLE RACK | Flat 90 Deg, 600mm W, 60mm H, 300mm Rad, NEMA 12B Steel, Galv Steel | EZYSTRUT | EZYSTRUT CABLE & PIPE SUPPORTS | N1B6003H | Active | 1
30125 | RISER,CABLE RACK,EXTERNAL CURVE | 90 Deg, 300mm W, 60mm H, 300mm Rad, NEMA 12B Steel, Galv Steel | EZYSTRUT | EZYSTRUT CABLE & PIPE SUPPORTS | N1ER3003H | Active | 1
30128 | RISER,CABLE RACK,INTERNAL CURVE | 90 Deg, 150mm W, 60mm H, 300mm Rad, NEMA 12B Steel, Galv Steel | EZYSTRUT | EZYSTRUT CABLE & PIPE SUPPORTS | N1IR1503H | Active | 1
30130 | RISER,CABLE RACK,INTERNAL CURVE | 90 Deg, 450mm W, 60mm H, 300mm Rad, NEMA 12B Steel, Galv Steel | EZYSTRUT | EZYSTRUT CABLE & PIPE SUPPORTS | N1IR4503H | Active | 1
30134 | REDUCER,CABLE RACK | Offset, Left Hand, 600 to 150mm W, 60mm H, NEMA 12B Steel, Galv Steel | EZYSTRUT | EZYSTRUT CABLE & PIPE SUPPORTS | N1LHR600150H | Active | 1
30161 | RACK,CABLE | ST3 Supatray, 3m Lg, 600mm W, 50mm H, Galvabond, ST3-600-GB | EZYSTRUT | EZYSTRUT CABLE & PIPE SUPPORTS | ET3600G | Active | 1
30163 | RACK,CABLE | ST3 Supatray, 3m Lg, 300mm W, 50mm H, Galv Steel, ST3-300-HG | EZYSTRUT | EZYSTRUT CABLE & PIPE SUPPORTS | ET3300H | Active | 1
30181 | BRACE,CORNER | ST5 T-X Bracket, 75mm H, Galv Steel, to Intersect/Change Cable Tray Direction by Creating a Tee or Cross Section | EZYSTRUT | EZYSTRUT CABLE & PIPE SUPPORTS | ET5TXH | Active | 1
2473171 | DISCONNECTOR,HIGH VOLTAGE | 36kV, 1600A, 31.5kA/3Sec, Manual Operation, EESS-10724-01 | PLP | PREFORMED LINE PRODUCTS (AUST) | A-A9442 | Active | 1
2490399 | CIRCUIT BREAKER SUBASSEMBLY | Full DC Buffer & Converter Kit, Plugable HV & LV Separate Earthing | WEBER | WEBER SOUTH PACIFIC PTY LTD | MF135243EQ01-K3 | Active | 1
2484913 | CIRCUIT BREAKER SUBASSEMBLY | Full DC Buffer & Converter Kit, Plugable HV & LV Common Earthing | WEBER | WEBER SOUTH PACIFIC PTY LTD | MF135243EQ01-K1 | Active | 1
25108 | LABEL | Sticker, "Yurika Metering - SAFETY FIRST! THE BREAKING OF SEALS IS AN OFFENCE", Self Adhesive Vinyl, 30mm, Black Text on Yellow B/Ground, 160gsm, | ARTCRAFT | ARTCRAFT PTY LTD (QLD) | 25108 | Active | 1
2428365 | SLEEVES,ELECTRICAL WORKERS | Live Line, Class 3, Natural Rubber, Extra Curve (pair), Sleeve Length Extra Large (XL) (750mm), Size 29.5 | BALMORAL | BALMORAL ENGINEERING PTY LTD | RIS3RYECXL | Phasing | 1
2428365 | SLEEVES,ELECTRICAL WORKERS | Live Line, Class 3, Natural Rubber, Extra Curve (pair), Sleeve Length Extra Large (XL) (750mm), Size 29.5 | SALISBRY | SALISBURY (MANUFACTURER) | D3-XL-RYEC | Phasing | 5
2428407 | SLEEVES,ELECTRICAL WORKERS | Live Line, Class 4, Natural Rubber, Extra Curve (pair), Sleeve Length Large (L) (725mm), Size 28.5 | BALMORAL | BALMORAL ENGINEERING PTY LTD | RIS4RYECL | Phasing | 1
2428407 | SLEEVES,ELECTRICAL WORKERS | Live Line, Class 4, Natural Rubber, Extra Curve (pair), Sleeve Length Large (L) (725mm), Size 28.5 | TEN | THE ENERGY NETWORK (AUST) PTY LTD | D4LRY-EC | Phasing | 1
2428407 | SLEEVES,ELECTRICAL WORKERS | Live Line, Class 4, Natural Rubber, Extra Curve (pair), Sleeve Length Large (L) (725mm), Size 28.5 | SALISBRY | SALISBURY (MANUFACTURER) | D4-L-RYEC | Phasing | 5
2478568 | SLEEVES,ELECTRICAL WORKERS | Live Line, Class 3, Rubber, Curved, Sleeve Length Extra Small (XS), 21", Red/Yellow, Complies with ASTM D1051 | BALMORAL | BALMORAL ENGINEERING PTY LTD | RIS3RYECXS-YT | Active | 1
2478568 | SLEEVES,ELECTRICAL WORKERS | Live Line, Class 3, Rubber, Curved, Sleeve Length Extra Small (XS), 21", Red/Yellow, Complies with ASTM D1051 | YOTSUGI | YOTSUGI CO. LTD | RIS3RYECXS-YT | Active | 5
2404226 | BUSHING ASSEMBLY,HV | 15/25kV, 200A, DeadBreak Bushing Insert, IEC Interface A, EPDM Rubber, suit Elastimold Bushing Well K1601PC-S1 | ELASMOLD | ELASTIMOLD (MANUFACTURER) | K1501A1 | Active | 1
24930 | GLOVES,ELECTRICAL WORKER'S | Electriflex Linesman, Class 2, 17kVAC, Size 8, Insulating Natural Rubber, Yellow/Black, Straight Cuff | TEN | THE ENERGY NETWORK (AUST) PTY LTD | NG216YB-8 | Active | 1
24934 | GLOVES,ELECTRICAL WORKER'S | Electriflex Linesman, Class 2, 17kVAC, Size 10, Insulating Natural Rubber, Yellow/Black, Straight Cuff | TEN | THE ENERGY NETWORK (AUST) PTY LTD | NG216YB-10 | Active | 1
24935 | GLOVES,ELECTRICAL WORKER'S | Electriflex Linesman, Class 2, 17kVAC, Size 10.5, Insulating Natural Rubber, Yellow/Black, Straight Cuff | TEN | THE ENERGY NETWORK (AUST) PTY LTD | NG216YB-10H | Active | 1
24801 | GLOVES,PROTECTIVE | Micro Foam Nitrile Grey Black, Band Size 10 XL Helio 101 Wirra | ATOMSUPP | ATOM SUPPLY GROUP P/L | 55040876 | Active | 1
24801 | GLOVES,PROTECTIVE | Micro Foam Nitrile Grey Black, Band Size 10 XL Helio 101 Wirra | ATG | ATG INTELLIGENT GLOVE SOLUTIONS | 34-274-10 | Active | 2
2491397 | STRAP,EARTH | Electroplated CU Strap, 450 x 38 x 6mm, 12mm bolt, Dwg 10015460 | ISM | ISM MANUFACTURING PTY LTD | ERGENE-10015460 | Active | 1
24792 | GLOVES,PROTECTIVE | MaxiDry GP, Size 7, Neoprene Non-Slip, Fully Coated Gauntlet, Shortcuff, for handling Chemicals like Solvents, Acids, Hydrocarbons, Oil, Grease, Organic | ATOMSUPP | ATOM SUPPLY GROUP P/L | 30001057 | Active | 1
24792 | GLOVES,PROTECTIVE | MaxiDry GP, Size 7, Neoprene Non-Slip, Fully Coated Gauntlet, Shortcuff, for handling Chemicals like Solvents, Acids, Hydrocarbons, Oil, Grease, Organic | ATG | ATG INTELLIGENT GLOVE SOLUTIONS | 56-426-7 | Active | 2
16141 | HAND CLEANER | Liquid Paste;250ml tube; water soluble; Non-aggressive Walnut scrubber with skin protection agent; | ATOMSUPP | ATOM SUPPLY GROUP P/L | 90120068 | Active | 1
16141 | HAND CLEANER | Liquid Paste;250ml tube; water soluble; Non-aggressive Walnut scrubber with skin protection agent; | BLKWOODJ | J BLACKWOOD & SONS LIMITED | 05178326/34981 | Active | 2
16141 | HAND CLEANER | Liquid Paste;250ml tube; water soluble; Non-aggressive Walnut scrubber with skin protection agent; | ALPHAFAS | ALPHA FIRST AID SUPPLIES | 500015 | Active | 2
16141 | HAND CLEANER | Liquid Paste;250ml tube; water soluble; Non-aggressive Walnut scrubber with skin protection agent; | ATOMSUPP | ATOM SUPPLY GROUP P/L | 30009743 GREVEN | Active | 2
25419 | ACCESSORY KIT,SPECTACLE | Bolle Rush Plus Safety Eyewear Kit c/w Strap & Gasket | ATOMSUPP | ATOM SUPPLY GROUP P/L | 180648 | Active | 1
25419 | ACCESSORY KIT,SPECTACLE | Bolle Rush Plus Safety Eyewear Kit c/w Strap & Gasket | BOLLE | BOLLE SAFETY | 1662320 | Active | 5
25419 | ACCESSORY KIT,SPECTACLE | Bolle Rush Plus Safety Eyewear Kit c/w Strap & Gasket | PROTECTA | PROTECTA-VISION AUSTRALIA | 1662320 | Active | 2
22521 | ELECTROLYTE POWDER | Beverage Mix, Orange, Low Joule, Low Sodium, Caffeine Free, Sugar Free, for Diabetics & Low Carb Consumers, 3g Sachet to be mixed into 600ml water(P10) | ATOMSUPP | ATOM SUPPLY GROUP P/L | 306927 | Active | 1
24783 | GLOVES,PROTECTIVE | MaxiCut 5 Ultra, Size 9, Micro-Foam Nitrile Coated, Cut & Punture Resistant | ATOMSUPP | ATOM SUPPLY GROUP P/L | 30000270 | Active | 1
24783 | GLOVES,PROTECTIVE | MaxiCut 5 Ultra, Size 9, Micro-Foam Nitrile Coated, Cut & Punture Resistant | ATG | ATG INTELLIGENT GLOVE SOLUTIONS | 44-3745 09 | Active | 2
2452449 | GLOVES,HEAT PROTECTIVE | Vantage, Heat Retardant, Size 10, Plaited, DuPont Kevlar & Ploy/Cotton, Knitwrist, suitable for Hot Work Environments | ANSELL | ANSELL LTD | 70-761/SIZE 10 | Active | 2
2452449 | GLOVES,HEAT PROTECTIVE | Vantage, Heat Retardant, Size 10, Plaited, DuPont Kevlar & Ploy/Cotton, Knitwrist, suitable for Hot Work Environments | ATOMSUPP | ATOM SUPPLY GROUP P/L | 131428 | Active | 1
2452449 | GLOVES,HEAT PROTECTIVE | Vantage, Heat Retardant, Size 10, Plaited, DuPont Kevlar & Ploy/Cotton, Knitwrist, suitable for Hot Work Environments | ALLENS | ALLENS INDUSTRIAL PRODUCTS | AN70761/10 | Active | 2
2403699 | PAINT,FLUORESCENT | Enamel Fluorescent Orange Gloss, 350g Spraypak Can (P12) | ATOMSUPP | ATOM SUPPLY GROUP P/L | 90880031 | Active | 1
2403699 | PAINT,FLUORESCENT | Enamel Fluorescent Orange Gloss, 350g Spraypak Can (P12) | BLKWOODJ | J BLACKWOOD & SONS LIMITED | 808146 | Active | 2
1978123 | TAPE,INSULATION,ELECTRICAL | Blue, No 35 (scm) | 3MAUST | 3M AUSTRALIA PTY LTD | MMM35BLUE | Active | 2
1978123 | TAPE,INSULATION,ELECTRICAL | Blue, No 35 (scm) | ATOMSUPP | ATOM SUPPLY GROUP P/L | 236537 | Active | 1
105056 | SHADE BRIM,SAFETY HELMET | Hard Hat Brim with Shade & Neck Protection, Elastic Inner Rim for perfect fit, Elastic Straps | ATOMSUPP | ATOM SUPPLY GROUP P/L | 40029798 | Active | 1
105056 | SHADE BRIM,SAFETY HELMET | Hard Hat Brim with Shade & Neck Protection, Elastic Inner Rim for perfect fit, Elastic Straps | ATOMSUPP | ATOM SUPPLY GROUP P/L | 406946 | Active | 2
105056 | SHADE BRIM,SAFETY HELMET | Hard Hat Brim with Shade & Neck Protection, Elastic Inner Rim for perfect fit, Elastic Straps | ATOMSUPP | ATOM SUPPLY GROUP P/L | 12640 | Active | 2
105056 | SHADE BRIM,SAFETY HELMET | Hard Hat Brim with Shade & Neck Protection, Elastic Inner Rim for perfect fit, Elastic Straps | ATOMSUPP | ATOM SUPPLY GROUP P/L | FRSNAPBRMWG1002 | Active | 2
2487056 | TELEMETRY SYSTEM | Ceragon, 8GHz 311MHz TR Separation, OCB Assy, Block B, Channel 04, HIGH | CERAGON | CERAGON LTD | 15OCB8-311B-04-H | Active | 1
2487148 | TELEMETRY SYSTEM | Ceragon, 8GHz, OCB Filter Set, 1 x Tx, 2 x Rx, Channel 07, LOW | CERAGON | CERAGON LTD | 15F8-7910.775N | Active | 1
2489706 | CONVERTER,DC TO DC | 48/32V, Helios – DC/DC Convertor | ICS | ICS INDUSTRIES PTY LTD (ENERSYS) | BAP419-48-32EH-T6203 | Active | 1
2477438 | MODULE | MD303, SFP, 1310mm, 2km, 100Base-FX | CGI | CGI TECHNOLOGIES & SOLUTIONS P/L | SFP-FE | Active | 1
2477461 | MODULE | MD300io-r CPU Processor Module, Copper Ethernet 4 x Serial 0 RIO | CGI | CGI TECHNOLOGIES & SOLUTIONS P/L | PM302-CE4S | Active | 1
2477479 | MODULE | MD300io-r Communications Modual | CGI | CGI TECHNOLOGIES & SOLUTIONS P/L | CM301 | Active | 1
2477487 | MODULE | MD300io Digital Input Module, 16 Channels, Min 36.4V Activation | CGI | CGI TECHNOLOGIES & SOLUTIONS P/L | DIM302-36.4 | Active | 1
2477495 | MODULE | MD300io Digital Input Module, 16 Channels, Min 9.0V Activation | CGI | CGI TECHNOLOGIES & SOLUTIONS P/L | DIM302-9.0 | Active | 1
2490704 | LABEL | Terminal Marker, 10 Section Horizontal, Numbers 11-20, suits Phoenix PT6-T (10mm Terminal) (P10) | PHOENIX | PHOENIX CONTACT PTY LTD | 4017918785468 | Active | 1
2480168 | SWITCHBOARD,POWER | LV Indoor, 1500(500)kVA, ACB Std, Sentron 3WL, ETU45B, AFPS VAMP 221, 3200A TX ACB 65kA/1Sec, 4 x 630A SF, Mob Gen Conn & 3200A ACB, Metal Encl, | WEBER | WEBER SOUTH PACIFIC PTY LTD | MF135243-EQ07 | Active | 1
2480259 | SWITCHBOARD,POWER | LV Indoor, TX Isolator, 1500(750)kVA, ACB Upgde, Sentron 3WL, ETU76B c/w COM35 Module, AFPS VAMP 221, 3200A TX ACB 65kA/1Sec, Mob Gen Conn, Direct Busbar | WEBER | WEBER SOUTH PACIFIC PTY LTD | MF001243-EQ06 | Active | 1
2488567 | TOOL,APPLICATION | Podger Tool, c/w Sunrise Fitting, suits Live Live Hand Sticks | AMPLITUD | AMPLITUDE PTY LTD (396777) | LLPODTTCS | Active | 1
2488062 | RELAY,PROTECTION | FW R313-V2, Low Z DIFF, 48-125VDC PWR, 110VDC Logic 24/24 I/O, 5A CT, 9U Case, DNP3 100Base-FX MM LC ENET | SEL | SCHWEITZER ENGINEERING LAB PTY LTD | 0487B1X4X52XC2XDH9DDDXX | Active | 5
2488310 | COIL,ELECTRICAL | CB Tripping & Closing Coil, suit GE F35-145kV GIS | GE | GENERAL ELECTRIC COMPANY | 49.102.110-XX | Active | 5
2488344 | GAUGE | SF6 Gas Densimeter, suit GE F35-145kV GIS | GE | GENERAL ELECTRIC COMPANY | 47.239.910-01 | Active | 5
2488351 | DISK,RUPTURE | Overpressure Rupture Disk, suit GE F35-145kV GIS | GE | GENERAL ELECTRIC COMPANY | 47.239.110-01 | Active | 5
2488369 | GASKET SET | suit GE F35-145kV GIS | GE | GENERAL ELECTRIC COMPANY | 47.239.550-01 | Active | 5
2488377 | GREASE | Fomblin, Lubrication Grease, Tube, suit GE F35-145kV GIS | GE | GENERAL ELECTRIC COMPANY | 42.600.630-01 | Active | 5
2488385 | GREASE | Bi-Sulphide Grease MOS2, suit GE F35-145kV GIS | GE | GENERAL ELECTRIC COMPANY | 42.600.629-01 | Active | 5
2488393 | GREASE | Silicone Grease, 0.1kg Pack, suit GE F35-145kV GIS | GE | GENERAL ELECTRIC COMPANY | 42.600.631-01 | Active | 5
2478576 | SLEEVES,ELECTRICAL WORKERS | Live Line, Class 4, Rubber, Curved, Sleeve Length Extra Small (XS), 21", Red/Yellow, Complies with ASTM D1051 | BALMORAL | BALMORAL ENGINEERING PTY LTD | RIS4RYECXS-YT | Active | 1
2478576 | SLEEVES,ELECTRICAL WORKERS | Live Line, Class 4, Rubber, Curved, Sleeve Length Extra Small (XS), 21", Red/Yellow, Complies with ASTM D1051 | YOTSUGI | YOTSUGI CO. LTD | RIS4RYECXS-YT | Active | 5
2468296 | TOOL,APPLICATION | Hot Stick Attachment Tool, for Rechargeable Battery for FuseSaver Comms Module | SIEMENS | SIEMENS LTD | 3AX1350-1G | Active | 1
2403010 | POLE,PUBLIC LIGHTING,METAL | Major Road, 10.0m, Slip Base Mounted, Galv, EQTS 05-02-01, Dwg 05-02-03 (scm) | GMPOLES | GM POLES PTY LTD | SBM-10-S | Active | 1
2403010 | POLE,PUBLIC LIGHTING,METAL | Major Road, 10.0m, Slip Base Mounted, Galv, EQTS 05-02-01, Dwg 05-02-03 (scm) | INGAL | INGAL EPS | I13217-86 | Active | 2
2403010 | POLE,PUBLIC LIGHTING,METAL | Major Road, 10.0m, Slip Base Mounted, Galv, EQTS 05-02-01, Dwg 05-02-03 (scm) | IUPOLE | INTERNATIONAL UTILITY POLES PTY LTD | EX-13217 | Active | 2
2403402 | LUBRICATING OIL,GENERAL PURPOSE | General Purpose, Chain Saw Lubricating Bar 20L Drum | BLKWOODJ | J BLACKWOOD & SONS LIMITED | 5503927 | Active | 1
2403178 | BRAID,WIRE | Flat, Cu, 300mm Lg, 300A Rated c/w Solid Terminals, 12mm Bolt Connection, for Earthing Strap | CABAC | CABAC (MANUFACTURER) | CAB300A-300M12 | Active | 1
2403485 | ARRESTER,ELECTRICAL SURGE | 2.5kA Min, Gapless Zn-Oxide, Non-Porcelain, for 250/433V Systems c/w Insulated Terminals & Min 16mm2 Cu Leads, AS 1307.2 | AKPOWER | AK POWER SOLUTIONS PTY LTD | LN51ZZ | Active | 1
2488435 | DRILL,TWIST | Milwaukee Red Helix, Titanium, Hex Drill Bit, 2mm (P2) | C&LTOOL | C&L TOOL CENTRE | MILWA48894803 | Active | 1
2488435 | DRILL,TWIST | Milwaukee Red Helix, Titanium, Hex Drill Bit, 2mm (P2) | MILWAUKE | MILWAUKEE POWER TOOLS | 48894803 | Active | 5
2489904 | ANTENNA | 5G LTE Collinear Antenna, Black, 7.5dBi, 698-3800MHz, 1160mm Lg, 5m RG58/SMA(M) | RFIND | RF INDUSTRIES PTY LTD | CD8197-B | Active | 5
2489912 | ANTENNA | LTE LPDA Directional Antenna, Enclosed, 11dBi, 698-4000MHz, 0.3m RG141/N(F) | RFIND | RF INDUSTRIES PTY LTD | P-DAS6940-LPDA-NF | Active | 1
2489912 | ANTENNA | LTE LPDA Directional Antenna, Enclosed, 11dBi, 698-4000MHz, 0.3m RG141/N(F) | RFIND | RF INDUSTRIES PTY LTD | LPDA7040-11-0.3NF | Active | 5
2491769 | ACCESSORY KIT,ELEC EQUIP | DV-Power CAT-P Coil Control Module c/w Control Cable & Supply Cable w/Banana Plugs, Test Probes w/Grip Jaws | PTE | PACIFIC TEST EQUIPMENT PTY LTD | COCON-MOD-00 | Active | 1
2466993 | SHEATH,LINEMAN'S KNIFE | Webbing, Custom Sheath Pouch, suit Raychem Cable Jointer Lineman's Knife | BALMORAL | BALMORAL ENGINEERING PTY LTD | 26045 | Active | 1
2428134 | GLOVES,LIVE LINE ELECTRICAL WORKERS | Class 3, Natural Rubber, Black Straight Cuff, Size 10 (pair) Glove Length, 16 inch (400mm) | BALMORAL | BALMORAL ENGINEERING PTY LTD | RIG316YBS10 | Active | 1
2428134 | GLOVES,LIVE LINE ELECTRICAL WORKERS | Class 3, Natural Rubber, Black Straight Cuff, Size 10 (pair) Glove Length, 16 inch (400mm) | ANSELL | ANSELL LTD | RIG316YBS10 | Active | 2
2428134 | GLOVES,LIVE LINE ELECTRICAL WORKERS | Class 3, Natural Rubber, Black Straight Cuff, Size 10 (pair) Glove Length, 16 inch (400mm) | SALISBRY | SALISBURY (MANUFACTURER) | E316YB/10 | Active | 5
1837496 | GLOVE SHELLS,ELECTRICAL WORKERS | Outer Protector, Class 0 & 00, Size 9, Insulating | TEN | THE ENERGY NETWORK (AUST) PTY LTD | KLP-LV-9 | Active | 2
1837496 | GLOVE SHELLS,ELECTRICAL WORKERS | Outer Protector, Class 0 & 00, Size 9, Insulating | BALMORAL | BALMORAL ENGINEERING PTY LTD | OUTLVGS9 | Active | 1
1837496 | GLOVE SHELLS,ELECTRICAL WORKERS | Outer Protector, Class 0 & 00, Size 9, Insulating | ANSELL | ANSELL LTD | OUTLVGS9 | Active | 2
1837496 | GLOVE SHELLS,ELECTRICAL WORKERS | Outer Protector, Class 0 & 00, Size 9, Insulating | SILGLEN | SILGLEN SERVICES PTY LTD | 0019/90 | Active | 2
2452613 | STRAP,RETAINING | Pole Strap, 2.0m Lg c/w Length Adjuster & Double Action Alloy Snap Hook Each End, RSE01 | HGHTDYNM | HEIGHT DYNAMICS | E613B0201717 | Active | 1
2452613 | STRAP,RETAINING | Pole Strap, 2.0m Lg c/w Length Adjuster & Double Action Alloy Snap Hook Each End, RSE01 | CAPITAL | CAPITAL SAFETY | SA E613B0205656E | Active | 2
2452613 | STRAP,RETAINING | Pole Strap, 2.0m Lg c/w Length Adjuster & Double Action Alloy Snap Hook Each End, RSE01 | LRI | LIFE AND RESCUE INTERNATIONAL | 101334 | Active | 2
2425205 | BAG,KIT | Small, for Transformer Access Kit, ETS RSE01 | LRI | LIFE AND RESCUE INTERNATIONAL | 101139 | Phasing | 2
2425205 | BAG,KIT | Small, for Transformer Access Kit, ETS RSE01 | HGHTDYNM | HEIGHT DYNAMICS | SALA 19000000 | Phasing | 2
2425205 | BAG,KIT | Small, for Transformer Access Kit, ETS RSE01 | HGHTDYNM | HEIGHT DYNAMICS | 1900-0000 | Phasing | 1
2417582 | BAG,KIT | Duffel Bag, for Storage of Work on Roof Kit Items | HGHTDYNM | HEIGHT DYNAMICS | KOKODA LG | Active | 1
2417590 | HELMET,SAFETY | KASK Zenith X, 52 to 63cm Universal Adjustable, White Helmet, Colour-Coded Fastener, HD PPL Ext Shell, HD EPS Inter Shell, PA Nylon Headband, HD Crown | KASK | KASK AUSTRALIA PTY LTD | WHE00089-201 | Active | 5
2417590 | HELMET,SAFETY | KASK Zenith X, 52 to 63cm Universal Adjustable, White Helmet, Colour-Coded Fastener, HD PPL Ext Shell, HD EPS Inter Shell, PA Nylon Headband, HD Crown | HGHTDYNM | HEIGHT DYNAMICS | KZNPRO | Active | 1
2417590 | HELMET,SAFETY | KASK Zenith X, 52 to 63cm Universal Adjustable, White Helmet, Colour-Coded Fastener, HD PPL Ext Shell, HD EPS Inter Shell, PA Nylon Headband, HD Crown | HGHTDYNM | HEIGHT DYNAMICS | HD KZNPRO | Active | 2
1313049 | WIRE,ELECTRICAL | Conductor, Bare, HDBCC, 19/2.14 (70mm2), 250m Wood Drum, JTS 03-03-01 | MIDLAND | MIDLAND METALS OVERSEAS PTE LTD | MMO-HDBCC 19/2.14 | Active | 1
1313049 | WIRE,ELECTRICAL | Conductor, Bare, HDBCC, 19/2.14 (70mm2), 250m Wood Drum, JTS 03-03-01 | OLEX | OLEX AUSTRALIA PTY LTD | ACUT20SB001AAAA | Active | 2
2490985 | MARKER,WARNING | Lightweight Orange Vinyl Marker, for use on 66kV or above, 30cm2, c/w Green Reflector & Universal SnapClamp, Used to Increase Visibility of HV Lines, For | BALMORAL | BALMORAL ENGINEERING PTY LTD | WM-CS-E-1J-O | Active | 1
104766 | CABLE,FIBRE OPTIC | U/Ground, Dry Core, 12 Fibres, SMOF, c/w Termite Protection (4000m Drum) | OLEX | OLEX AUSTRALIA PTY LTD | FIB12S/ML/TPENYLON | Phasing | 2
104766 | CABLE,FIBRE OPTIC | U/Ground, Dry Core, 12 Fibres, SMOF, c/w Termite Protection (4000m Drum) | CORNCBLE | CORNING CABLE SYSTEMS | 12XSMF 652.B | Phasing | 1
2490795 | PORTABLE EARTHING DEVICE | 3 Ph Ganged Earth, Hazemeyer RMU Ganged, 14.4kA/0.5sec | AMPLITUD | AMPLITUDE PTY LTD (396777) | EQ3PGANGED | Active | 1
2490795 | PORTABLE EARTHING DEVICE | 3 Ph Ganged Earth, Hazemeyer RMU Ganged, 14.4kA/0.5sec | EATONELE | EATON ELECTRIC SYSTEMS PTY LTD | EQ3PGANGED | Active | 5
2405062 | INSULATION SLEEVING,ELECTRICAL | Heat Shrink Tubing, 38/19mm, 50m Roll, Red, Thin Wall | TECONN | TE CONNECTIVITY LTD | HS-RD-40/20-SP | Active | 1
2405062 | INSULATION SLEEVING,ELECTRICAL | Heat Shrink Tubing, 38/19mm, 50m Roll, Red, Thin Wall | LEGEND | LEGEND POWER SYSTEMS | XLP10RD/4FT | Active | 2
2405062 | INSULATION SLEEVING,ELECTRICAL | Heat Shrink Tubing, 38/19mm, 50m Roll, Red, Thin Wall | GILBERT | GILBERT LODGE AUSTRALIA PTY LTD | RAYHS38RD-R50 | Active | 2
2491991 | BAG | Transformer Transport Bunding Bag, 5.8 x 5.8m, Plastic c/w Grommets | STRATEX | STRATEX PTY LTD | TBK228X2 | Active | 1
2492403 | DAMPER,VIBRATION,TRANSMISSION LINE | Stockbridge Type, Clamp Size 15.5-20.0mm | PLP | PREFORMED LINE PRODUCTS (AUST) | VSD-2020 | Active | 1
2403739 | PLATE,METAL | Rectangular, Galv Steel, 100 x 95 x 5, with 17mm Dia Hole, Used for Pole Reinstatement, Dwg PC16/307/3 (P50) | HUNTENG | HUNT ENGINEERING & STAFF | PB33 | Active | 1
2403483 | SOLDER,LEAD-TIN ALLOY | 50/50, 300mm, 0.25kg Sticks, Conductor Basting & General Usage Paper/Lead Repair, Spec 273 AS1834 | IDEALELE | IDEAL ELECTRICAL SUPPLIERS | SOLDER 50/50 | Active | 1
2403718 | OUTREACH ARM | Major Road, 1.5m Single, Galv Steel, MA5, EQTS 05-02-01, Dwg 05-02-07 (scm) | IUPOLE | INTERNATIONAL UTILITY POLES PTY LTD | EX-5734 | Active | 2
2403718 | OUTREACH ARM | Major Road, 1.5m Single, Galv Steel, MA5, EQTS 05-02-01, Dwg 05-02-07 (scm) | INGAL | INGAL EPS | XORMS15 | Active | 2
2403718 | OUTREACH ARM | Major Road, 1.5m Single, Galv Steel, MA5, EQTS 05-02-01, Dwg 05-02-07 (scm) | GMPOLES | GM POLES PTY LTD | OC C15S | Active | 1
2403886 | SADDLE | Galv, Double Sided, 63mm, AS 2052 (P10) | CLIPSAL | CLIPSAL (BY SCHNEIDER ELECTRIC) | CLI 178/63 | Active | 5
2403759 | CYLINDER,LOCK | 201 Night Latch, Keyed to T87, T87 Stamped Adj to Keyway (Reg # 158338) without Keys | LARSENJ | J LARSEN PTY LTD | OZ4/201/CYL/ERG2 | Active | 1
2403904 | COUPLING,ELECTRICAL CONDUIT | PVC, 80mm LD, Electrical Orange, Socket x Socket, ASNZS 2053.2 | HAYMANS | HAYMANS ELECTRICAL | FABL24280 | Active | 1
2404188 | PIN,INSULATOR | M20, C/400/7 x 135mm, ETS 01-01-01 Typical Dwg 01-06-02 (P10) | GREGSF | GREG SEWELL FORGINGS PTY LTD | 2404188 | Active | 1
2403550 | TERMINAL,LUG | Compression, Al, 35mm2, M12 Bolt Hole, Hex Die A/F 17.3mm, ABC Al Insulated, suit 35mm2 Stranded Al Cable Prefilled Join Compound (for at service end) (P10) | SICAME | SICAME AUSTRALIA PTY LTD | CPTAU35P13 | Active | 1
2403725 | OUTREACH ARM | Minor Road, 1.5m Double, 5 Deg Upcast, Galv Steel, EQTS 05-02-01, Dwg 05-02-14 (scm) | INGAL | INGAL EPS | GEX05727 | Active | 2
2403725 | OUTREACH ARM | Minor Road, 1.5m Double, 5 Deg Upcast, Galv Steel, EQTS 05-02-01, Dwg 05-02-14 (scm) | GMPOLES | GM POLES PTY LTD | OC A15D | Active | 1
2403725 | OUTREACH ARM | Minor Road, 1.5m Double, 5 Deg Upcast, Galv Steel, EQTS 05-02-01, Dwg 05-02-14 (scm) | IUPOLE | INTERNATIONAL UTILITY POLES PTY LTD | EX-5727 | Active | 2
2403834 | BRACKET,INSULATOR | Type C, Pole Top Bracket, Galv, 66kV | BIGGENGI | BIGGENDEN ENGINEERING WORKS | EM2403834 | Active | 1
2404191 | PIN,INSULATOR | M20, C/310/11 x 50mm, FN Dwg G-141 A4 | WESTRAY | WESTRAY ENGINEERING PTY LTD | 793101150 | Active | 1
2404140 | FUSE,CARTRIDGE | 24kV, HRC RMU Full Range Type, 5A, Barrel 565mm Lg 50.8mm Dia, incl End Caps 44mm Lg 50.8mm Dia, with Striker Pin, to DIN Standard 43625 (P3) | COOPER | COOPER ELECTRICAL AUSTRALIA PTY LTD | 24FDIHA5 | Active | 1
2489417 | LOUVRE,LIGHT | StreetLED3, for Reduced Road Reserve Width, suits StreetLED MkIII | SYLVANIA | SYLVANIA SCHREDER | JLC00006 | Active | 1
2490019 | CIRCUIT BREAKER | MCB C60H-DC, 25A, 2 Pole, 500V DC, C-Curve | SCHNEIDR | SCHNEIDER PTY LTD (MANUFACTURER) | SCH-A9N61533 | Active | 1
2490027 | CIRCUIT BREAKER | MCB C60H-DC, 32A, 2 Pole, 500V DC, C-Curve | SCHNEIDR | SCHNEIDER PTY LTD (MANUFACTURER) | SCH-A9N61535 | Active | 1
2490043 | CIRCUIT BREAKER | MCB C60H-DC, 50A, 2 Pole, 500V DC, C-Curve | SCHNEIDR | SCHNEIDER PTY LTD (MANUFACTURER) | SCH-A9N61538 | Active | 1
25019 | CABLE ASSY,RADIO FREQUENCY | Type 4S Master-Slave, 600V, Black Cat5e, 3 x RJ45, 65 x 70 x 1450mm Lg Y-Cable, for Modem to Interface, Moulded Black RJ45 to M/Slave Meter & Grey RJ45 Term | EPICSER | EPIC SERVICES LTD | LSZH600Y26-101TX | Active | 5
25078 | CABLE ASSY,RADIO FREQUENCY | Crossover Cable, 600V, Green Cat5, 150mm Lg Y-Cable, RJ45 & RS232 Connectors for Modem & Smart Hub Ports | EPICSER | EPIC SERVICES LTD | GREEN CAT5 SC25078 | Active | 1
2437036 | CABLE ASSY,RADIO FREQUENCY | RS232 P8, 600mm Lg, DNP Connection between Nulec Recloser & Cybertec Modem, EE Dwg 974851-01 | MADISON | MADISON TECHNOLOGIES PTY LTD | C CBL-25FST9MST-0060 | Active | 1
2437044 | CABLE ASSY,RADIO FREQUENCY | RS232 P9, 1m Lg, WSOS Connection between Nulec Recloser & Cybertec Modem, EE Dwg 974851-01 | MADISON | MADISON TECHNOLOGIES PTY LTD | C CBL-25MRA9FST-0100 | Active | 1
2438349 | CABLE ASSY,RADIO FREQUENCY | Type 9006, 0.5m Lg, N Plug to SMA Plug, Pre-made Coaxial Cable | RFIND | RF INDUSTRIES PTY LTD | 92-07N-0.5 | Active | 1
2438356 | CABLE ASSY,RADIO FREQUENCY | Type CNT400, 3m Lg, N Plug to N Plug, Pre-made Coaxial Cable | RFIND | RF INDUSTRIES PTY LTD | 92-09D-3 | Active | 1
2443851 | CABLE ASSY,RADIO FREQUENCY | Comms, 5m Lg, D37M to 2 Cable x 4 Symmetrical Quads, Shielded 120 Ohm Stub suit Alcatel 1662 A21E1 T1/2/3 | ANIXTER | ANIXTER INC (MANUFACTURER) | 5M-D37M-LEAD | Active | 1
2443869 | CABLE ASSY,RADIO FREQUENCY | Comms, 15m Lg, D37M to 2 Cable x 4 Symmetrical Quads, Shielded 120 Ohm Stub suit Alcatel 1662 A21E1 T1/2/3 | ANIXTER | ANIXTER INC (MANUFACTURER) | 15M-D37M-LEAD | Active | 1
24724 | LANTERN,ELECTRIC | Milwaukee, 12V Portable LED, 180 - 360 Deg of Light, 4 Light Settings c/w S/Steel Hooks | C&LTOOL | C&L TOOL CENTRE | MILWTM12LL-0 | Active | 1
24724 | LANTERN,ELECTRIC | Milwaukee, 12V Portable LED, 180 - 360 Deg of Light, 4 Light Settings c/w S/Steel Hooks | MILWAUKE | MILWAUKEE POWER TOOLS | M12LL-0 | Active | 5
3380 | MODULE | ADVC2/3 Input & Output Expander (IOEX), for Schneider Reclosers N15, N27, N38, E27, E38 & RL Series LBS | SCHNEIDR | SCHNEIDER PTY LTD (MANUFACTURER) | 998002070 | Active | 1
3381 | MODULE | ADVC2/3 Fast Trip Input Module (FTIM), for Schneider Reclosers N15, N27, N38, E27, E38 & RL Series LBS | SCHNEIDR | SCHNEIDER PTY LTD (MANUFACTURER) | 998002055 | Active | 1
3838 | MODULE | I/O Board, for SFU-K 103...503 Transmitter Control, ETS 2011/0363/T 12f-SFU | LANDIS | LANDIS GYR (AUST) PTY LTD | 170.195.00000 | Active | 1
3839 | MODULE | Power Module c/w Operating Panel, for SFU-K 203 Transmitter Control, ETS 2011/0363/T 12g-SFU | LANDIS | LANDIS GYR (AUST) PTY LTD | 107.200.00203 | Active | 1
3840 | MODULE | Power Module c/w Operating Panel, for SFU-K 303 Transmitter Control, ETS 2011/0363/T 12h-SFU | LANDIS | LANDIS GYR (AUST) PTY LTD | 107.200.00303 | Active | 1
3842 | MODULE | Power Module c/w Operating Panel, for SFU-K 503 Transmitter Control, ETS 2011/0363/T 12j-SFU | LANDIS | LANDIS GYR (AUST) PTY LTD | 107.200.00503 | Active | 1
3849 | MODULE | CPU Board, for FQD 4.4, 6.4, 7.4 & SFU-K 103/203/503 Transmitter Contol, ETS 2011/0363/T 12a-FQD | LANDIS | LANDIS GYR (AUST) PTY LTD | 316.901.01000 | Active | 1
3851 | MODULE | PIF Board, for FQD 6.4, 7.4 & SFU-K 503 Transmitter Control, ETS 2011/0363/T 12c-FQD | LANDIS | LANDIS GYR (AUST) PTY LTD | 172.670.698 | Active | 1
3852 | MODULE | Power Module c/w CPU, Profibus & Firmaware, suit FQD4 Transmitter Control, ETS 2011/0363/T 12d-FQD | LANDIS | LANDIS GYR (AUST) PTY LTD | 6000.000.00299 | Active | 1
2411593 | PLIERS,SLIP JOINT | 310mm, Multigrip, for use in Insulated Tool Kit | PENTA | PENTA AUST (TMAC THEW & MCCANN/HYLEC) | PA23231 | Active | 1
2411593 | PLIERS,SLIP JOINT | 310mm, Multigrip, for use in Insulated Tool Kit | HYLEC | HYLEC ENERGY SOLUTIONS | MS8-310 | Active | 2
2411593 | PLIERS,SLIP JOINT | 310mm, Multigrip, for use in Insulated Tool Kit | TEN | THE ENERGY NETWORK (AUST) PTY LTD | D301-310 | Active | 2
2432904 | RELAY,PROTECTION | Frequency Load Shedding, 40 - 300V DC | RMSPROD | RMS PRODUCTS (RELAY MONITORING SYSTEMS) | 2H34 UMATRIX-S 2H34-S-BDD | Active | 5
2451912 | ANTENNA | HPX, High Performance Parabolic Shielded Dual-polarized, Microwave Antenna, Grey, 3.0m/10ft, 6.425-7.125GHz, PDR70, Std White Radome c/w Flash, Std Pack, | COMMSINC | COMMSCOPE INC | HPX10-65-D1A - ANDREW | Active | 1
2491793 | BRUSH,WIRE,SCRATCH | Replacement, Madi DogBone Brush Pads | TEN | THE ENERGY NETWORK (AUST) PTY LTD | LWB-1 | Active | 1
2491819 | CHASSIS,ELEC | Module Chassis, 19" Rack-Mount, Conformal Coat, Node License 505120XX4, c/w SEL5051 Network Mgt System Client Software, for SEL ICON | SEL | SCHWEITZER ENGINEERING LAB PTY LTD | 8001-01C & 505120XX4 | Active | 1
2491942 | RELAY,PROTECTION | Bus Diff, 3Ph, 10-40% Set, 30TE Size 6, 2 Out, Hand Reset, 5A CT Rating (5A variant), c/w Resistors | CSEUNI | CSE UNISERVE PTY LTD | MCAG34VCBC0047A | Active | 5
2492064 | FUSE,CARTRIDGE | Ferrule, 38mm Lg, 10mm Dia Cap, 10A 240V AC 16.5 kA Rated Breaking Capacity, Type SK gG, AS 60269.3 | REXEL | REXEL AUSTRALIA | LEG13310 | Active | 1
2433704 | PARTS KIT,TERMINAL JUNCTION | Fixed Base Pole Kit, 3 Ph c/w 20A Fuse & Holder, M8 x 4mm2 Lug, 16mm2 Lug, 2 Terminal Blocks, for Slip Base Street Light Pole (scm) | MMELEC | MM ELECTRICAL MERCHANDISING | I3S-BP3DR-ROK | Phasing | 1
2492627 | ELECTROLYTE | Freezer Hydration Sqweeze Zero Pops, 5 Mixed Flavours, Sugar Free, Low Calorie, 90ml each, Pack of 10 | SQWINCH | THE SQWINCHER CORP (MANUFACTURER) | SQ159200232 | Active | 5
2492627 | ELECTROLYTE | Freezer Hydration Sqweeze Zero Pops, 5 Mixed Flavours, Sugar Free, Low Calorie, 90ml each, Pack of 10 | ATOMSUPP | ATOM SUPPLY GROUP P/L | 40035205 | Active | 1
2492676 | TERMINAL STRIP | Mini Neutral Link, 100A, 500V, 5 Hole c/w Cover, Front Wiring, Black | CNWELEC | CNW ELECTRICAL PTY LTD | CLIL5 | Active | 1
2492676 | TERMINAL STRIP | Mini Neutral Link, 100A, 500V, 5 Hole c/w Cover, Front Wiring, Black | CLIPSAL | CLIPSAL (BY SCHNEIDER ELECTRIC) | L5 | Active | 5
2406345 | FIXTURE,LIGHTING | 80W Mercury Vapour, Post Top c/w Integral Choke & PE Socket c/w Power Factor Correction, Less Lamp | SYLVANIA | SYLVANIA SCHREDER | D11BD03 | Phasing | 1
2488005 | CYLINDER,GAS | Empty Cylinder, Size G, 50kg, for SF6 Waste, Golden Yellow Body/Shoulder, Poor Purity Gas to be Scrapped, Not Suitable for Reuse & Uneconomical to Recycle | CATALINA | CATALINA INDUSTRIES PTY LTD | 50KG GOLD YELLOW | Active | 1
2491546 | SLEEVE,ELECTRICAL CONNECTOR | H-Tensile, Mechanical Sheer Bolt, 95-240mm2, Tinned Al, Blocked, suit 95 to 240mm2 Standed Sector LV Cable | TECONN | TE CONNECTIVITY LTD | 2107440-1 | Active | 1
2491546 | SLEEVE,ELECTRICAL CONNECTOR | H-Tensile, Mechanical Sheer Bolt, 95-240mm2, Tinned Al, Blocked, suit 95 to 240mm2 Standed Sector LV Cable | TECONN | TE CONNECTIVITY LTD | BSLB-95/240 | Active | 5
2492346 | REGULATOR,VOLTAGE | 12-24kV, 50A, 1Ph, Pole Mount, S/Steel, 150kV BIL, 32 Taps, 0.625% Steps, IDPT Version, w/out Control Cable & Box | EATONELE | EATON ELECTRIC SYSTEMS PTY LTD | WFN11J3C4K0000193A | Active | 1
2403831 | BRACE,CROSSARM | 900mm, Galv, Dwg G103-A4 | POLLARDS | POLLARDS GALVANIZING PTY LTD | 2403831 | Active | 1
2403831 | BRACE,CROSSARM | 900mm, Galv, Dwg G103-A4 | BIGGENGI | BIGGENDEN ENGINEERING WORKS | EM2403831 | Active | 2
2404270 | TERMINATION KIT,ELECTRICAL CABLE | Indoor, Coldshrink, for 22kV, 1 Core, 185mm2, Al, XLPE Cable, EE Spec 3M P/N FNQ185.X.I | INTERENG | INTERTECH ENGINEERING PTY LTD | FNQEB 185 XI | Active | 1
2404635 | TRANSFORMER,DISTRIBUTION | Pole Mount, 6.6kV, 500kVA, 3 Ph | ABBAUST | ABB AUSTRALIA PTY LTD | 169097 | Active | 1
2404829 | THIMBLE | 20mm, Open Ended, Dwg 01-14-01 (P50) | GREGSF | GREG SEWELL FORGINGS PTY LTD | 2404829 | Active | 1
2404851 | ANCHOR,GUY | Double Helix, 350mm Dia, 35mm2 Hub Metric Thread, Mid Strength 6000ft lb | TEN | THE ENERGY NETWORK (AUST) PTY LTD | D13426M24 | Active | 1
2404894 | FUSE,CARTRIDGE | 440V AC, HRC Cartridge PK Type, 55A, 50.8 x 14.3mm Dia, ETS 12-02-01 Group A (scm) | FUSECO | FUSECO POWER SOLUTIONS PTY LTD | 1451F-55 | Active | 1
2405312 | HAND CLEANER | 5L, Mechanics, Pump only for Orange Pump Soap | BLKWOODJ | J BLACKWOOD & SONS LIMITED | 555169 | Active | 1
2404931 | FUSE LINK,EXPULSION | 3.15A, Class K, 36kV, 915mm O/L Lg | NGKSTANG | NGK STANGER PTY LTD | ZXC915-03BK37 | Active | 1
2405112 | TERMINATION KIT,ELECTRICAL CABLE | Underground, Indoor, 11kV, 240-400mm2 3 Core, Paper Lead Alloy, Screened or Belted, Armoured or Non-armoured | GILBERT | GILBERT LODGE AUSTRALIA PTY LTD | EPKT17D3MIH1 | Active | 2
2405112 | TERMINATION KIT,ELECTRICAL CABLE | Underground, Indoor, 11kV, 240-400mm2 3 Core, Paper Lead Alloy, Screened or Belted, Armoured or Non-armoured | GILBERT | GILBERT LODGE AUSTRALIA PTY LTD | EPKT17B3MIH2 | Active | 1
2405112 | TERMINATION KIT,ELECTRICAL CABLE | Underground, Indoor, 11kV, 240-400mm2 3 Core, Paper Lead Alloy, Screened or Belted, Armoured or Non-armoured | GILBERT | GILBERT LODGE AUSTRALIA PTY LTD | EPKT17D3M1H1 | Active | 2
2405178 | JOINT,ELECTRICAL POWER CABLE | Transition, Module 95 to 185mm 3 Core Paper Lead Cable to 3 Core XLPE | GILBERT | GILBERT LODGE AUSTRALIA PTY LTD | EFSJ11T8 | Active | 1
2405163 | INSULATION SLEEVING,ELECTRICAL | Heat Shrink Tubing, 38/19mm, 38m Roll, White, Thin Wall | TECONN | TE CONNECTIVITY LTD | HS-WH-40/20-SP | Active | 1
2405163 | INSULATION SLEEVING,ELECTRICAL | Heat Shrink Tubing, 38/19mm, 38m Roll, White, Thin Wall | GILBERT | GILBERT LODGE AUSTRALIA PTY LTD | RAYHS38WH-R50 | Active | 2
2489607 | RECTIFIER | 125/110V, Rectifier to suit Alpha Cordex Charger | ICS | ICS INDUSTRIES PTY LTD (ENERSYS) | 010-579-20-041 | Active | 1
2490407 | MODEM,COMMUNICATIONS | 4G ECR GE Modem, GNSS, 1 Eth, 1 Serial, 10-60VDC, 5.3 x 10.9 x 11.7cm | CSEUNI | CSE UNISERVE PTY LTD | ECR4GDNNNNNS1S3AUUNNC | Active | 1
2448306 | CABLE ASSY,RADIO FREQUENCY | RS232 Port C, 1m Lg, DB9 Male to DB9 Female, Pin-out Config, DNP Connection between Schneider Electric Advanced Controller & Cybertec Modem, | MADISON | MADISON TECHNOLOGIES PTY LTD | C CBL-DB9MDB9F-0100 | Active | 1
2448314 | CABLE ASSY,RADIO FREQUENCY | RS232 Port A, 1m Lg, DB9 Female to DB9 Female, Pin-out Config, WSOS Connection between Schneider Electric Advanced Controller & Cybertec Modem, | MADISON | MADISON TECHNOLOGIES PTY LTD | C CBL-DB9FDB9F-0100 | Active | 1
2456713 | CABLE ASSY,RADIO FREQUENCY | FSFB, 50m Lg, Flexi System Fibre B, ETS 2011/0259/T | NSN | NOKIA SOLUTION NETWORK AUST PTY LTD | 471395A | Active | 1
2465649 | CABLE ASSY,RADIO FREQUENCY | Type 9006, 0.8m Lg, N Plug to SMA Plug, Pre-made Coaxial Cable | RFIND | RF INDUSTRIES PTY LTD | 92-07N-0.8 | Active | 1
2491983 | BAG | Transformer Transport Bunding Bag, 4.5 x 4.5m, Plastic c/w Grommets | STRATEX | STRATEX PTY LTD | TBK177X2 | Active | 1
2496198 | BAG | Arc Flash Helmet Bag, Internal Padding, Zipper Opening, Carry Handle, 450 x 220 x 220mm | EFO | ELECTRICAL FACTORY OUTLET PTY LTD | AFH-BAG | Active | 1
2496206 | HOOD,HEAT PROTECTIVE | Arc Flash Balaclava HRC3 34cal/cm2, PPE Cat 2 Rated, Head & Neck Protection, Double Layer | VOLTSAFE | VOLT SAFETY PTY LTD | ARC-BALACLAVA3-B | Active | 1
2406688 | GRIP,CABLE,JAW | Come-Along, suit Bare Cu, Al & Uncoated Steel Wire, Cable Range 2.77-15.22mm Dia | SPECFORC | SPECIALISED FORCE PTY LTD | NEW-SD-GRIP | Active | 1
2490282 | LIGHT UNIT,PORTABLE | Milwaukee, Pivoting Area Light, 12V LED, 700 Lumens, 2.1A USB Output | MILWAUKE | MILWAUKEE POWER TOOLS | M12PAL | Active | 5
16858 | SIGN | Warning, "DANGER ELECTRICAL APPARATUS NOW ALIVE", Colour Photocopy, Laminated, 286 x 195mm, Red, White & Black (P20) | ARTCRAFT | ARTCRAFT PTY LTD (QLD) | ENERGE-16858 | Active | 1
2400507 | FUSEHOLDER,BASE & CARRIER | 550V AC, SC32HWH, 32A, Front Wired, suit NS Fuse Links | FUSECO | FUSECO POWER SOLUTIONS PTY LTD | FB32HWH | Active | 1
2400507 | FUSEHOLDER,BASE & CARRIER | 550V AC, SC32HWH, 32A, Front Wired, suit NS Fuse Links | IPDGROUP | IPD GROUP LIMITED | SC32HWH | Active | 2
2492007 | CONVERTER,SIGNAL DATA | Media Converter, Gigabit Ethernet to SFP, 10/100/1000M-TX to 1000M-SFP, 12-48V DC, DIN Mount | BBNS | BLACK BOX NETWORK SERVICES | LGC280A | Active | 5
18460 | MODIFICATION KIT | Streetlight Terminal Panel UMS, Red PVC Cable 6mm2 x 250mm, Grn/Ylw PVC Cable 6mm2 x 80mm, CB 16A C-Curve 6kA, Rail Mount Term Block, 35mm2 Max.Cable, 3-Way | FLOWLINE | FLOWLINE INDUSTRIES PTY LTD | ESQ074 | Active | 1
2492049 | FUSECARRIER | 500V, 32A Fuse Carrier, DIN Rail Mtg for gG type 10x38mm Metric Fuses (IEC 60269-2) | REXEL | REXEL AUSTRALIA | LEG05808 | Active | 1
2493054 | TRANSFORMER,CURRENT | HACS, 100A, Solid Core, Accessory for EM133 | SATEC | SATEC (AUSTRALIA) PTY LTD | EL0115 | Active | 5
2493146 | DIFFUSER,LIGHT | Visor Glare Shield, Front, for StreetLED MkII & MkIII | SYLVANIA | SYLVANIA SCHREDER | JLB00008 | Active | 1
2473544 | DIFFUSER,LIGHT | Visor Aeroscreen Replacement, for StreetLED MkII & MkIII (scm) | SYLVANIA | SYLVANIA SCHREDER | JLB00002 | Active | 1
2492023 | PARTS KIT,TERMINAL JUNCTION | Slip Base Pole Kit c/w 20A (10x38mm) Fuse & Holder, M8 4mm2 Lug, 2 Terminal Blocks, for fixed Base Street Light | MMELEC | MM ELECTRICAL MERCHANDISING | I3S-2C25AL-FB1 | Active | 1
2492023 | PARTS KIT,TERMINAL JUNCTION | Slip Base Pole Kit c/w 20A (10x38mm) Fuse & Holder, M8 4mm2 Lug, 2 Terminal Blocks, for fixed Base Street Light | MMELEC | MM ELECTRICAL MERCHANDISING | I3S-BP1DR-ROK | Active | 1
2493195 | COVER,ELECTRICAL EQUIPMENT | HD Downlead Cover, 50mm ID, 2.7m Lg, 2.6mm Wall, Black, UV Stablilsed PVC, Fire Retardant, for use on Timber Poles | RMSRVR | RMS (RIVERSLEIGH MANAGEMENT SERVICES) | EWG50-FRM | Active | 1
104166 | TRANSFORMER,VOLTAGE | 19kV/27V, 50VA, SWER Aux Power Supply for NU-LEC W27 SWER Auto Recloser c/w Pole Mounting Bracket (scm) | SCHNEIDR | SCHNEIDER PTY LTD (MANUFACTURER) | 990000097 | Active | 1
104166 | TRANSFORMER,VOLTAGE | 19kV/27V, 50VA, SWER Aux Power Supply for NU-LEC W27 SWER Auto Recloser c/w Pole Mounting Bracket (scm) | NULEC | NU-LEC INDUSTRIES PTY LTD | W27VT191/278V | Active | 2
2424059 | TRANSFORMER,VOLTAGE | 22kV/240V, 50VA, 1 Ph, External Aux Power Supply c/w Pole Mounting Bracket, suits Schneider ONLY, ETS 06-07-03(6) (scm) | SCHNEIDR | SCHNEIDER PTY LTD (MANUFACTURER) | 990000077 POLE/TANKMOUNT | Active | 1
3777 | TRANSFORMER,VOLTAGE | 72.5kV, PVT, Power, 15kVA Secondary Output, 1 Ph, Post Type, Dwg EE-1048059, EESS-10734-01-0A, ETS 2012/0392/T | KONCAR | KONCAR - ELECTRICAL INDUSTRY INC | VPT-72.5-15 | Active | 1
3354 | TRANSFORMER,VOLTAGE | 120/69, 24VAC-LN, 3 Ph, Wye, 50/60Hz, St George STATCOM | AMSC | AMSC AUSTRALIA PTY LTD | 16319 | Active | 1
2430452 | TOWELETTE,CLEANING | Insulating Stick, Moisture Eater II, Wipes (P50) | ACCULEC | ACCULEC PTY LTD (303899) | C400-2538 | Active | 1
2430452 | TOWELETTE,CLEANING | Insulating Stick, Moisture Eater II, Wipes (P50) | CHANCE | CHANCE (MANUFACTURER) | C400-2538 | Active | 5
2404952 | FUSE LINK,EXPULSION | 80A, Class HXO, 69kV, 1300mm Lg | NGKSTANG | NGK STANGER PTY LTD | FLGE80 | Active | 1
2404954 | FUSE LINK,EXPULSION | 63A, Class HXO, 69kV, 1300mm Lg | NGKSTANG | NGK STANGER PTY LTD | FLGE65 | Active | 1
2405719 | CROSSARM,WOOD | Bare, 2700 x 175 x 100mm, Strain/ Termination | DALEMYRS | DALE & MEYERS OPERATIONS PTY LTD | XARM2405719 | Active | 1
2405754 | OUTREACH ARM | Major Road, 3.0m Double, Galv Steel, MA6, EQTS 05-02-01, Dwg 05-02-07 (scm) | IUPOLE | INTERNATIONAL UTILITY POLES PTY LTD | EX-5747 | Active | 2
2405754 | OUTREACH ARM | Major Road, 3.0m Double, Galv Steel, MA6, EQTS 05-02-01, Dwg 05-02-07 (scm) | INGAL | INGAL EPS | XORMD3 | Active | 2
2405754 | OUTREACH ARM | Major Road, 3.0m Double, Galv Steel, MA6, EQTS 05-02-01, Dwg 05-02-07 (scm) | GMPOLES | GM POLES PTY LTD | OC C30D | Active | 1
2405833 | DIFFUSER,LIGHT | Toughened Glass, to suit Sylvania URBAN MAXI suits Aeroscreen Luminaire Unit 70 WHPS (P10) | SYLVANIA | SYLVANIA SCHREDER | J00001 | Active | 1
2406261 | FUSE,CARTRIDGE | 12kV, Full Range, RMU DIN Type, Air Insulated, 63A, Barrel 292mm Lg, 50.8mm Dia, End Caps 34mm Lg, 45mm Dia c/w Striker Pin to DIN Standard 43625, | FUSECO | FUSECO POWER SOLUTIONS PTY LTD | 3001203/63 | Active | 1
2406143 | INSULATION SLEEVING,ELECTRICAL | Heat Shrink Tubing, 32/10mm, 300mm Lg, HV Outdoor Tubing | GILBERT | GILBERT LODGE AUSTRALIA PTY LTD | HVOT32/10300 | Active | 1
2406258 | FUSE,CARTRIDGE | 440V AC, HRC Cartridge UK Type, 45A, 50.8 x 16.7mm Dia, ETS 12-02-01 Group A (P10) (scm) | FUSECO | FUSECO POWER SOLUTIONS PTY LTD | 1751F-45 | Active | 1
2402933 | TRANSFORMER,VOLTAGE | 33kV/27.6V, 50VA, 1 Ph, External Aux Power Supply, to Nulec N36 Auto Recloser c/w Pole Mounting Bracket (scm) | NULEC | NU-LEC INDUSTRIES PTY LTD | 990000083 | Active | 1
2402934 | TRANSFORMER,VOLTAGE | 11kV/27.6V, 50VA, 1 Ph, External Aux Power Supply, to Nulec N12 Auto Recloser c/w Pole Mounting Bracket (scm) | NULEC | NU-LEC INDUSTRIES PTY LTD | 990000081 | Active | 1
16948 | FILTER,RESPIRATOR | Sundstrom SR221 Pre-Filter, Prevents Premature Clogging of Main Filter, Low Efficiency, DO NOT use as a Substitute for a Particle Filter, Pack of 80 | BLKWOODJ | J BLACKWOOD & SONS LIMITED | 00785672/00027 | Active | 2
16948 | FILTER,RESPIRATOR | Sundstrom SR221 Pre-Filter, Prevents Premature Clogging of Main Filter, Low Efficiency, DO NOT use as a Substitute for a Particle Filter, Pack of 80 | BLKWOODJ | J BLACKWOOD & SONS LIMITED | 785672 | Active | 1
2492809 | MONITOR | LV Monitor for Pole/OD Ground Mount Transformers c/w 4 x 140mm Dia Rogowski Coils w/5m Leads, S/S Mounting Bracket, Integrated Comms Device, External Low | DYNAMRAT | DYNAMIC RATINGS | TTM-001-C-P KIT | Active | 1
11177 | COVER,TERMINAL BLOCK | Type ADP3 Protective Cover, SAK Series, 1m Lg, 89mm W, 34.5mm H, Transparent, PVC, u/w Type HP3 Support Bracket, Terminal Block Accessory | WEIDMLLR | WEIDMULLER (AUST) PTY LTD | 485400000 | Active | 5
2424000 | TRANSFORMER,VOLTAGE | 33kV/240V, 50VA, 1 Ph, External Aux Power Supply c/w Pole Mounting Bracket, suits Schneider ONLY, ETS 06-07-03(6) (scm) | SCHNEIDR | SCHNEIDER PTY LTD (MANUFACTURER) | 990000705 | Active | 1
21440 | END CLAMP,TERMINAL BLOCK | E/NS 35 N, End Bracket, 9.5mm W, Gray, DIN Rail Mount | PHOENIX | PHOENIX CONTACT PTY LTD | 800886 | Active | 5
21440 | END CLAMP,TERMINAL BLOCK | E/NS 35 N, End Bracket, 9.5mm W, Gray, DIN Rail Mount | HAYMANS | HAYMANS ELECTRICAL | PHO0800886 | Active | 1
2493310 | COVER,TERMINAL BLOCK | AP-ME, Cover Profile, PVC, Transparent, 1m Lg | PHOENIX | PHOENIX CONTACT PTY LTD | 3034361 | Active | 1
2493336 | END PLATE,TERMINAL BLOCK | APT-ME, Cover Profile Carrier, DIN Rail Mount, End Plate for AP-ME Cover Profile | PHOENIX | PHOENIX CONTACT PTY LTD | 3034358 | Active | 1
2493344 | TERMINAL BLOCK | Type PTV 6, Feed-through, 41A Nom, 1000V Nom, 6mm2 Cross-Section, 2 Connections, Gray | PHOENIX | PHOENIX CONTACT PTY LTD | 1116734 | Active | 1
2473197 | DISCONNECTOR,HIGH VOLTAGE | 36kV, 2500A, 31.5kA/3Sec, Manual Operation, EESS-10724-01 | PLP | PREFORMED LINE PRODUCTS (AUST) | A-A9434 | Active | 1
2490514 | RELAY,PROTECTION | FW 7.32, Line Diff 3 Ended with Volts, 24-48V DC Pwr, 24/250V DC Logic 20/14 IO, 1/5A CT, 24/240V VT, 1300nm, DNP3 100Base-FX, MM LC Ethernet | CSEUNI | CSE UNISERVE PTY LTD | L90UA3HKLF8LH6PS6TU6TW7K | Active | 5
2479459 | SWITCHBOARD,POWER | AC Distribution Board, 400V AC, Local Transformer, 2 x 400A CB, 1 x 160A CB, 1 x 100A CB, 1 x 60A CB, Outdoor, S/Steel, 1200 x 800 x 400mm | NHPELEC | NHP ELECTRICAL ENGINEERING | EQL2479459 | Active | 1
2436327 | BOLT,MACHINE | M24 x 550mm, Hex, Gde 8.8 c/w Galv Nut | HOBSON | HOBSON ENGINEERING CO PTY LTD | KBHK0GCM240550 | Active | 1
2493179 | TESTER | MT575 Digital 10kV HV Insulation Tester, CAT IV 600V & CAT III 1000V, Insulation Test Range from 1000V to 10,000V | CNWELEC | CNW ELECTRICAL PTY LTD | MAJMT575 | Active | 1
2493179 | TESTER | MT575 Digital 10kV HV Insulation Tester, CAT IV 600V & CAT III 1000V, Insulation Test Range from 1000V to 10,000V | MAJORTCH | MAJOR TECH AUSTRALIA | MT575 | Active | 5
3779 | TRANSFORMER,VOLTAGE | 72.5kV, PVT, Power, 25kVA Secondary Output, 1 Ph, Post Type, Dwg EE-1048061, EESS-10734-01-0A, ETS 2012/0392/T | KONCAR | KONCAR - ELECTRICAL INDUSTRY INC | VPT-72.5-25 | Active | 1
2493203 | RELAY,PROTECTION | FW 5.1.11, Line Diff, 16/10 IO, 48/250VDC Pwr, 1/5A CT, 850nm MMOF Line Comms Module, DNP3 over 100BaseFX (LC), 4U Case, IEC61850 Ed2 | ABBAUST | ABB AUSTRALIA PTY LTD | RED615 HBDDAEAGNPH1AMA11G | Active | 5
2493229 | RELAY,PROTECTION | FW 5.1.11, Line Diff, 16/10 IO, 48/250VDC Pwr, 1/5A CT, 1300nm SMOF Line Comms Module, DNP3 over 100BaseFX (LC), 4U Case, IEC61850 Ed2 | ABBAUST | ABB AUSTRALIA PTY LTD | RED615 HBDDAEAGNQH1AMA11G | Active | 5
2493351 | END PLATE,TERMINAL BLOCK | D-PTV 6, End Cover, 36mm D, 2.2mm W, 61mm H, Gray, DIN Rail Mount | PHOENIX | PHOENIX CONTACT PTY LTD | 1180894 | Active | 1
30308 | END CLAMP,TERMINAL BLOCK | Type BAM3, Screw End Stop, 10mm Spacing, Dark Grey, Terminal Block Accessory | ABBAUST | ABB AUSTRALIA PTY LTD | 1SNK 900 001 R0000 | Active | 1
2435899 | PLATE,METAL | Connection Crossarm, 110kV Wishbone, PL 6 x 75 x 506mm Lg, Galv Steel (scm) | GREGSF | GREG SEWELL FORGINGS PTY LTD | 6136 | Active | 1
2487197 | TRAY,BATTERY | S/Steel, suits ADVC2/3, Customized Tray for Extra Batteries, Dwg ADVC2-1907 | HAYMANS | HAYMANS ELECTRICAL | ADVC2-1907 | Active | 1
22604 | METER | Phase Rotation Indicator, AEMC Phase Rotation, Indicator with Magnet Option, 2.4m Red, White & Blue Fused Tested Leads with Probes, Crocodile Clips & | PTE | PACIFIC TEST EQUIPMENT PTY LTD | PTE-072 | Active | 1
2407103 | PEG,SURVEY | Urban Locating, 450 x 50 x 25mm, Painted Blue, EE Dwg 903987-01, (In Bdls.of 40) | ENDFOUND | ENDEAVOUR FOUNDATION | 5025450PB | Active | 1
2493153 | CYLINDER,GAS | Empty Cylinder, Size G, SF6 Maintenance Work Only, Purity >90%, Moisture as per MAC C3/C4 Criteria, N24 Silver Grey Body Y14 Gold Yellow Shoulder, Type 31 Valve, | CATALINA | CATALINA INDUSTRIES PTY LTD | 50KG SILVER GREY + GOLD YELLOW | Active | 1
104165 | TRANSFORMER,VOLTAGE | 12.7kV/27V, 50VA, SWER Aux Power Supply for NU-LEC W27 SWER Auto Recloser c/w Pole Mounting Bracket (scm) | NULEC | NU-LEC INDUSTRIES PTY LTD | 990000096 | Active | 1
2401536 | TRANSFORMER,VOLTAGE | Busbar Mount, 66kV/110/110V, 1 Ph, NQTS M164 | ABBAUST | ABB AUSTRALIA PTY LTD | ABB05/72/42 | Active | 1
2458578 | TRANSFORMER,VOLTAGE | 24kV max, 1000 to 1, Indoor Voltage Sensor, Style C10 c/w 10m Cable (scm) | ABBAUST | ABB AUSTRALIA PTY LTD | KEVA 24 C10 + 10M CABLE | Active | 1
3016 | TRANSFORMER,VOLTAGE | 72.5kV, CVE, 72.5/325/50, Dwg # 933254, ETS 2006/0084/T (scm) | ADAPTAUS | ADAPT AUSTRALIA PTY LTD | CVE: 72.5/325/50 | Active | 1
3017 | TRANSFORMER,VOLTAGE | 123kV, CVE, 145/650/50, Dwg # 933255, ETS 2006/0084/T (scm) | ADAPTAUS | ADAPT AUSTRALIA PTY LTD | CVE: 123/650/50 | Active | 1
3435 | TRANSFORMER,VOLTAGE | 245kV, CVT, 1 Ph, 1050/460kV, EE Dwg 933298 | PWRENG | POWER ENGINEERS PTY LTD | TCVT 245 | Active | 1
3577 | TRANSFORMER,VOLTAGE | 33/3kV, 0.11/3 - 0.11/3kV, Class 0.5/0.5 Output 25/25VA, w/out Fuse | ABBAUST | ABB AUSTRALIA PTY LTD | JDZX11-35W 33KV | Active | 1
30082 | SUPPORT,ELEC EQUIP | Busbar Support Assembly, Fixed Type, Single Clamp, suit 100mm Busbar Mount 127 PCD | PLP | PREFORMED LINE PRODUCTS (AUST) | BBSA-01 | Active | 5
2468072 | SUPPORT,ELEC EQUIP | Earthwire Brace, Galv Steel, Welded Assy, Dwg N026-1486-02 Item 8 | ISM | ISM MANUFACTURING PTY LTD | ERGENE-N026-1486-02-08 | Active | 5
2492122 | ALTERNATOR | Stamford Node 3, S6L1D-C4, Rating 810kVA (648kWe @ 0.8pf), Voltage 400V 50Hz, Class H Temp Rise, 2 Bearing, SAE 0 Adaptor Housing, 18" Flywheel | HAZELEC | HAZ-ELEC INDUSTRIES PTY LTD | S6L1D-C4 | Active | 5
2492361 | REGULATOR,VOLTAGE | 12-24kV, 200A, 1Ph, Pole Mount S/Steel, 150kV BIL, 32 Taps, 0.625% Steps, IDPT Version, w/out Control Cable & Box | EATONELE | EATON ELECTRIC SYSTEMS PTY LTD | WFN44J3C5K0000193A | Active | 1
24139 | METER | Phase Angle Meter, Model 597C, 50Hz, Accuracy 0.1Deg, Voltage Range 10V to 500V, DC Input Range 50mA to 50A | REDPHASE | RED PHASE INSTRUMENTS AUSTRALIA P/L | 597C | Active | 1
2496214 | DEFIBRILLATOR | Phillips HeartStart FRx Defibrillator, AED c/w M5070A Battery, SMART Pads II, Ready Shave Pack, Carry Case, 6 x 18 x 22cm, for Field use | STJOHN | ST JOHN AMBULANCE AUSTRALIA QLD | L861305B | Active | 1
2496214 | DEFIBRILLATOR | Phillips HeartStart FRx Defibrillator, AED c/w M5070A Battery, SMART Pads II, Ready Shave Pack, Carry Case, 6 x 18 x 22cm, for Field use | PHILIPS | PHILIPS AUSTRALIA PTY LTD | 861304 | Active | 5
104434 | CABLE,POWER,ELECTRICAL | T/former Dropper, 11/22kV Term to Term, 2.7m Lg, EE Dwg # 875242-01 (scm) (maintenance) | AUSTMOLD | AUSTRALMOLD PTY LTD | CL22(1-35C)M/2.7/M | Active | 2
104434 | CABLE,POWER,ELECTRICAL | T/former Dropper, 11/22kV Term to Term, 2.7m Lg, EE Dwg # 875242-01 (scm) (maintenance) | GILBERT | GILBERT LODGE AUSTRALIA PTY LTD | ERG22KVDROPPER2.7 | Active | 1
167000 | CABLE,POWER,ELECTRICAL | T/former Dropper, 11/22kV Term to Term, 3.7m Lg, EE Dwg # 875241-01 (scm) (maintenance) | AUSTMOLD | AUSTRALMOLD PTY LTD | CL22(1-35C)M/3.7/M | Active | 2
167000 | CABLE,POWER,ELECTRICAL | T/former Dropper, 11/22kV Term to Term, 3.7m Lg, EE Dwg # 875241-01 (scm) (maintenance) | GILBERT | GILBERT LODGE AUSTRALIA PTY LTD | ERG22KVDROPPER3.7 | Active | 1
2496271 | SWITCHBOARD,POWER | CNI Subs/Customer Supply w/Metering Switchgear Unit, 12kV, 800A, 25kA, 2000A Bus Metal Encl Fixed Switchgear & Control Gear Assy c/w 110V DC Aux Supply | TAMCO | TAMCO SWITCHGEAR (MANUFACTURER) | T3A-VHIF630INC700 | Active | 1
2496297 | SWITCHBOARD,POWER | CNI Subs/Customer Supply w/Metering Switchgear Unit, 12kV, 800A, 25kA, 2000A Bus Metal Encl Fixed Switchgear & Control Gear Assy c/w 110V DC Aux Supply | TAMCO | TAMCO SWITCHGEAR (MANUFACTURER) | T3C-VHIF630INC700 | Active | 1
2467108 | FIXTURE,LIGHTING | 270W RoadFlair BRP394 (L270A) 4K, c/w RoadFlair Tilt Adaptor BRP394, EQTS 05-01-02 (scm) | PHILIPS | PHILIPS AUSTRALIA PTY LTD | BRP394LED324/NW270WDWVPSDP7ANZ | Phasing | 1
2467116 | FIXTURE,LIGHTING | 240W RoadFlair BRP393 (L240A) 4K, Major Road, EQTS 05-01-02 (scm) | PHILIPS | PHILIPS AUSTRALIA PTY LTD | BRP393LED288/NW240WDWVPSDP7ANZ | Phasing | 1
2471902 | FIXTURE,LIGHTING | 50W RoadFlair BRP391 (L50A) 3K, Major Road, EQTS 05-01-02 (scm) | PHILIPS | PHILIPS AUSTRALIA PTY LTD | 824110174221 | Phasing | 1
2471910 | FIXTURE,LIGHTING | 90W RoadFlair BRP392 (L90A) 3K, Major Road, EQTS 05-01-02 (scm) | PHILIPS | PHILIPS AUSTRALIA PTY LTD | 824110174241 | Phasing | 1
2471928 | FIXTURE,LIGHTING | 80W RoadFlair BRP391 (L80A) 3K, Major Road, EQTS 05-01-02 (scm) | PHILIPS | PHILIPS AUSTRALIA PTY LTD | 824110174231 | Phasing | 1
105047 | CORD ASSY,ELEC | Adaptor, Safety Patchcord, 25cm x 0.75mm Lead c/w 1 x 4mm Male Straight & 1 x 4mm Male Right Angle Connectors, to connect Trailing Lead Bayonet Connector to | PENTA | PENTA AUST (TMAC THEW & MCCANN/HYLEC) | PA22631 | Active | 1
105047 | CORD ASSY,ELEC | Adaptor, Safety Patchcord, 25cm x 0.75mm Lead c/w 1 x 4mm Male Straight & 1 x 4mm Male Right Angle Connectors, to connect Trailing Lead Bayonet Connector to | RTE | RAPID-TECH EQUIPMENT PTY LTD | 2351-IEC-25-V | Active | 2
105047 | CORD ASSY,ELEC | Adaptor, Safety Patchcord, 25cm x 0.75mm Lead c/w 1 x 4mm Male Straight & 1 x 4mm Male Right Angle Connectors, to connect Trailing Lead Bayonet Connector to | HYLEC | HYLEC ENERGY SOLUTIONS | 2351-IEC-25-V | Active | 2
30435 | END CLAMP,TERMINAL BLOCK | Type BAZH1, Screw End Stop, 10mm Spacing Dark Grey, Double Gripping Rail Contact, Terminal Block Accessory | ABBAUST | ABB AUSTRALIA PTY LTD | 1SNK 900 102 R0000 | Active | 1
1010123 | END CLAMP,TERMINAL BLOCK | Type EWK1, Bracket, End Electrical Terminal Block Accessory for SAK6N, SAKR & SAKT1 Universal | WEIDMLLR | WEIDMULLER (AUST) PTY LTD | KLI 020616 | Active | 1
23392 | PLATE,IDENTIFICATION | Plastic, Red, Phase Identification, suit Sicame Multi-Service LV ABC Connectors | SICAME | SICAME AUSTRALIA PTY LTD | MSC BASE PLATE R | Active | 1
23393 | PLATE,IDENTIFICATION | Plastic, White, Phase Identification, suit Sicame Multi-Service LV ABC Connectors | SICAME | SICAME AUSTRALIA PTY LTD | MSC BASE PLATE W | Active | 1
23394 | PLATE,IDENTIFICATION | Plastic, Blue, Phase Identification, suit Sicame Multi-Service LV ABC Connectors | SICAME | SICAME AUSTRALIA PTY LTD | MSC BASE PLATE B | Active | 1
2404221 | JOINT,ELECTRICAL POWER CABLE | 22kV, 630mm2 Al, 1 Core XLPE Cable, Insect Protected c/w Cold Shrink Cable Joint Kit, Solvent Wipes, Mechanical Cable Connectors, Cable Screen Links, | TECONN | TE CONNECTIVITY LTD | CSJR-ERG65 | Active | 1
104216 | INSULATION SLEEVING,ELECTRICAL | Heat Shrink Tubing, 10/3mm, 1.2m Lg, Medium Wall, Uncoated | TECONN | TE CONNECTIVITY LTD | MWTM-10/3-1200/U(S25) | Active | 1
104216 | INSULATION SLEEVING,ELECTRICAL | Heat Shrink Tubing, 10/3mm, 1.2m Lg, Medium Wall, Uncoated | GILBERT | GILBERT LODGE AUSTRALIA PTY LTD | RAYMWTM10/3-U | Active | 2
104238 | TIE,PREFORMED | Side, Neck Dia 112mm, 7/4.75 AAC & AAAC 6/4.75+7/1.60 ACSR, Armoured (scm) (P30) | PLP | PREFORMED LINE PRODUCTS (AUST) | AWST240A112 | Active | 1
104194 | TIE,PREFORMED | Top, Neck Dia 76mm, 3/2.75 SC/GZ 3/12 Steel, Armoured, (scm) (P50) | PLP | PREFORMED LINE PRODUCTS (AUST) | GDT-102A-76 | Active | 1
104631 | INSULATOR,LINE POST | 66kV, 210kV BIL, Composite, 2 Slot Dropped Tongue, ETS 10-02-02, Item 3 | TYCOELEC | TYCO ELECTRONICS | NPSN30SH019S-120 | Active | 2
104631 | INSULATOR,LINE POST | 66kV, 210kV BIL, Composite, 2 Slot Dropped Tongue, ETS 10-02-02, Item 3 | GRAPHSOL | GRAPH SOLUTIONS PTY LTD | 2009-0757-5-5-FPSN30XH019S0R0 | Active | 1
104695 | RECLOSER,AUTO | Hydraulic, 11/12.7/19.1kV, SWER, 25A Coil, 50A Trip 1A3C Sequence, ETS 06-07-01 (scm) | COOPER | COOPER ELECTRICAL AUSTRALIA PTY LTD | KE25C13 | Active | 1
104706 | HARNESS,SAFETY,INDUSTRIAL | Style B, Size Medium, Full Body, Fall Arrest, for Ladders & Platforms, ETS RSE01 | HGHTDYNM | HEIGHT DYNAMICS | 653M4017 | Active | 1
104603 | INSULATOR,STATION POST | 132kV, 650kV BIL, Porcelain, 1500mm H, 3650mm Creepage, Lvl 3 Pollution, Type C6-650, JBP 10365 | PENTA | PENTA AUST (TMAC THEW & MCCANN/HYLEC) | PA30073 | Active | 1
104603 | INSULATOR,STATION POST | 132kV, 650kV BIL, Porcelain, 1500mm H, 3650mm Creepage, Lvl 3 Pollution, Type C6-650, JBP 10365 | GRAPHSOL | GRAPH SOLUTIONS PTY LTD | 34925AL5 | Active | 2
104703 | RECLOSER,AUTO | Hydraulic, 11/12.7/19.1kV, SWER, 10A Coil, 20A Trip 2A2B Sequence, ETS 06-07-01 (scm) | COOPER | COOPER ELECTRICAL AUSTRALIA PTY LTD | KE10B22 | Active | 1
105090 | TIE,PREFORMED | Side, Neck Dia 54mm Insulator, 7/3.25 SC/AC, Armoured (scm) | PLP | PREFORMED LINE PRODUCTS (AUST) | AWST163A54 | Active | 1
140878 | FUSE,CARTRIDGE | 500V AC, HRC DIN Type Size 1, 250A, ETS 12-02-01 Group E (P3) (scm) | FUSECO | FUSECO POWER SOLUTIONS PTY LTD | NH1F-250 | Active | 5
2487007 | TELEMETRY SYSTEM | Ceragon, 11GHz w 490MHz TR Separation, OCB Assy, Block A, Channel 03, LOW | CERAGON | CERAGON LTD | 15OCB11W-490A-03-L | Active | 1
2487023 | TELEMETRY SYSTEM | Ceragon, 8GHz 311MHz TR Separation, OCB Assy, Block B, Channel 02, LOW | CERAGON | CERAGON LTD | 15OCB8-311B-02-L | Active | 1
2487098 | TELEMETRY SYSTEM | Ceragon, 6HGHz, OCB Filter Set, 1 x Tx, 2 x Rx, Channel 04, HIGH | CERAGON | CERAGON LTD | 15F6H-6960N | Active | 1
2493161 | CYLINDER,GAS | Empty Cylinder, 10kg, SF6 Maintenance Work Only, Purity >90%, Moisture as per MAC C3/C4 Criteria, N24 Silver Grey Body Y14 Gold Yellow Shoulder, Type 31 Valve, | CATALINA | CATALINA INDUSTRIES PTY LTD | 10KG SILVER GREY + GOLD YELLOW | Active | 1
2406075 | ARRESTER,ELECTRICAL SURGE | LDC2, 60kV, 10kA, Gapless Metal Oxide | ABBAUST | ABB AUSTRALIA PTY LTD | 7800098MWK48 | Active | 1
2406363 | FUSE CUTOUT,PRIMARY EXPULSION | Drop Out, 200A, 36kV, 170kV BIL, Crossarm Mount (scm) | NGKSTANG | NGK STANGER PTY LTD | C710-643PB | Active | 1
2405998 | GREASE,GENERAL PURPOSE | Gadus S2 V220 2, 450gm Cartridge, Automotive & Industrial Grease | SHELL | SHELL COMPANY OF AUSTRALIA LTD | GADUS S2 V220 2 | Active | 5
2406126 | TERMINATION KIT,ELECTRICAL CABLE | Underground, Indoor, 11kV, 95-185mm2 3 Core, Paper Lead Alloy, Screened or Belted, Armoured or Non-armoured | GILBERT | GILBERT LODGE AUSTRALIA PTY LTD | RAYEPKT17C3MIH2 | Active | 1
2406304 | INSULATOR,DISC | 125kN, Ball & Socket, Glass, Type U125 BS, with Zinc Insert (P6) | GRAPHSOL | GRAPH SOLUTIONS PTY LTD | 134210 | Active | 1
2406585 | BATTERY,NONRECHARGEABLE | 6V, Heavy Duty (Each) | MMELEC | MM ELECTRICAL MERCHANDISING | EVR509 | Active | 2
2406585 | BATTERY,NONRECHARGEABLE | 6V, Heavy Duty (Each) | ATOMSUPP | ATOM SUPPLY GROUP P/L | 3441002 | Active | 1
2456556 | CROSSARM,COMPOSITE | 1565 x 125 x 125mm, Intermediate Angle Buckarm, for Maintenance Constructions, Dwg 6-2-3010-8 & 1047766-05 (scm) | WAGNERS | WAGNERS CFT MANUFACTURING | EC006-00105 | Active | 5
2451490 | BLADE | Multifunction Power Tool Blade, Fixed Depth, 3mm Max Cutting Limit | TTLTOOL | TOTAL TOOLS TOWNSVILLE | BOSCH MTB 3MM | Phasing | 1
2492304 | ADAPTOR,UNIVERSAL | Button Adaptor to Bayonet/Taplin AL Fitting to suit 38mm Fibreglass Stick | THEWMCCA | TMAC THEW & MCCANN GROUP | TM10524 | Active | 5
4094 | MULTIPLEXER,DIGITAL | PDH, Data Connector, 3 x 7 | COMMTEL | COMMTEL NETWORK SOLUTIONS | 21470 | Active | 1
2400365 | SHADE BRIM,SAFETY HELMET | Straw Shade, to suit Safety Full Helmet | MTCASTLE | MOUNTCASTLE PTY LTD | E9000100 | Active | 1
104630 | INSULATOR,LINE POST | 66kV, 350kV BIL, Composite, Horizontal Clamp Top, ETS 10-02-02, Item 2 | GRAPHSOL | GRAPH SOLUTIONS PTY LTD | FPKN70CWO17SORO | Active | 1
104678 | OUTREACH HEADFRAME | Major Road, 4 Way, Galv, suit 3.0m Outreach Arm, Dwg 860256-01 (scm) | IUPOLE | INTERNATIONAL UTILITY POLES PTY LTD | EG-104678 | Active | 2
104678 | OUTREACH HEADFRAME | Major Road, 4 Way, Galv, suit 3.0m Outreach Arm, Dwg 860256-01 (scm) | GMPOLES | GM POLES PTY LTD | SPID-HF-4WX3 | Active | 1
104678 | OUTREACH HEADFRAME | Major Road, 4 Way, Galv, suit 3.0m Outreach Arm, Dwg 860256-01 (scm) | INGAL | INGAL EPS | 1128594RGL | Active | 2
104681 | OUTREACH HEADFRAME | Major Road, 3 Way, Galv, suit 1.5m Outreach Arm, Dwg 860256-01 (scm) | IUPOLE | INTERNATIONAL UTILITY POLES PTY LTD | EG-104681 | Active | 2
104681 | OUTREACH HEADFRAME | Major Road, 3 Way, Galv, suit 1.5m Outreach Arm, Dwg 860256-01 (scm) | GMPOLES | GM POLES PTY LTD | SPID-HF-3WX1.5 | Active | 1
104604 | FUSE,CARTRIDGE | 500V AC, HRC DIN Type, 50A, Size 1, ETS 12-02-01 Group E (scm) | FUSECO | FUSECO POWER SOLUTIONS PTY LTD | NH1F-50 | Active | 5
104628 | CROSSARM,WOOD | Predrilled, 2400 x 150 x 100mm, LV, Strain/Termination, EE Dwg 875133-07 (P12) (scm) | DALEMYRS | DALE & MEYERS OPERATIONS PTY LTD | XARM0104628 | Active | 1
104694 | RECLOSER,AUTO | Hydraulic, 11/12.7/19.1kV, SWER, 5A Coil, 10A Trip 1A3B Sequence, ETS 06-07-01 (scm) | COOPER | COOPER ELECTRICAL AUSTRALIA PTY LTD | KE05B13 | Active | 1
104704 | RECLOSER,AUTO | Hydraulic, 11/12.7/19.1kV, SWER, 10A Coil, 20A Trip 1A3C Sequence, ETS 06-07-01 (scm) | COOPER | COOPER ELECTRICAL AUSTRALIA PTY LTD | KE10C13 | Active | 1
104463 | CONNECTOR ELBOW | Set of 3, 630A, Bolted, suit 22kV 1C 630mm2 Al XLPE Cable, F & G Type AST20/630, w/o Metal Housing Code No. 31 573 63 (scm) | TECONN | TE CONNECTIVITY LTD | RSTI-ERG53 | Active | 1
104639 | INSULATOR,STRAIN | 66kV, 350kV BIL, Polymer, 70kN, Ball & Socket, ETS 10-02-01, Item 8 | PENTA | PENTA AUST (TMAC THEW & MCCANN/HYLEC) | PA30081 | Active | 1
104639 | INSULATOR,STRAIN | 66kV, 350kV BIL, Polymer, 70kN, Ball & Socket, ETS 10-02-01, Item 8 | MACLEAN | MACLEAN POWER SYSTEMS | S178029BE05 | Active | 2
104698 | RECLOSER,AUTO | Hydraulic, 11/12.7/19.1kV, SWER, 15A Coil, 30A Trip 2A2B Sequence, ETS 06-07-01 (scm) | COOPER | COOPER ELECTRICAL AUSTRALIA PTY LTD | KE15B22 | Active | 1
104629 | INSULATOR,LINE POST | 132kV, 320kV BIL, Composite, Horizontal Clamp Top, ETS 10-02-02, Item 1 | PENTA | PENTA AUST (TMAC THEW & MCCANN/HYLEC) | PA30087 | Active | 1
104629 | INSULATOR,LINE POST | 132kV, 320kV BIL, Composite, Horizontal Clamp Top, ETS 10-02-02, Item 1 | FLOWLINE | FLOWLINE INDUSTRIES PTY LTD | EH5236030H | Active | 2
2487205 | FUSE,CARTRIDGE | 24kV, HRC RMU Back-up, 100A, Barrel 442mm Lg, 85mm Dia, End Caps 34mm Lg, 45mm Dia c/w Striker Pin to DIN Standard 43 625, IEC 60282-1 & VDE 0670-4 | FUSECO | FUSECO POWER SOLUTIONS PTY LTD | 3002213/100 | Active | 1
2487205 | FUSE,CARTRIDGE | 24kV, HRC RMU Back-up, 100A, Barrel 442mm Lg, 85mm Dia, End Caps 34mm Lg, 45mm Dia c/w Striker Pin to DIN Standard 43 625, IEC 60282-1 & VDE 0670-4 | SIBA | SIBA WORLDWIDE FUSES | 30 022 13.100 | Active | 5
2417962 | INSULATOR,DISC | 125kN, Ball & Socket, Porcelain, Fog Type, Zinc Insert c/w "R" Pin (P90) | GRAPHSOL | GRAPH SOLUTIONS PTY LTD | 24946G | Active | 1
2417970 | INSULATOR,DISC | 125kN, Ball & Socket, Porcelain, Normal Type, Zinc Insert c/w "R" Pin (P108) | PENTA | PENTA AUST (TMAC THEW & MCCANN/HYLEC) | PA30069 | Active | 1
2417970 | INSULATOR,DISC | 125kN, Ball & Socket, Porcelain, Normal Type, Zinc Insert c/w "R" Pin (P108) | GRAPHSOL | GRAPH SOLUTIONS PTY LTD | 24815 | Active | 2
20428 | TERMINATION KIT,ELECTRICAL CABLE | Indoor, 11kV, 3Ph, 95mm2 Cu PLY/HDPE & PLYSWS Cable, Heatshrink, 650mm Min Tail Lengths, c/w Compression Lugs, AS/NZS 4805 Part 2 | TECONN | TE CONNECTIVITY LTD | EPKT-EX225 | Active | 1
431542 | SADDLE | Earth Guard, HFT, Single Sided 20mm with M6 hole, for HV & LV Earth (Not SWER) (P1000) (scm) | TYCOELEC | TYCO ELECTRONICS | EGS20M6 | Active | 2
431542 | SADDLE | Earth Guard, HFT, Single Sided 20mm with M6 hole, for HV & LV Earth (Not SWER) (P1000) (scm) | PLP | PREFORMED LINE PRODUCTS (AUST) | D-EGS20M6 | Active | 1
431542 | SADDLE | Earth Guard, HFT, Single Sided 20mm with M6 hole, for HV & LV Earth (Not SWER) (P1000) (scm) | LAWRENCE | LAWRENCE & HANSON | 4ELL1083 | Active | 2
476465 | SOCKET TONGUE | Twisted, 70kN, ETS 01-01-01, Dwg 01-17-03 (P20) (scm) | GREGSF | GREG SEWELL FORGINGS PTY LTD | 476465 | Active | 1
725224 | FUSE,CARTRIDGE | 69kV, 30A, CA Spec PS7/023/SE/88 Rev A | PWRHDIST | POWERHOUSE DISTRIBUTION | PH-476030 | Active | 1
620141 | FUSE LINK,EXPULSION | 100A, Class K, TS 06-03-01 (P1) (scm) | ABBAUST | ABB AUSTRALIA PTY LTD | 7501666 | Active | 2
620141 | FUSE LINK,EXPULSION | 100A, Class K, TS 06-03-01 (P1) (scm) | NGKSTANG | NGK STANGER PTY LTD | ZXC705-100BK37 | Active | 1
675132 | SWITCH,FUSED | 630A, 660V Crossarm Mounted Accepts Fuse Links with 111mm or 133/184mm Fixing Centres, Spec ETS 06-02-01 (scm) | NGKSTANG | NGK STANGER PTY LTD | NZ4286EXP/2 | Active | 1
611169 | FUSE,CARTRIDGE | 660V AC, HRC Cartridge OTM Type, 355A, 4 Hole Bolt in Centre Tags, 133/184mm Fixing Centres (scm) | FUSECO | FUSECO POWER SOLUTIONS PTY LTD | OTM355 | Active | 5
620273 | FUSE LINK,EXPULSION | 10A, Class T, TS 06-03-01 (scm) | ABBAUST | ABB AUSTRALIA PTY LTD | 7295837 | Active | 2
620273 | FUSE LINK,EXPULSION | 10A, Class T, TS 06-03-01 (scm) | NGKSTANG | NGK STANGER PTY LTD | ZXT705-10BT37 | Active | 1
2406684 | BEND,ELECTRICAL CONDUIT | 100mm, 45 Deg, 1800mm Rad, UPVC, LD, Orange Elec, AS/NZS 2053.2 (scm) | HAYMANS | HAYMANS ELECTRICAL | 100LDELE1800R45B | Active | 1
2406920 | CROSSARM,WOOD | Bare, 6300 x 125 x 125mm | DALEMYRS | DALE & MEYERS OPERATIONS PTY LTD | XARM2406920 | Active | 1
2406983 | WASHER,FLAT | Round, M5, Nickel Plated Brass (P100) (scm) | THEBLTPL | THE BOLT PLACE | 2406983 | Active | 1
2406708 | TERMINAL,LUG | Cable Assembly Flag Terminal c/w 14mm Hole, Flexible 35mm PVC Lead 750mm Lg (MOQ200) | TYCOELEC | TYCO ELECTRONICS | F20810 | Active | 1
2406409 | SOLDER,TIN-ZINC ALLOY | 70/30, 360mm, 15mm, 0.25kg, Al Friction, Scratch (friction) Metal for Al, Paper/Lead Cable Repair, Spec 273 AS1834 | IDEALELE | IDEAL ELECTRICAL SUPPLIERS | SOLDER TIN ZINC 70/30 | Active | 1
2406978 | WASHER,FLAT | Round, 6.35 x 15.88mm (1/4 x 5/8") S/Steel Gde 316 (P100) | THEBLTPL | THE BOLT PLACE | 2406978 | Active | 1
2407169 | TERMINATION,PREFORMED | FT, 19/2.75 SC/GZ & GY3 Insulator, ETS 11-09-01 | PLP | PREFORMED LINE PRODUCTS (AUST) | D-SGG1375: GY3 | Active | 1
2407275 | STAYROD | Yoke, Clevis Plates & Bolts, 288kN, ETS 11-09-01 | PLP | PREFORMED LINE PRODUCTS (AUST) | GAR-288-6000-M36 | Active | 1
2407252 | SHACKLE | Bow, Galv Steel, 120kN c/w Clevis Bolt Nut & Hump Split Pin, ETS 11-09-01 (scm) | PLP | PREFORMED LINE PRODUCTS (AUST) | S120A | Active | 1
2407253 | TWISTED EYE TONGUE | 120kN, ETS 11-09-01 | PLP | PREFORMED LINE PRODUCTS (AUST) | TET120 | Active | 1
2407286 | BOLT,EYE | M20 x 475mm, 100mm Lg Thread, Flange c/w S/Steel Humpback Split Pin, ETS 11-09-01 | PLP | PREFORMED LINE PRODUCTS (AUST) | EB475 | Active | 1
2407235 | CLAMP,SUPPORT,ELEC CONDUCTOR | Armour Grip, Oxygen, 19/4.75 AAAC 1120, For use with Clamp End Post Insulator, ETS 11-09-01 | PLP | PREFORMED LINE PRODUCTS (AUST) | D-HSP2375 | Active | 1
2407166 | SLEEVE,COMPRESSION | Termination Conductor Compression, FT, Sulphur, 61/3.75 AAAC 1120, Die Size Al 47.5mm, ETS 11-09-01 | PLP | PREFORMED LINE PRODUCTS (AUST) | D-HD713E | Active | 1
2407242 | GRIP,DEADEND | Aerial c/w Earth, 1.5m Earth Bond Lead & No Shackle, suit 11.4mm CC-30/30/449 OPGW, ETS 11-09-01 (scm) | DULHUNTY | DULHUNTY POWER (AUST) PTY LTD | OPGWTS-1130L-ER | Active | 1
2407257 | PLATE,METAL | Yoke, 120kN, ETS 11-09-01, EE Dwg ES000784-01 | PLP | PREFORMED LINE PRODUCTS (AUST) | TY141 | Active | 1
2401986 | TRANSFORMER,DISTRIBUTION | Pole Mount, 6.6kV, 63kVA, 3 Ph, Bushing Entry, NQ TS M195 | ABBAUST | ABB AUSTRALIA PTY LTD | 101096 | Active | 1
2403355 | SWITCH,AIR BREAK | 22/33kV, 400A, 200kV BIL, 3 Ph, Unitised Ganged, Horizontal Side Break, General Purpose c/w Load Break Device, use 6.5m Lg 32mm NB Pipe for the Handle, | AEMAUST | AEM AUSTRALIA PTY LTD | A7464 | Phasing | 1
2403877 | SETSCREW | M12 x 30mm, Hex, Zinc Plated, suit Unistrut System (P100) | HOBSON | HOBSON ENGINEERING CO PTY LTD | XEKBS16XCM120030 | Active | 1
2404280 | TAPE,INSULATION,ELECTRICAL | Scotch, No 13 | 3MAUST | 3M AUSTRALIA PTY LTD | MMM13 | Active | 5
2489383 | HOOK,SCREW | Test Probe Hook, 6mm, S/Steel, suit Teleperch Test Stick | PENTA | PENTA AUST (TMAC THEW & MCCANN/HYLEC) | PA21791 | Active | 1
2489383 | HOOK,SCREW | Test Probe Hook, 6mm, S/Steel, suit Teleperch Test Stick | HYLEC | HYLEC ENERGY SOLUTIONS | 6MMSSTESTHK | Active | 2
2491249 | HOT LINE STICK | Orange Insulated Stick, 875mm Long, 300m Handle, u/w Voltage Detectors for Indoor Use. | HYLEC | HYLEC ENERGY SOLUTIONS | PXV1082UQLD | Active | 2
2491249 | HOT LINE STICK | Orange Insulated Stick, 875mm Long, 300m Handle, u/w Voltage Detectors for Indoor Use. | PENTA | PENTA AUST (TMAC THEW & MCCANN/HYLEC) | PA21595 | Active | 1
2492684 | TRANSFORMER,VOLTAGE | 72.5kV, IVT, 50Hz, Post Type 1Ph Outdoor Dual 0.2M, 3P 50VA c/w Metering Accuracy Tests | ARTECHE | THE ARTECHE GROUP (GFF POWER PARNTER) | UT-72 | Active | 5
2492684 | TRANSFORMER,VOLTAGE | 72.5kV, IVT, 50Hz, Post Type 1Ph Outdoor Dual 0.2M, 3P 50VA c/w Metering Accuracy Tests | GFFPOWER | GFF POWER | UT-72 | Active | 1
104600 | INSULATOR,STATION POST | 22kV, 150kV BIL, Porcelain, 355mm H, 660mm Creepage, Lvl 3 Pollution, Type C10-150, JBP 10365 | PENTA | PENTA AUST (TMAC THEW & MCCANN/HYLEC) | PA30074 | Active | 1
104600 | INSULATOR,STATION POST | 22kV, 150kV BIL, Porcelain, 355mm H, 660mm Creepage, Lvl 3 Pollution, Type C10-150, JBP 10365 | GRAPHSOL | GRAPH SOLUTIONS PTY LTD | 346230L1 | Active | 2
104477 | TERMINATION KIT,ELECTRICAL CABLE | Outdoor, 22kV, 630mm2 Al, 1 Core XLPE Cable c/w Cold Shrink Cable Term Kit, Solvent Wipes, Cable Core Lugs, Cable Screen Lugs, ETS14-02-01 (scm) | TECONN | TE CONNECTIVITY LTD | CSTO-ERG56 | Active | 1
104460 | PROTECTOR,FIBRE OPTIC CABLE | Fibre Optic Abrasion Protector, 12.70 - 25.40mm Dia (P60) (scm) | PLP | PREFORMED LINE PRODUCTS (AUST) | PTG-0203 | Active | 1
126019 | POLE,PUBLIC LIGHTING,METAL | Minor Road, 5.5m, Base Plate Mounted, 350 PCD Bolt Spacing, Galv, EQTS 05-02-01, Dwg 05-02-11 (scm) | IUPOLE | INTERNATIONAL UTILITY POLES PTY LTD | EX-22393 | Active | 2
126019 | POLE,PUBLIC LIGHTING,METAL | Minor Road, 5.5m, Base Plate Mounted, 350 PCD Bolt Spacing, Galv, EQTS 05-02-01, Dwg 05-02-11 (scm) | INGAL | INGAL EPS | GEX22393 | Active | 2
126019 | POLE,PUBLIC LIGHTING,METAL | Minor Road, 5.5m, Base Plate Mounted, 350 PCD Bolt Spacing, Galv, EQTS 05-02-01, Dwg 05-02-11 (scm) | GMPOLES | GM POLES PTY LTD | FBM-5.5-350 | Active | 1
124228 | FUSE,CARTRIDGE | 415V AC, HRC Cartridge UK Type, 100A, 56mm x 30mm Dia | FUSECO | FUSECO POWER SOLUTIONS PTY LTD | 3057F-100 | Active | 5
455204 | PEG,SURVEY | 200 x 50 x 38mm, Painted Red, EE Dwg 903987-01 (In Bdls.of 100) | ENDFOUND | ENDEAVOUR FOUNDATION | PEG200MMRED | Active | 1
551008 | INSULATOR,DISC | 70kN, Ball & Socket, Glass, Type U70BL, (Fog), ETS 10-01-01, Item 19 | MOSGRAPH | MOSDORFER GRAPH | F70P/146DC | Active | 1
551008 | INSULATOR,DISC | 70kN, Ball & Socket, Glass, Type U70BL, (Fog), ETS 10-01-01, Item 19 | GRAPHSOL | GRAPH SOLUTIONS PTY LTD | B80P/146DC | Active | 2
2405177 | SWITCH,FUSED | 160A, 660V AC, 3 Pole, Accepts DIN Type Fuse Links Size 00, Switchboard Mounted, Front Connected, suit URD Pillars | IPDGROUP | IPD GROUP LIMITED | KETO-00-3/F | Active | 1
22828 | LEAD,ELECTRICAL | Flexible Insulated Jumper Cable, 5m Lg, Cable Meets Requirements ASTM F2321, kV Rating 15kV Phase to Phase, 10kV Phase to Earth, 400A Rated, 1.1 Smooth Jaw Al | TEN | THE ENERGY NETWORK (AUST) PTY LTD | BRITECH JUMPER5MEX | Active | 1
104803 | SCREW,TAPPING,THREAD CUTTING | Timber T17, 12/11 x 25mm, 5/16" HWF, S/Steel, Class 3 (P1000) | HOBSON | HOBSON ENGINEERING CO PTY LTD | T16WSFH1211025 | Active | 1
2492759 | CABLE ASSY,RADIO FREQUENCY | PolyPhaser TSX-NFF Type N F/F Bulkhead Coaxial Surge Protector, 698MHz - 2.7GHz, DC Block, 500W, IP67, 40kA | RFIND | RF INDUSTRIES PTY LTD | TSX-NFF | Active | 1
2487999 | CYLINDER,GAS | Empty Cylinder, 10kg, for SF6 Waste, Golden Yellow Body/Shoulder, Poor Purity Gas to be Scrapped, Not Suitable for Reuse & Uneconomical to Recycle | CATALINA | CATALINA INDUSTRIES PTY LTD | 10KG GOLD YELLOW | Active | 1
2488294 | DRILL,TWIST | Milwaukee Shockwave, Impact Hole Saw, 19mm (3/4") Thin Wall, 6mm (1/4") Quick Connect Hex Shank | C&LTOOL | C&L TOOL CENTRE | MILWA49569805 | Active | 1
2488294 | DRILL,TWIST | Milwaukee Shockwave, Impact Hole Saw, 19mm (3/4") Thin Wall, 6mm (1/4") Quick Connect Hex Shank | MILWAUKE | MILWAUKEE POWER TOOLS | 49569805 | Active | 5
2489110 | TRANSFORMER,DISTRIBUTION | Groundmount, 22kV/433-250V, 315kVA, 3Ph, HV Bushing DIN Interface A, LV Bsh, KNAN FR3 Fluid, Dyn 11, 7 Tap Positions HV & LV Cable Box Fitted, Pressure Relief | WILSON | WILSON TRANSFORMER CO. PTY LTD | 874-B169-11 | Active | 1
554097 | INSULATOR,STATION POST | 66kV, 350kV BIL, Porcelain, 770mm H, 1812mm Creepage, Lvl 3 Pollution, Type C8-350, JBP 10365 | GRAPHSOL | GRAPH SOLUTIONS PTY LTD | 34845LL3 | Active | 1
560320 | INSULATOR,LINE POST | 22kV, 150kV BIL, Porcelain, Vertical Clamp Top (AS Designation R11EC150N) Suitable for use with Galv M24 Bolt Morlynn P/N H11522, CA Spec 1812/96/T | PENTA | PENTA AUST (TMAC THEW & MCCANN/HYLEC) | PA30116 | Active | 1
560320 | INSULATOR,LINE POST | 22kV, 150kV BIL, Porcelain, Vertical Clamp Top (AS Designation R11EC150N) Suitable for use with Galv M24 Bolt Morlynn P/N H11522, CA Spec 1812/96/T | TYCOELEC | TYCO ELECTRONICS | H11522 | Active | 2
560445 | INSULATOR,PIN | 33kV, 11kN, Type SLP/33/534, Pattern 'C' Thread, ETS 10-01-01, Item 11 Dwg 10-01-04 (scm) | TECONN | TE CONNECTIVITY LTD | PI-SLP-33-534-PG1 | Active | 1
560461 | INSULATOR,PIN | 11kV, 7kN, Aerodynamic Type ALP/11/275 Pattern 'C' Thread, ETS 10-01-01, Item 4 | PENTA | PENTA AUST (TMAC THEW & MCCANN/HYLEC) | PA30064 | Active | 1
560461 | INSULATOR,PIN | 11kV, 7kN, Aerodynamic Type ALP/11/275 Pattern 'C' Thread, ETS 10-01-01, Item 4 | TECONN | TE CONNECTIVITY LTD | PI-ALP/11/275-PG1 | Active | 2
1728509 | NUT,EYE | M20, Galv, Dwg 01-05-01 (P20) (scm) | GREGSF | GREG SEWELL FORGINGS PTY LTD | 4807 | Active | 1
1702976 | BOLT,MACHINE | M10 x 140mm, Hex, Galv c/w Galv Hex Nut, Aust Std (P50) | THEBLTPL | THE BOLT PLACE | 1702976 | Active | 1
1420045 | CABLE,POWER,ELECTRICAL | Aerial, 0.6/1kV, 2 x 25mm2 Al ABC, XLPE Insulated (LVABC), 320m Wood Drum, JTS 03-03-02 (scm) | MIDLAND | MIDLAND METALS OVERSEAS PTE LTD | MMO-LVABC 2X25 AL X | Active | 1
1420045 | CABLE,POWER,ELECTRICAL | Aerial, 0.6/1kV, 2 x 25mm2 Al ABC, XLPE Insulated (LVABC), 320m Wood Drum, JTS 03-03-02 (scm) | OLEX | OLEX AUSTRALIA PTY LTD | XDAB17AA002AAAA | Active | 2
1703468 | BOLT,MACHINE | M12 x 280mm, Hex, Galv c/w Galv Hex Nut, Aust Std (P50) | THEBLTPL | THE BOLT PLACE | 1703468 | Active | 1
1713803 | BOLT,EYE | M20 x 500mm, Galv, Extension c/w Galv Hex Nut, 500mm from end of Bolt to Plate suit Composite Arms, Dwg ES000751-01 | GREGSF | GREG SEWELL FORGINGS PTY LTD | 1713803 | Active | 1
1714512 | BOLT,MACHINE | M20 x 500mm, 150mm Lg Thread, Hex, Galv, High Strength Property Class 8.8 c/w Galv Hex Nut & Washer, 75 x 75 x 6mm Washer Weld to Head, Aust Std (P10)(scm) | GREGSF | GREG SEWELL FORGINGS PTY LTD | 1714512 | Active | 1
1705428 | BOLT,MACHINE | M24 x 250mm, Hex, Galv c/w Galv Hex Nut, Aust Std (P10) | GREGSF | GREG SEWELL FORGINGS PTY LTD | 1705428 | Active | 1
1749336 | NUT,PLAIN,HEX | M16, S/Steel Gde 304, Aust Std (P50) (scm) | BOLTMAST | BOLTMASTERS | HNHM4 | Active | 2
1749336 | NUT,PLAIN,HEX | M16, S/Steel Gde 304, Aust Std (P50) (scm) | GREGSF | GREG SEWELL FORGINGS PTY LTD | 1749336 | Active | 1
1728510 | NUT,EYE | M24, Galv, Dwg 01-05-01 (P20) (scm) | GREGSF | GREG SEWELL FORGINGS PTY LTD | 1728510 | Active | 1
2491595 | TELEMETRY SYSTEM | RAC 70v2, QPSK-4096QAM, NO XPIC, ACM | COMMTEL | COMMTEL NETWORK SOLUTIONS | EXR-700-002 | Active | 1
2491595 | TELEMETRY SYSTEM | RAC 70v2, QPSK-4096QAM, NO XPIC, ACM | AVIAT | AVIAT NETWORKS | EXR-700-002 | Active | 5
2491678 | RADIO UNIT,REMOTE | ODU 600v2, 8GHz, 7835-8017 TX Low, T-R 300/305.56/310/311.32/360MHz | COMMTEL | COMMTEL NETWORK SOLUTIONS | ECH-08-0311-021 | Active | 1
2491678 | RADIO UNIT,REMOTE | ODU 600v2, 8GHz, 7835-8017 TX Low, T-R 300/305.56/310/311.32/360MHz | AVIAT | AVIAT NETWORKS | ECH-08-0311-021 | Active | 5
2491702 | TELEMETRY SYSTEM | Eclipse, Intelligent Node Unit, Super Licence Plus c/w EZF-08012, EZF-01, EZF-02, EZF-03, EZF-04, EZF-05, EZF-06, EZF-09, EZF-10, EZF-14, EZG-42, EZF-56 | COMMTEL | COMMTEL NETWORK SOLUTIONS | EZE-SLX-ECLIPSE-INU | Active | 1
2491702 | TELEMETRY SYSTEM | Eclipse, Intelligent Node Unit, Super Licence Plus c/w EZF-08012, EZF-01, EZF-02, EZF-03, EZF-04, EZF-05, EZF-06, EZF-09, EZF-10, EZF-14, EZG-42, EZF-56 | AVIAT | AVIAT NETWORKS | EZE-SLX-ECLIPSE-INU | Active | 5
2491728 | CABLE ASSY,RADIO FREQUENCY | Y-Cable, 2 x HDR-E50 to BNC Connector, 2.8m | COMMTEL | COMMTEL NETWORK SOLUTIONS | 037-579405-002 | Active | 1
2491728 | CABLE ASSY,RADIO FREQUENCY | Y-Cable, 2 x HDR-E50 to BNC Connector, 2.8m | AVIAT | AVIAT NETWORKS | 037-579405-002 | Active | 5
2491736 | FILTER | Replacement Air Filter, Network Equipment Building System, 2RU Chassis, Filter Membrane Only | COMMTEL | COMMTEL NETWORK SOLUTIONS | 131-501768-001 | Active | 1
2491736 | FILTER | Replacement Air Filter, Network Equipment Building System, 2RU Chassis, Filter Membrane Only | AVIAT | AVIAT NETWORKS | 131-501768-001 | Active | 5
2491918 | TERMINATION KIT,ELECTRICAL CABLE | In/Out LV Termination, Heatshrink, suit 25mm2 4 Core WB Al XLPE/PVC, c/w Bi-Metal Narrow Palm Shear Bolt Lugs | RAYCHEM | RAYCHEM (AUSTRALIA) PTY LTD | EPKT-EQ536 | Active | 1
2491918 | TERMINATION KIT,ELECTRICAL CABLE | In/Out LV Termination, Heatshrink, suit 25mm2 4 Core WB Al XLPE/PVC, c/w Bi-Metal Narrow Palm Shear Bolt Lugs | TECONN | TE CONNECTIVITY LTD | ES6344-000 | Active | 2
30405 | COVER,TERMINAL BLOCK | Type CO Protective Cover, 1m Lg, 77mm W, 30mm H, Transparent, PVC, Terminal Block Accessory | ABBAUST | ABB AUSTRALIA PTY LTD | 1SNK 900 604 R0000 | Active | 1
2407259 | CLEVIS | Ball, 120kN, ETS 11-09-01 | PLP | PREFORMED LINE PRODUCTS (AUST) | BC120A | Active | 1
2407262 | LINK,EXTENSION | Mark 94, ETS 11-09-01 | PLP | PREFORMED LINE PRODUCTS (AUST) | LSP-120-460ER | Active | 1
2407263 | LINK,EXTENSION | Mark 95, ETS 11-09-01 | PLP | PREFORMED LINE PRODUCTS (AUST) | LSP-120-250ER | Active | 1
2407278 | GUARD | Stay 32mm OD x 1.6mm Thk x 2.40m Lg, Al Tube, Deburred Powder Coated Pearl White, ETS 11-09-01 | PLP | PREFORMED LINE PRODUCTS (AUST) | ASG-030-2.4 | Active | 1
2407102 | PEG,SURVEY | Rural Locating, 1000 x 25 x 25mm, Painted Yellow, EE Dwg 903987-01, (In Bdls.of 40) | ENDFOUND | ENDEAVOUR FOUNDATION | 25251000PY | Active | 1
2407175 | SPLICE,CONDUCTOR | Preformed, FT, 7/2.75 SC/AC, Left Hand Lay, ETS 11-09-01 | PLP | PREFORMED LINE PRODUCTS (AUST) | D-LLS0825L | Active | 1
2407256 | CLEVIS,TONGUE | 120kN, ETS 11-09-01 | TEN | THE ENERGY NETWORK (AUST) PTY LTD | CT-120 | Active | 1
2407256 | CLEVIS,TONGUE | 120kN, ETS 11-09-01 | PLP | PREFORMED LINE PRODUCTS (AUST) | TC-120-1 | Active | 2
2409480 | BRACE,CROSSARM | Tension, 45 x 45 x 5 x 2450 Lg, Galv Steel, Stamp with "IIN2409480", EE Dwg 917971-03(4) | ISM | ISM MANUFACTURING PTY LTD | ERGON-917971-03-04 | Active | 1
2489359 | INSULATING COMPOUND,ELECTRICAL | DUSSEK R4M, Rosin Oil, Sets Thick, for Cable Boxes 33kV or Less, 16kg Pail | DUSSEK | DUSSEK (H&R GROUP) | DUSSEK R4M | Active | 5
2407144 | SLEEVE,COMPRESSION | FT, Iodine, 7/4.75 AAAC 1120, Die Size Al, 22.0mm, ETS 11-09-01 | PLP | PREFORMED LINE PRODUCTS (AUST) | D-HM705 | Active | 1
2479723 | FIXTURE,LIGHTING | 37W RoadFlair BRP392 (L37A) 4K c/w Upcast Adaptor, Major Road, EQTS 05-01-02 (scm) | PHILIPS | PHILIPS AUSTRALIA PTY LTD | 824110136141 | Active | 1
2491108 | RELAY,ELECTROMAGNETIC | RIF-0-RSC-12DC/21, Pre-assembled Relay Module with Screw Connection, Relay Base with Ejector & Power Contact Relay, Contact type: 1 Changeover Contact, | PHOENIX | PHOENIX CONTACT PTY LTD | 2903375 | Active | 1
2471894 | ADHESIVE | Sikaflex 11FC, Paste, 300ml Tube, Adhesive Sealant, Polyurethane, Fast Cure, Bonding Agent for QR Acrylic Labels | ATOMSUPP | ATOM SUPPLY GROUP P/L | 88893739 | Active | 1
2471894 | ADHESIVE | Sikaflex 11FC, Paste, 300ml Tube, Adhesive Sealant, Polyurethane, Fast Cure, Bonding Agent for QR Acrylic Labels | SIKA | SIKA GROUP (AUST) | 520355 | Active | 2
2472264 | SANITISER | Aquim Hand Gel; Anti-Bacterial Hand Sanitiser; 60 ml; For use when water is not avalable | ALPHAFAS | ALPHA FIRST AID SUPPLIES | 99609 | Active | 2
2472264 | SANITISER | Aquim Hand Gel; Anti-Bacterial Hand Sanitiser; 60 ml; For use when water is not avalable | ATOMSUPP | ATOM SUPPLY GROUP P/L | 418459 | Active | 2
2472264 | SANITISER | Aquim Hand Gel; Anti-Bacterial Hand Sanitiser; 60 ml; For use when water is not avalable | ATOMSUPP | ATOM SUPPLY GROUP P/L | 79904983 | Active | 1
24824 | GLOVES,PROTECTIVE | MaxiCut 5 Ultra, Size 6, Micro-Foam Nitrile Coated, Cut & Punture Resistant | ATG | ATG INTELLIGENT GLOVE SOLUTIONS | 44-3745 06 | Active | 2
24824 | GLOVES,PROTECTIVE | MaxiCut 5 Ultra, Size 6, Micro-Foam Nitrile Coated, Cut & Punture Resistant | ATOMSUPP | ATOM SUPPLY GROUP P/L | 30000324 | Active | 1
2438117 | LAMP,METAL HALIDE | 70W Ceramic Arc, Clear Tube, E27 Cap, Operates on 70W HP Sodium Control Gear, EQTS 05-03-01 (scm) | LSS | LIGHT SOURCE SOLUTIONS | S93102211 | Phasing | 1
2438117 | LAMP,METAL HALIDE | 70W Ceramic Arc, Clear Tube, E27 Cap, Operates on 70W HP Sodium Control Gear, EQTS 05-03-01 (scm) | PHILIPS | PHILIPS AUSTRALIA PTY LTD | 928082019235 | Phasing | 2
104516 | CUTTER,CABLE,HAND OPERATED | Cable, Ratchet, 254mm long, Capacity 32mm AL/Cu, 20mm ACSR | TEN | THE ENERGY NETWORK (AUST) PTY LTD | RC-32ACSR | Active | 1
104516 | CUTTER,CABLE,HAND OPERATED | Cable, Ratchet, 254mm long, Capacity 32mm AL/Cu, 20mm ACSR | TEN | THE ENERGY NETWORK (AUST) PTY LTD | 9009 | Active | 2
21977 | BIT,AUGER | Impact, 22mm Dia, 600mm OAL, Steel, Ring Twist, 7/16" Hex Shank, Quick Release | LEGEND | LEGEND POWER SYSTEMS | MSS-0078L | Active | 1
21977 | BIT,AUGER | Impact, 22mm Dia, 600mm OAL, Steel, Ring Twist, 7/16" Hex Shank, Quick Release | SPECFORC | SPECIALISED FORCE PTY LTD | STMSF822X600 | Active | 2
2489334 | PLATFORM,POLE | Universal Insulated Composite Pole Platform, 850mm long (Small) with Rough Top Deck & Locking Mechanism, WLL 200kg | PENTA | PENTA AUST (TMAC THEW & MCCANN/HYLEC) | PA01831 | Active | 1
2489334 | PLATFORM,POLE | Universal Insulated Composite Pole Platform, 850mm long (Small) with Rough Top Deck & Locking Mechanism, WLL 200kg | THEWMCCA | TMAC THEW & MCCANN GROUP | TM01831 | Active | 2
23881 | INSULATING COMPOUND,ELECTRICAL | Resin & Hardener Compound DS700A&B, Alt Resin for Prysmian 110kV Joint Outer Box, 20kg When Mixed, 6 Units per Joint | MIDLAND | MIDLAND METALS OVERSEAS PTE LTD | DS700A & B | Active | 1
2490860 | ARRESTER,LIGHTNING | Lightning Rod/Finial, Hot Dip Galv | ADNOUGHT | ADNOUGHT SHEETMETAL FABRICATIONS | LIGHTNING FINIAL | Active | 1
23887 | LINK,STRESS | Replacement Stress Link, for Lugall Webbing Strap Serial Hoists, Silver | TEN | THE ENERGY NETWORK (AUST) PTY LTD | PLA-572 | Active | 1
104679 | OUTREACH HEADFRAME | Major Road, 4 Way, Galv, suit 1.5m Outreach Arm, Dwg 860256-01 (scm) | IUPOLE | INTERNATIONAL UTILITY POLES PTY LTD | EG-104679 | Active | 2
104679 | OUTREACH HEADFRAME | Major Road, 4 Way, Galv, suit 1.5m Outreach Arm, Dwg 860256-01 (scm) | GMPOLES | GM POLES PTY LTD | SPID-HF-4WX1.5 | Active | 1
16813 | BIRD REPELLENT | Afterglow UV Stabilised Warning Marker, White, Disk 250mm Lg, 10-70mm Clamp, used to Divert Birds from Power Lines | SUMMIT | SUMMIT GROUP | AFTERGLOW 9.2-PE1100 | Active | 1
16478 | INSULATING COMPOUND KIT,ELECTRICAL | 3 Part Polyurethane Resin Compound, Resin Base, Hardener & Filler, Operating Temperature 90°C, 7.5L Kit | SICAME | SICAME AUSTRALIA PTY LTD | HRK3-75 | Active | 5
2443836 | CABLE ASSY,FIBRE OPTIC | Patch Lead, 10m Lg, ST-ST Connectors, 2 Fibre D-Series, MMOF, 2 Core, MIL Spec Riser Cable, 5mm Jacket, Black | OPTICAL | OPTICAL FIBRE SYSTEMS PTY LTD | OFS-CAB-62D2-MIL-AA-10 | Active | 1
2492502 | BASE,RELAY | 250V, 8A, 8 Pin Flat, Screw Terminal, DIN Rail Mount, suit 4652 Relay Box Clamp, IP20, -40 to 70 deg C, 32.8 x 29 x 12.4mm | HAYMANS | HAYMANS ELECTRICAL | FID97.02 | Active | 1
2492510 | POWER SUPPLY | PDU Unit, 1RU, 240V, 10A, 1 x 3 Pin Aus Plug Input, 6 x 3 Pin Aus GPO Output, 2m Lg Cord, Horizontal Orientation, Black, 482.6 x 45 x 44.6mm, w/optional | HAYMANS | HAYMANS ELECTRICAL | SEVSEDG-6P-GPO | Active | 1
2454221 | COVER,FUSE | ABB SafeLink 1 & 2 Fuse Cap, Single Phase | ABBAUST | ABB AUSTRALIA PTY LTD | CA2012FC | Active | 1
1703816 | BOLT,MACHINE | M16 x 40mm, Hex, Galv c/w Galv Hex Nut, Aust Std (P100) (scm) | BOLTMAST | BOLTMASTERS | HMHM040G | Active | 2
1703816 | BOLT,MACHINE | M16 x 40mm, Hex, Galv c/w Galv Hex Nut, Aust Std (P100) (scm) | GREGSF | GREG SEWELL FORGINGS PTY LTD | 1703816 | Active | 1
1704596 | BOLT,MACHINE | M20 x 300mm, Hex, Galv c/w Galv Hex Nut, Aust Std (P15) (scm) | BOLTMAST | BOLTMASTERS | IMHM300G | Active | 2
1704596 | BOLT,MACHINE | M20 x 300mm, Hex, Galv c/w Galv Hex Nut, Aust Std (P15) (scm) | GREGSF | GREG SEWELL FORGINGS PTY LTD | 1704596 | Active | 1
1757622 | SCREW,COACH | M10 x 50mm, Galv, Aust Std (P500) (scm) | GREGSF | GREG SEWELL FORGINGS PTY LTD | 1757622 | Active | 2
1757622 | SCREW,COACH | M10 x 50mm, Galv, Aust Std (P500) (scm) | BOLTMAST | BOLTMASTERS | FMHS050G | Active | 1
1766605 | ANCHOR,GUY | Double Helix, 250mm Dia, 35mm2 Hub Metric Thread, Mid Strength 6000ft lb (P25) (scm) | BRITECH | BRI-TECH PTY LTD | T102-1948 | Active | 1
1777593 | WASHER,FLAT | Round, M24, Galv, QESI Dwg 01-04-02 (P100) (scm) | THEBLTPL | THE BOLT PLACE | 1777593 | Active | 1
1702852 | BOLT,MACHINE | M10 x 25mm, Hex, Galv c/w Galv Hex Nut, Aust Std (P100) (scm) | THEBLTPL | THE BOLT PLACE | 1702852 | Active | 1
1631267 | CABLE,POWER,ELECTRICAL | Control, U/G, 0.6/1kV, 24C, 4mm2 Cu, PVC Insulated/Screen/PVC Sheath (7/0.85) Metre Marked, CTS PS16/007/SE/82 Rev C (250m Drum) (MOQ 1000m) | OLEX | OLEX AUSTRALIA PTY LTD | BPMP09SB024CXWW | Active | 1
1703921 | BOLT,MACHINE | M16 x 180mm, Hex, Galv c/w Galv Hex Nut, Thread 80-100mm Lg, ETS 01-02-01, Aust Std (P30) (scm) | BOLTMAST | BOLTMASTERS | HMHM180G | Active | 2
1703921 | BOLT,MACHINE | M16 x 180mm, Hex, Galv c/w Galv Hex Nut, Thread 80-100mm Lg, ETS 01-02-01, Aust Std (P30) (scm) | GREGSF | GREG SEWELL FORGINGS PTY LTD | 1703921 | Active | 1
1704751 | BOLT,MACHINE | M20 x 650mm, Hex, Galv c/w Galv Hex Nut, Aust Std (P5) (scm) | GREGSF | GREG SEWELL FORGINGS PTY LTD | 1704751 | Active | 1
1713501 | BOLT,EYE | M24 x 600mm, Galv c/w Galv Hex Nut, Dwg 01-02-03, Pack of 5 | GREGSF | GREG SEWELL FORGINGS PTY LTD | 1713501 | Active | 1
1631305 | CABLE,POWER,ELECTRICAL | Control, U/G, 0.6/1kV, 4C, 6mm2 Cu, PVC Insulated/UnScreened/PVC Sheath (7/1.04) Metre Marked CTS PS16/007/SE/82 Rev B (250m Drum) (MOQ 1000m) | OLEX | OLEX AUSTRALIA PTY LTD | HAHP11AA004CXWW | Active | 1
1704097 | BOLT,MACHINE | M16 x 450mm, Hex, Galv c/w Galv Hex Nut, Aust Std (P20) | GREGSF | GREG SEWELL FORGINGS PTY LTD | 1704097 | Active | 1
1705622 | BOLT,MACHINE | M24 x 700mm, Hex, Galv c/w Galv Hex Nut, Aust Std (P5) | GREGSF | GREG SEWELL FORGINGS PTY LTD | 1705622 | Active | 1
2489235 | HARNESS,SAFETY,INDUSTRIAL | Full Body Dielectric EWP, Large, Confined Space Harness | HGHTDYNM | HEIGHT DYNAMICS | FH24 LARGE | Active | 1
21418 | CONNECTOR | Type PSBJ 4/15/6, Female Test Socket Connector, Insulated, Transparent, suit Terminal Types UK6N & UK10N, Pack of 10 | HAYMANS | HAYMANS ELECTRICAL | PHO0303419 | Active | 1
21418 | CONNECTOR | Type PSBJ 4/15/6, Female Test Socket Connector, Insulated, Transparent, suit Terminal Types UK6N & UK10N, Pack of 10 | PHOENIX | PHOENIX CONTACT PTY LTD | 303419 | Active | 5
2407108 | PEG,SURVEY | Rural Locating, 1000 x 25 x 25mm, Painted Red, EE Dwg 903987-01, (In Bdls.of 40) | ENDFOUND | ENDEAVOUR FOUNDATION | 25251000PR | Active | 1
2492411 | TAG,MARKER | Pole Inspection Disc, Al, Non-Coloured, Non-Stamped, 50mm Dia, 2mm Thk c/w 6mm Dia Punched Hole 8mm from Edge | UAM | UTILITY ASSET MANAGEMENT P/L | DISC-PLAIN | Active | 1
2492437 | MULTIPLEXER CARD | DB4 Single Slot 75 Ohm Bal with 4xE1, DynaFlex Digital Branching Unit, 4xE1 | COMMTEL | COMMTEL NETWORK SOLUTIONS | DYF-DB4-75&DYF-DB4-SWENHANCED | Active | 2
2492437 | MULTIPLEXER CARD | DB4 Single Slot 75 Ohm Bal with 4xE1, DynaFlex Digital Branching Unit, 4xE1 | AVARA | AVARA TECHNOLOGIES P/L (MANUFACTURER) | P61011.02 | Active | 1
2492478 | INSULATING VARNISH | Elmotherm VA42, Red Varnish, Air Dry, 300g Aerosol, 12 per Carton | HAZELEC | HAZ-ELEC INDUSTRIES PTY LTD | 818-S015-0042-PP | Active | 1
2492478 | INSULATING VARNISH | Elmotherm VA42, Red Varnish, Air Dry, 300g Aerosol, 12 per Carton | REGAL | REGAL BELOIT CORPORATION | 818-S015-0042-PP | Active | 5
2492486 | CORROSION PREVENTIVE COMPOUND | CRC 3013, Soft Seal, Heavy Film, Long Term Protection for Metal Services, 300g Aerosol | BLKWOODJ | J BLACKWOOD & SONS LIMITED | 3968000 | Active | 1
2492486 | CORROSION PREVENTIVE COMPOUND | CRC 3013, Soft Seal, Heavy Film, Long Term Protection for Metal Services, 300g Aerosol | CRC | CRC INDUSTRIES AUSTRALIA PTY LTD | 3013 | Active | 5
2409522 | PLATE,METAL | Compression Gusset, 12mm Plate, Galv Steel, Stamp with "IIN 2409522" EE Dwg 917971-03 Item 10 | ISM | ISM MANUFACTURING PTY LTD | ERGON-917971-03-10 | Active | 1
2477164 | COVER,ACCESS | Tall Pillar Lid, Modified to House Data Recorder (N/S), or Recorder & AFLC Filter (SE), Dwg 1087664-01 | FLOWLINE | FLOWLINE INDUSTRIES PTY LTD | ES1013 | Active | 1
2492031 | PARTS KIT,TERMINAL JUNCTION | Fixed Base Pole Kit 3 Ph c/w 20A (10x38) Fuse & Holder, M8 x 4mm2 Lug, 16mm2 Lug, 2 Terminal Blocks, for Slip Base Street Light Pole | MMELEC | MM ELECTRICAL MERCHANDISING | I3S-BP3DR-ROK | Active | 1
2462117 | GLOVES | Inner for HV Insulating Gloves, Size XXL Nylon Shell with PU Coating | BUNZL | BUNZL LIMITED | NIMLTLITEBL02XL | Active | 2
2462117 | GLOVES | Inner for HV Insulating Gloves, Size XXL Nylon Shell with PU Coating | ATOMSUPP | ATOM SUPPLY GROUP P/L | 79903025 | Active | 1
2462091 | GLOVES | Inner for HV Insulating Gloves, Size L, Nylon Shell with PU Coating | ATOMSUPP | ATOM SUPPLY GROUP P/L | 90110276 | Active | 1
2462091 | GLOVES | Inner for HV Insulating Gloves, Size L, Nylon Shell with PU Coating | BUNZL | BUNZL LIMITED | NIMLTLITEBL000L | Active | 2
2459147 | METAL CLEANER & RUST REMOVER | Yield, Prenetraing Release Agent, Loosens Rust & Corrosion, Cleans Grease, Dirt & Sludge *Not for Circuit Breaker Mechanisms* | ATOMSUPP | ATOM SUPPLY GROUP P/L | 88891418 | Active | 1
2459147 | METAL CLEANER & RUST REMOVER | Yield, Prenetraing Release Agent, Loosens Rust & Corrosion, Cleans Grease, Dirt & Sludge *Not for Circuit Breaker Mechanisms* | CHEMSRCH | CHEMSEARCH | 5068 | Active | 2
2452431 | GLOVES,HEAT PROTECTIVE | Vantage, Heat Retardant, Size 9, Plaited, DuPont Kevlar & Ploy/Cotton, Knitwrist, suitable for Hot Work Environments | ATOMSUPP | ATOM SUPPLY GROUP P/L | 131583 | Active | 1
2452431 | GLOVES,HEAT PROTECTIVE | Vantage, Heat Retardant, Size 9, Plaited, DuPont Kevlar & Ploy/Cotton, Knitwrist, suitable for Hot Work Environments | ALLENS | ALLENS INDUSTRIAL PRODUCTS | AN70761/09 | Active | 2
2452431 | GLOVES,HEAT PROTECTIVE | Vantage, Heat Retardant, Size 9, Plaited, DuPont Kevlar & Ploy/Cotton, Knitwrist, suitable for Hot Work Environments | ANSELL | ANSELL LTD | 70-761/SIZE 9 | Active | 2
2404407 | PAINT,FLUORESCENT | Fluorescent Yellow, 350g Spraypak Can | ATOMSUPP | ATOM SUPPLY GROUP P/L | 90888008 | Active | 1
2404407 | PAINT,FLUORESCENT | Fluorescent Yellow, 350g Spraypak Can | BLKWOODJ | J BLACKWOOD & SONS LIMITED | 4714655 | Active | 2
2402808 | SNAP HOOK | Handline, Galv Steel, 1.5T WLL c/w Safety Latch | ATOMSUPP | ATOM SUPPLY GROUP P/L | 90160806 | Active | 1
2402808 | SNAP HOOK | Handline, Galv Steel, 1.5T WLL c/w Safety Latch | ROBLIFT | ROBERTSONS LIFTING & RIGGING PTY LTD | 426315 | Active | 2
455506 | POST,FENCE,METAL | Star Picket, 1650mm, Black (P10) | ATOMSUPP | ATOM SUPPLY GROUP P/L | 91090000 | Active | 1
455506 | POST,FENCE,METAL | Star Picket, 1650mm, Black (P10) | BUNNINGS | BUNNINGS WAREHOUSE | 10755 (3041497) | Active | 2
22041 | COVER,ELECTRICAL EQUIPMENT | LV, High Visibility Insulating Sock, 230 x 110mm, Tubular Shape, for O/Head & U/Ground Apparatus, to AS4202-1994 & AS2225-1994 | BALMORAL | BALMORAL ENGINEERING PTY LTD | 19004-ERG | Active | 2
22041 | COVER,ELECTRICAL EQUIPMENT | LV, High Visibility Insulating Sock, 230 x 110mm, Tubular Shape, for O/Head & U/Ground Apparatus, to AS4202-1994 & AS2225-1994 | BALMORAL | BALMORAL ENGINEERING PTY LTD | 19004 ENGX | Active | 1
22041 | COVER,ELECTRICAL EQUIPMENT | LV, High Visibility Insulating Sock, 230 x 110mm, Tubular Shape, for O/Head & U/Ground Apparatus, to AS4202-1994 & AS2225-1994 | BALMORAL | BALMORAL ENGINEERING PTY LTD | 19003 | Active | 2
22041 | COVER,ELECTRICAL EQUIPMENT | LV, High Visibility Insulating Sock, 230 x 110mm, Tubular Shape, for O/Head & U/Ground Apparatus, to AS4202-1994 & AS2225-1994 | BALMORAL | BALMORAL ENGINEERING PTY LTD | 02389851/19003 | Active | 2
2428464 | GLOVE SHELLS,ELECTRICAL WORKERS | Live Line Leather Protector, Goat Skin, 3" Cuff, suit Glove Sizes 10.0 & 10.5, 12" Lg (305mm) | BALMORAL | BALMORAL ENGINEERING PTY LTD | OUTHVGS10 | Active | 1
2428464 | GLOVE SHELLS,ELECTRICAL WORKERS | Live Line Leather Protector, Goat Skin, 3" Cuff, suit Glove Sizes 10.0 & 10.5, 12" Lg (305mm) | ANSELL | ANSELL LTD | OUTHVGS10 | Active | 2
2428464 | GLOVE SHELLS,ELECTRICAL WORKERS | Live Line Leather Protector, Goat Skin, 3" Cuff, suit Glove Sizes 10.0 & 10.5, 12" Lg (305mm) | SALISBRY | SALISBURY (MANUFACTURER) | ILP3S 10/10.5 | Active | 5
2471332 | RESCUE KIT | for Pole Top Rescue In Yellow Box c/w Rope, Tool Pouch, Rescue Cutter, Parrot Beak Cutter, Adjustable Anchor Strap & Descender | HGHTDYNM | HEIGHT DYNAMICS | 12204 | Active | 1
2489763 | TERMINAL BLOCK | Type PTME 4, Test Disconnect Terminal, 500V, 24A, Gray, 70.5 x 6.2 x 48.8mm, 35mm DIN Rail Mtg, Clip-on, 0.2-6mm2 Cond Size c/w Switch Lever Disconnect | PHOENIX | PHOENIX CONTACT PTY LTD | 3212139 | Active | 1
2489771 | END PLATE,TERMINAL BLOCK | D-PTME 4, End Cover, Gray, suit PTME 4 Terminal Block | PHOENIX | PHOENIX CONTACT PTY LTD | 3212167 | Active | 1
2489789 | PLUG | PAI-4-FIX-5/6 GY, Test Adapter Plug, 2mm Male to 4mm Banana Female, Gray, suit 10A, 250V Phoenix Terminals | PHOENIX | PHOENIX CONTACT PTY LTD | 3035982 | Active | 1
2407293 | BOLT,EYE | M20 x 650mm, 150mm Lg Thread, Flange c/w S/Steel Humpback Split Pin, ETS 11-09-01 | PLP | PREFORMED LINE PRODUCTS (AUST) | EB650 | Active | 1
2433597 | DRIVE UNIT,HYDRAULIC | Rotator, suit 6.0T Cable Drum Stand, 500kg Line Pull, Petrol Engine, ETS RSE11, Dwg DA1401 | REDMOND | REDMOND GARY AUSTRALIA PTY LTD | 0408-994-0018 | Active | 5
2491033 | HANDLE,HOT LINE STICK | MV Series, Section 9 (12m Base Section), c/w Base Cap for Telescopic Stick, fitted with 66kV Sticker | HASTINGS | HASTINGS (MANUFACTURER) | A20263 | Active | 5
2452506 | HANDLING,COMPUTER EQUIPMENT | Product Check In & Tracking through ACT Logistics Warehouse | ACTLOG | ACT LOGISTICS | PRODUCT HANDLING | Active | 5
2443844 | CABLE ASSY,FIBRE OPTIC | Patch Lead, 20m Lg, ST-ST Connectors, 2 Fibre D-Series, MMOF, 2 Core, MIL Spec Riser Cable, 5mm Jacket, Black | OPTICAL | OPTICAL FIBRE SYSTEMS PTY LTD | OFS-CAB-62D2-MIL-AA-20 | Active | 1
2449353 | CABLE ASSY,FIBRE OPTIC | Patch Lead, 5m Lg, LC-LC Connectors, 2 Fibre D-Series, MMOF MIL Spec, 2 Core, 5mm Jacket, Black | OPTICAL | OPTICAL FIBRE SYSTEMS PTY LTD | OFS-CAB-62D2-MIL-VV-05 | Active | 1
2452555 | CABLE ASSY,FIBRE OPTIC | Pigtail, 1.5m Lg, FC Connector, Tight Buffered Fibre, SMOF, Yellow | OPTICAL | OPTICAL FIBRE SYSTEMS PTY LTD | OFS-CAB-090-IO-015 | Active | 5
2452555 | CABLE ASSY,FIBRE OPTIC | Pigtail, 1.5m Lg, FC Connector, Tight Buffered Fibre, SMOF, Yellow | OPTICAL | OPTICAL FIBRE SYSTEMS PTY LTD | CAB-090-IO-015 | Active | 1
2452563 | CABLE ASSY,FIBRE OPTIC | Pigtail, 1.5m Lg, ST Connector, Tight Buffered Fibre, 62.5/125 MMOF, Natural | OPTICAL | OPTICAL FIBRE SYSTEMS PTY LTD | CAB-620-AO-015 | Active | 1
2452563 | CABLE ASSY,FIBRE OPTIC | Pigtail, 1.5m Lg, ST Connector, Tight Buffered Fibre, 62.5/125 MMOF, Natural | OPTICAL | OPTICAL FIBRE SYSTEMS PTY LTD | OFS-CAB-620-AO-015 | Active | 5
2452571 | CABLE ASSY,FIBRE OPTIC | Pigtail, 1.5m Lg, LC Connector, Tight Buffered Fibre, SMOF, Yellow | OPTICAL | OPTICAL FIBRE SYSTEMS PTY LTD | CAB-090-VO-015 | Active | 1
2452571 | CABLE ASSY,FIBRE OPTIC | Pigtail, 1.5m Lg, LC Connector, Tight Buffered Fibre, SMOF, Yellow | OPTICAL | OPTICAL FIBRE SYSTEMS PTY LTD | OFS-CAB-090-VO-015 | Active | 5
24955 | GLOVES,PROTECTIVE | Leather Protectors, NexGen, use with Size 10.5 Electriflex Rubber Gloves, suit Class 2, 3 & 4 | TEN | THE ENERGY NETWORK (AUST) PTY LTD | NGILP3S-10H | Active | 1
24956 | GLOVES,PROTECTIVE | Leather Protectors, NexGen, use with Size 11 Electriflex Rubber Gloves, suit Class 2, 3 & 4 | TEN | THE ENERGY NETWORK (AUST) PTY LTD | NGILP3S-11 | Active | 1
2438034 | TAG,INSTRUCTION | Test Marker, Plastic, Self Adhesive, Black Text on White, space for Equip ID Number, Serial Number, Tested at 75kV / 300mm, 3 x spaces for Retest Date c/w | CERTAGS | CERTAGS PTY LTD | 9287 | Active | 5
2438034 | TAG,INSTRUCTION | Test Marker, Plastic, Self Adhesive, Black Text on White, space for Equip ID Number, Serial Number, Tested at 75kV / 300mm, 3 x spaces for Retest Date c/w | PROMARK | PROMARK PTY LTD (MANUFACTURER) | 9287 | Active | 1
1713749 | BOLT,EYE | M20 x 200mm, Galv, Extension c/w Galv Hex Nut, 200mm from end of Bolt to Plate suit Wood Arms, Dwg 22-A4-172 Rev B, Pack of 5 | GREGSF | GREG SEWELL FORGINGS PTY LTD | 1713749 | Active | 1
2400144 | BOLT,MACHINE | M12 x 65mm, Hex, S/Steel Gde 316 c/w S/Steel Gde 304 Hex Nut, Aust Std (P25) | THEBLTPL | THE BOLT PLACE | 2400144 | Active | 1
2400144 | BOLT,MACHINE | M12 x 65mm, Hex, S/Steel Gde 316 c/w S/Steel Gde 304 Hex Nut, Aust Std (P25) | HOBSON | HOBSON ENGINEERING CO PTY LTD | XEKBH16XCM120065 | Active | 2
2400144 | BOLT,MACHINE | M12 x 65mm, Hex, S/Steel Gde 316 c/w S/Steel Gde 304 Hex Nut, Aust Std (P25) | AUSTAIN | AUSTAIN FASTENERS PTY LTD | B00612065 | Active | 2
2400015 | BOLT,MACHINE | M12 x 260mm, Hex, Galv c/w Galv Hex Nut, Aust Std (P50) | THEBLTPL | THE BOLT PLACE | 2400015 | Active | 1
2400192 | BOLT,MACHINE | M16 x 45mm, Hex, Galv c/w Galv Hex Nut, Aust Std (P100) | GREGSF | GREG SEWELL FORGINGS PTY LTD | 2400192 | Active | 1
2400405 | BEND,ELECTRICAL CONDUIT | 80mm, 15 Deg, 1830mm Rad, UPVC, LD, Orange Elec, AS/NZS 2053.2 | HAYMANS | HAYMANS ELECTRICAL | 80LDELE1830R15B | Active | 1
2400591 | FUSE,CARTRIDGE | 40A, 69kV, Boric Acid Filled, Standard Speed, suit SMD-1A Fuse Mounts | S&C ELEC | S&C ELECTRIC COMPANY | 446040R1 | Active | 5
2400909 | INSULATION SLEEVING,ELECTRICAL | Heat Shrink Tubing, 82/25mm, 250mm Lg, Medium Wall c/w Sealant | TECONN | TE CONNECTIVITY LTD | MWTM-85/25-250/S(S20) | Active | 1
2400909 | INSULATION SLEEVING,ELECTRICAL | Heat Shrink Tubing, 82/25mm, 250mm Lg, Medium Wall c/w Sealant | GILBERT | GILBERT LODGE AUSTRALIA PTY LTD | RAYMWTM85/25-250 | Active | 2
2401123 | WIRE,ELECTRICAL | Conductor Aerial, AAC/1350, 7/2.50mm, LEO, Fully Greased, 4500m Wood Drum, JTS 03-03-01 | MIDLAND | MIDLAND METALS OVERSEAS PTE LTD | MMO-LEO | Active | 1
2401377 | CABLE,POWER,ELECTRICAL | U/Ground, 12.7/22kV, 1C, 35mm2 Al, XLPE Insulated/35mm2 Nom Cu Wire Screen/ PVC Sheath (MOQ 750m) (scm) | MIDLAND | MIDLAND METALS OVERSEAS PTE LTD | XLHA18AA001CXAAOFFER1 | Active | 2
2401377 | CABLE,POWER,ELECTRICAL | U/Ground, 12.7/22kV, 1C, 35mm2 Al, XLPE Insulated/35mm2 Nom Cu Wire Screen/ PVC Sheath (MOQ 750m) (scm) | OLEX | OLEX AUSTRALIA PTY LTD | XLHA18AA001CXAA | Active | 1
2400940 | JOINT,ELECTRICAL POWER CABLE | 11kV, Transition, 95 to 185mm 3 Core PLY 3 Core XLPE c/w Solvent Wipes | GILBERT | GILBERT LODGE AUSTRALIA PTY LTD | EFSJ11CT8L3 | Active | 1
2401150 | CABLE,POWER,ELECTRICAL | Aerial, 0.6/1kV, 2 x 10mm2 HD Cu, HDPE Insulated Black V75 (7/1.35) Parallel Webbed (250m Drum) (MOQ 250m) | OLEX | OLEX AUSTRALIA PTY LTD | DAAT13AN002AABK | Active | 1
2403151 | FUSE,CARTRIDGE | 250V AC, HRC Cartridge SK Type, 16A, 29 x 12.7mm Dia (P20) | FUSECO | FUSECO POWER SOLUTIONS PTY LTD | MD16 | Active | 5
2403218 | CLAMP,ELECTRICAL | Earth Rod, Brass, 13/15mm Dia Rod & 2.55mm Dia (4mm2) Cable (P200) | CLIPSAL | CLIPSAL (BY SCHNEIDER ELECTRIC) | CLI 205MBS | Active | 1
2405343 | INSULATOR,STATION POST | 33kV, 250kV BIL, Porcelain, 508mm H & 76mm PCD c/w 12mm Threads | MORLYNN | MORLYNN CERAMICS PTY LTD | H11132 | Active | 5
2473221 | DISCONNECTOR,HIGH VOLTAGE | 36kV, 31.5kA/3Sec, RHS Earth Switch, EESS-10724-01 | PLP | PREFORMED LINE PRODUCTS (AUST) | A-A9432-04 | Active | 1
2473338 | SWITCH,ISOLATING | 145kV, 40kA/1Sec, Left Hand Earth Switch, for Outdoor HV Disconnector, S10015453-01 | INSULECT | INSULECT AUSTRALIA PTY LTD | DSC12714 | Active | 1
2473346 | SWITCH,ISOLATING | 145kV, 40kA/1Sec, Right Hand Earth Switch, for Outdoor HV Disconnector, S10015453-01 | INSULECT | INSULECT AUSTRALIA PTY LTD | DSC12713 | Active | 1
2473353 | SUPPORT,ELEC EQUIP | Low Support Structure, Steel, for 145kV Outdoor Disconnector, S10015453-01 | INSULECT | INSULECT AUSTRALIA PTY LTD | DSC08844-02 | Active | 1
2488245 | ELECTROLYTE DRINK | Sqwincher Fast Pack, Tropical Cooler, Low Sodium, Gluten Free, Caffeine Free, 18ml Sachet, add water to make 180ml Serving, Box of 50 | ATOMSUPP | ATOM SUPPLY GROUP P/L | 91520344 | Active | 1
2488245 | ELECTROLYTE DRINK | Sqwincher Fast Pack, Tropical Cooler, Low Sodium, Gluten Free, Caffeine Free, 18ml Sachet, add water to make 180ml Serving, Box of 50 | SQWINCH | THE SQWINCHER CORP (MANUFACTURER) | SQ0098 | Active | 5
11176 | COVER,TERMINAL BLOCK | Type ADP2 Protective Cover, SAK Series, 1m Lg, 61.5mm W, 30mm H, Transparent, PVC, u/w Type HP2 Support Bracket, Terminal Block Accessory | WEIDMLLR | WEIDMULLER (AUST) PTY LTD | 485300000 | Active | 5
2493427 | DRILL-DRIVER,ELECTRIC,PORTABLE | Milwaukee, M12 Fuel, 1/4" Hex Impact Driver Quick Connect, 12V, Tri-LED Lighting, Tool Only | C&LTOOL | C&L TOOL CENTRE | MILWTM12FID20 | Active | 1
2493427 | DRILL-DRIVER,ELECTRIC,PORTABLE | Milwaukee, M12 Fuel, 1/4" Hex Impact Driver Quick Connect, 12V, Tri-LED Lighting, Tool Only | MILWAUKE | MILWAUKEE POWER TOOLS | M12FID20 | Active | 5
104433 | BIT,SCREWDRIVER | Power Drive Bit, Magnetic External 5/16" Nutsetter, Hex Head, suit Roofing Screw | C&LTOOL | C&L TOOL CENTRE | GFB30B | Active | 2
104433 | BIT,SCREWDRIVER | Power Drive Bit, Magnetic External 5/16" Nutsetter, Hex Head, suit Roofing Screw | CLIPSAL | CLIPSAL (BY SCHNEIDER ELECTRIC) | CLI 357NS | Active | 1
2417517 | BIT,SCREWDRIVER | Drive Head, 3/8" Tek, use on Battery Screwdriver | ATOMSUPP | ATOM SUPPLY GROUP P/L | 36021957 | Active | 1
2417517 | BIT,SCREWDRIVER | Drive Head, 3/8" Tek, use on Battery Screwdriver | BLKWOODJ | J BLACKWOOD & SONS LIMITED | 1153114 | Active | 2
2417517 | BIT,SCREWDRIVER | Drive Head, 3/8" Tek, use on Battery Screwdriver | ATOMSUPP | ATOM SUPPLY GROUP P/L | 92278060 | Active | 2
2478162 | BIT,SCREWDRIVER | Phillips, #2, 50mm, 1/4" Quick Connect, (P5) | MILWAUKE | MILWAUKEE POWER TOOLS | 48324602 | Active | 5
2478162 | BIT,SCREWDRIVER | Phillips, #2, 50mm, 1/4" Quick Connect, (P5) | C&LTOOL | C&L TOOL CENTRE | MILWA48324602 | Active | 1
2478170 | BIT,SCREWDRIVER | Phillips, #2, 89mm, 1/4" Quick Connect, (P5) | C&LTOOL | C&L TOOL CENTRE | MILWA48324564 | Active | 1
2478170 | BIT,SCREWDRIVER | Phillips, #2, 89mm, 1/4" Quick Connect, (P5) | MILWAUKE | MILWAUKEE POWER TOOLS | 48324564 | Active | 5
2478907 | BIT,SCREWDRIVER | Flat Driver, 4 x 50mm, 1/4" Hex | C&LTOOL | C&L TOOL CENTRE | GFB020B | Active | 1
2489854 | GLOVES,ELECTRICAL WORKER'S | Electriflex Linemans, Class 3, 26.5kVAC, Size 10, Insulating Natural Rubber, Yellow/Black, Straight Cuff, 16" (400mm Lg) | TEN | THE ENERGY NETWORK (AUST) PTY LTD | NG316YB-10 | Active | 1
2490308 | GLOVES,ELECTRICAL WORKER'S | Salisbury Honeywell, Class 00, 500VAC, Size 8, Insulating Natural Rubber, Red, Straight Cuff, 280mm (11") Lg, ASTM D120 - 02A | TEN | THE ENERGY NETWORK (AUST) PTY LTD | E0011R-8 | Active | 1
2490308 | GLOVES,ELECTRICAL WORKER'S | Salisbury Honeywell, Class 00, 500VAC, Size 8, Insulating Natural Rubber, Red, Straight Cuff, 280mm (11") Lg, ASTM D120 - 02A | SALISBRY | SALISBURY (MANUFACTURER) | E0011R-8 | Active | 5
2490316 | GLOVES,ELECTRICAL WORKER'S | Salisbury Honeywell, Class 00, 500VAC, Size 8.5, Insulating Natural Rubber, Red, Straight Cuff, 280mm (11") Lg, ASTM D120 - 02A | TEN | THE ENERGY NETWORK (AUST) PTY LTD | E0011R-8H | Active | 1
2490316 | GLOVES,ELECTRICAL WORKER'S | Salisbury Honeywell, Class 00, 500VAC, Size 8.5, Insulating Natural Rubber, Red, Straight Cuff, 280mm (11") Lg, ASTM D120 - 02A | SALISBRY | SALISBURY (MANUFACTURER) | E0011R-8H | Active | 5
2490324 | GLOVES,ELECTRICAL WORKER'S | Salisbury Honeywell, Class 00, 500VAC, Size 9, Insulating Natural Rubber, Red, Straight Cuff, 280mm (11") Lg, ASTM D120 - 02A | TEN | THE ENERGY NETWORK (AUST) PTY LTD | E0011R-9 | Active | 1
2490324 | GLOVES,ELECTRICAL WORKER'S | Salisbury Honeywell, Class 00, 500VAC, Size 9, Insulating Natural Rubber, Red, Straight Cuff, 280mm (11") Lg, ASTM D120 - 02A | SALISBRY | SALISBURY (MANUFACTURER) | E0011R-9 | Active | 5
2422962 | ANCHOR | Ladder Anchor, Temporary, S/Steel, for Roof Access Kit, AS/NZS 1891.3 | HGHTDYNM | HEIGHT DYNAMICS | LD402 | Active | 1
2422954 | ANCHOR | Roof Anchor, for Iron Roof, Anchor On The Go | HGHTDYNM | HEIGHT DYNAMICS | 1.5M LG RED | Active | 1
2422954 | ANCHOR | Roof Anchor, for Iron Roof, Anchor On The Go | HGHTDYNM | HEIGHT DYNAMICS | 762998 | Active | 2
16947 | CARTRIDGE,RESPIRATOR,AIR FILTERING | Sundstrom SR510 P3 Particle Filter, Protection against all Types of Solid or Liquid Particles larger than 0.3 Microns (0.0003mm), Dust, Oil, Mist, Bacterial, | BLKWOODJ | J BLACKWOOD & SONS LIMITED | 00785655/00026 | Active | 2
16947 | CARTRIDGE,RESPIRATOR,AIR FILTERING | Sundstrom SR510 P3 Particle Filter, Protection against all Types of Solid or Liquid Particles larger than 0.3 Microns (0.0003mm), Dust, Oil, Mist, Bacterial, | BLKWOODJ | J BLACKWOOD & SONS LIMITED | 785655 | Active | 1
2455558 | LEGGINGS,SNAKE GUARD | Snakeprotex Chaps, Poly, Size L, to fit Calf Circ up to 49cm, Knee to Ankle, Lower Leg Protection from Potential Snake Bites | BLKWOODJ | J BLACKWOOD & SONS LIMITED | 214374 | Active | 1
2455558 | LEGGINGS,SNAKE GUARD | Snakeprotex Chaps, Poly, Size L, to fit Calf Circ up to 49cm, Knee to Ankle, Lower Leg Protection from Potential Snake Bites | SNAKEPRT | SNAKEPROTEX | SPX-L | Active | 2
2455558 | LEGGINGS,SNAKE GUARD | Snakeprotex Chaps, Poly, Size L, to fit Calf Circ up to 49cm, Knee to Ankle, Lower Leg Protection from Potential Snake Bites | BLKWOODJ | J BLACKWOOD & SONS LIMITED | 3173585 | Active | 2
2451037 | LEGGINGS,SNAKE GUARD | Snakeprotex Chaps, Poly, Size XL, to fit Calf Circ up to 53cm, Knee to Ankle, Lower Leg Protection from Potential Snake Bites | BLKWOODJ | J BLACKWOOD & SONS LIMITED | 214391 | Active | 1
2451037 | LEGGINGS,SNAKE GUARD | Snakeprotex Chaps, Poly, Size XL, to fit Calf Circ up to 53cm, Knee to Ankle, Lower Leg Protection from Potential Snake Bites | SNAKEPRT | SNAKEPROTEX | SPX-XL | Active | 2
1837486 | GLOVES | Knitted Cotton Inner | BLKWOODJ | J BLACKWOOD & SONS LIMITED | 4329839 | Active | 1
104649 | SADDLE | Cu, Double Sided, 13mm (1/2") c/w 2 x 5mm Holes (P100) (scm) | MMELEC | MM ELECTRICAL MERCHANDISING | G09184 | Active | 2
104649 | SADDLE | Cu, Double Sided, 13mm (1/2") c/w 2 x 5mm Holes (P100) (scm) | REXEL | REXEL AUSTRALIA | 26184 | Active | 2
104649 | SADDLE | Cu, Double Sided, 13mm (1/2") c/w 2 x 5mm Holes (P100) (scm) | BLKWOODJ | J BLACKWOOD & SONS LIMITED | 3469004 | Active | 1
2402428 | STEPLADDER | Fibreglass, 1.83m, Double Side, ETS RSE02 | LADAMAX | LADAMAX ALUMINIUM PRODUCTS PTY LTD | FDS062 | Active | 5
1850148 | STEPLADDER | Fibreglass, 2.44m, Double Side, ETS RSE02 | LADAMAX | LADAMAX ALUMINIUM PRODUCTS PTY LTD | FDS082 | Active | 5
21838 | MASK,AIR FILTERING | Disposable, Surgical Cup Type Mask, KN95, for Influenza Strain Type Symptoms | ALPHAFAS | ALPHA FIRST AID SUPPLIES | 99250 | Active | 1
21838 | MASK,AIR FILTERING | Disposable, Surgical Cup Type Mask, KN95, for Influenza Strain Type Symptoms | ALPHAFAS | ALPHA FIRST AID SUPPLIES | 99249 | Active | 1
2492130 | INSECT NET,HEAD | Fly & Mosquito Head Protection, Fine Mesh, One Size, Pull Cord for Secure Fit | ATOMSUPP | ATOM SUPPLY GROUP P/L | 1446001 | Active | 1
17021 | TERMINAL BLOCK | 4 Terminal Tunnel Type, 500V, 140A, Red, suit up to 25mm2 Cable, Pack of 10 | CNWELEC | CNW ELECTRICAL PTY LTD | BPT2RD | Active | 1
17021 | TERMINAL BLOCK | 4 Terminal Tunnel Type, 500V, 140A, Red, suit up to 25mm2 Cable, Pack of 10 | CLIPSAL | CLIPSAL (BY SCHNEIDER ELECTRIC) | BPT2RD | Active | 5
2452233 | TELEMETRY SYSTEM | 15HP-RFU-8L, Ceragon FibreAir 1500R Microwave RFU, 155-622 Mbps, 8 GHz, 16 to 256 QAM | CERAGON | CERAGON LTD | 01-3129-6 | Active | 1
2452241 | TELEMETRY SYSTEM | 15HP-RFU-6L, Ceragon FibreAir 1500R Microwave RFU, 155-622 Mbps, 6 GHz, 16 to 256 QAM | CERAGON | CERAGON LTD | 01-3130-4 | Active | 1
2452258 | TELEMETRY SYSTEM | 15HP-RFU-6H, Ceragon FibreAir 1500R Microwave RFU, 155-622 Mbps, 6 GHz, 16 to 256 QAM | CERAGON | CERAGON LTD | 01-3131-5 | Active | 1
2452282 | TELEMETRY SYSTEM | 15HP-1R-RFU-6L, Ceragon FibreAir 1500R Microwave RFU, 155-622 Mbps, 6 GHz, 16 to 256 QAM | CERAGON | CERAGON LTD | 01-3261-1 | Active | 1
2452308 | TELEMETRY SYSTEM | 15HPS-1R-RFU-11L, Ceragon FibreAir 1500R Microwave RFU, 155-622 Mbps, 11 GHz, 16 to 256 QAM | CERAGON | CERAGON LTD | 01-3263-1 | Active | 1
2452340 | TELEMETRY SYSTEM | 15OCB6L252A-03-H, Ceragon Outdoor Circulating Block, 6 GHz, High | CERAGON | CERAGON LTD | 15-OCB-6L-252A-03H | Active | 1
2452357 | TELEMETRY SYSTEM | 15OCB6L252A-03-L, Ceragon Outdoor Circulating Block, 6 GHz, Low | CERAGON | CERAGON LTD | 15-OCB-6L-252A-03L | Active | 1
2462448 | CONTROL,INTERFACE | 13.5V DC Power Module, Modem Power Supply, for CL7 Controller | EATONELE | EATON ELECTRIC SYSTEMS PTY LTD | 57E0003X09G10 | Active | 1
2462455 | CONTROL,INTERFACE | Ethernet 10Base-T/100Base-TX, Cu, RJ45, Comms Module, for CL7 Controller, no Base Board | EATONELE | EATON ELECTRIC SYSTEMS PTY LTD | 57E0003X20G10 | Active | 1
2491470 | MODULE,TRANSCEIVER | 10G, SFP+ BiBi ZR, TX1550 / RX1490nm, 80km, SMF, LC Simplex Connector, Programmable | FLEXOPTX | FLEXOPTIX UNIVERSAL TRANSCEIVERS | P.B1696.80.OL.R | Active | 5
2491876 | INTERFACE UNIT,COMMS | SEL8051, Nx64F Submodule, C37.94 Multimode, ST Connector, Conformal Coat, for SEL ICON | SEL | SCHWEITZER ENGINEERING LAB PTY LTD | 8051-11C | Active | 1
2492262 | ARRESTER,ELECTRICAL SURGE | Class SL, Ur=12kV, Uc=10.2kV, 10kA, Gapless Metal Oxide c/w Pedestal Base for 11kV Non-Effectively Earthed Systems | ACCULEC | ACCULEC PTY LTD (303899) | 300810-3010 | Active | 5
2492262 | ARRESTER,ELECTRICAL SURGE | Class SL, Ur=12kV, Uc=10.2kV, 10kA, Gapless Metal Oxide c/w Pedestal Base for 11kV Non-Effectively Earthed Systems | ACCULEC | ACCULEC PTY LTD (303899) | PVI-LP 300810-3010 | Active | 1
2492270 | ARRESTER,ELECTRICAL SURGE | Class SL, Ur=24kV, Uc=19.5kV, 10kA, Gapless Metal Oxide c/w Pedestal Base for 22kV Non-Effectively Earthed Systems | ACCULEC | ACCULEC PTY LTD (303899) | 300820-3010 | Active | 5
2492270 | ARRESTER,ELECTRICAL SURGE | Class SL, Ur=24kV, Uc=19.5kV, 10kA, Gapless Metal Oxide c/w Pedestal Base for 22kV Non-Effectively Earthed Systems | ACCULEC | ACCULEC PTY LTD (303899) | PVI-LP 300820-3010 | Active | 1
25347 | METER,WATTHOUR | EMC1, 2 Element, 230/240V, 10-100A, Class 1, Bottom Connected, Load Profiling TOU Meter, RFID/SmartCard Enabled Prepayment Meter, Comms Enabled | AMSTG | AMS TECHNOLOGY GROUP PTY LTD | EMC1.Y+SM01-AU-MECR-08 | Active | 5
25348 | METER,WATTHOUR | EMA1, 1 Element, 230/240V, 10-100A, Class 1, Bottom Connected, Load Profiling TOU Meter, RFID/SmartCard Enabled Prepayment Meter, Comms Enabled | AMSTG | AMS TECHNOLOGY GROUP PTY LTD | EMA1.Y+SM01-AU-MECR-08 | Active | 5
104680 | OUTREACH HEADFRAME | Major Road, 3 Way, Galv, suit 3.0m Outreach Arm, Dwg 860256-01 (scm) | IUPOLE | INTERNATIONAL UTILITY POLES PTY LTD | EG-104680 | Active | 2
104680 | OUTREACH HEADFRAME | Major Road, 3 Way, Galv, suit 3.0m Outreach Arm, Dwg 860256-01 (scm) | GMPOLES | GM POLES PTY LTD | SPID-HF-3WX3 | Active | 1
104608 | FUSE,CARTRIDGE | 11/22kV, HRC Current Limiting, 25A, 20kA Fault Rating, Powder Filled (scm) | COOPER | COOPER ELECTRICAL AUSTRALIA PTY LTD | FAK45W25 | Active | 1
104609 | FUSE,CARTRIDGE | 11/22kV, HRC Current Limiting, 30A, 20kA Fault Rating, Powder Filled (scm) | COOPER | COOPER ELECTRICAL AUSTRALIA PTY LTD | FAK45W30 | Active | 1
104607 | FUSE,CARTRIDGE | 11/22kV, HRC Current Limiting, 8A, 20kA Fault Rating, Powder Filled (scm) | COOPER | COOPER ELECTRICAL AUSTRALIA PTY LTD | FAK45W8 | Active | 1
104693 | RECLOSER,AUTO | Hydraulic, 11/12.7/19.1kV, SWER, 10A Coil, 20A Trip 1A3B Sequence, ETS 06-07-01 (scm) | COOPER | COOPER ELECTRICAL AUSTRALIA PTY LTD | KE10B13 | Active | 1
104486 | CLAMP,TREFOIL | S/Steel, suit Cable 24.0 to 27.0mm Dia c/w Clamping Screws etc, for use with M8 Fixing Bolt, Clamp to be supplied assembled | IDEALELE | IDEAL ELECTRICAL SUPPLIERS | UNISTRUT TF27SS | Active | 2
104486 | CLAMP,TREFOIL | S/Steel, suit Cable 24.0 to 27.0mm Dia c/w Clamping Screws etc, for use with M8 Fixing Bolt, Clamp to be supplied assembled | TYCOELEC | TYCO ELECTRONICS | UNISTRUT TF27SS | Active | 1
104486 | CLAMP,TREFOIL | S/Steel, suit Cable 24.0 to 27.0mm Dia c/w Clamping Screws etc, for use with M8 Fixing Bolt, Clamp to be supplied assembled | INTERENG | INTERTECH ENGINEERING PTY LTD | UNISTRUT TF27SS | Active | 2
104802 | SCREW,TAPPING,THREAD CUTTING | Timber T17, 12/11 x 50mm, 5/16" HWF, S/Steel, Class 3 (P500) | HOBSON | HOBSON ENGINEERING CO PTY LTD | T16WSFH1211050 | Active | 1
104487 | CLAMP,TREFOIL | S/Steel, suit Cable 33.0 to 37.0mm Dia c/w Clamping Screws etc, for use with M8 Fixing Bolt, Clamp to be supplied assembled | INTERENG | INTERTECH ENGINEERING PTY LTD | UNISTRUT TF37SS | Active | 2
104487 | CLAMP,TREFOIL | S/Steel, suit Cable 33.0 to 37.0mm Dia c/w Clamping Screws etc, for use with M8 Fixing Bolt, Clamp to be supplied assembled | IDEALELE | IDEAL ELECTRICAL SUPPLIERS | UNISTRUT TF37SS | Active | 2
104487 | CLAMP,TREFOIL | S/Steel, suit Cable 33.0 to 37.0mm Dia c/w Clamping Screws etc, for use with M8 Fixing Bolt, Clamp to be supplied assembled | TYCOELEC | TYCO ELECTRONICS | UNISTRUT TF37SS | Active | 1
30246 | NUT,PLAIN,GANG CHANNEL | M10, S/Steel c/w Spring, suit P3300 & P4000 Unistrut System | UNISTRUT | UNISTRUT AUSTRALIA (MANUFACTURER) | P4008ZA | Active | 1
2479731 | FIXTURE,LIGHTING | 60W RoadFlair BRP392 (L60A) 4K c/w Upcast Adaptor, Major Road, EQTS 05-01-02 (scm) | PHILIPS | PHILIPS AUSTRALIA PTY LTD | 824110136161 | Active | 1
2486983 | TELEMETRY SYSTEM | Ceragon, RFU 1500HP, 6HG, 2Rx SM/All Indoor | CERAGON | CERAGON LTD | 15HPA-2R-RFU-6H | Active | 1
2487015 | TELEMETRY SYSTEM | Ceragon, 11GHz w 490MHz TR Separation, OCB Assy, Block A, Channel 03, HIGH | CERAGON | CERAGON LTD | 15OCB11W-490A-03-H | Active | 1
2487080 | TELEMETRY SYSTEM | Ceragon, 6HGHz, OCB Filter Set, 1 x Tx, 2 x Rx, Channel 04, LOW | CERAGON | CERAGON LTD | 15F6H-6620N | Active | 1
2487122 | TELEMETRY SYSTEM | Ceragon, 8GHz, OCB Filter Set, 1 x Tx, 2 x Rx, Channel 05, LOW | CERAGON | CERAGON LTD | 15F8-7851.475N | Active | 1
2487130 | TELEMETRY SYSTEM | Ceragon, 8GHz, OCB Filter Set, 1 x Tx, 2 x Rx, Channel 05, HIGH | CERAGON | CERAGON LTD | 15F8-8162.795N | Active | 1
3018 | TRANSFORMER,VOLTAGE | 145kV, CVE, 145/650/50, Dwg 933256, ETS 2006/0084/T (scm) | ADAPTAUS | ADAPT AUSTRALIA PTY LTD | CVE: 145/650/50 | Active | 5
2492148 | TRANSFORMER,DISTRIBUTION | Groundmount, 33kV/433V, 1500kVA, 3Ph, 50Hz, O/A 1921 x 1948mm, KNAN, Dyn11, HV Bushing DIN Interface C, c/w LV & HV Cable Box (scm) | TYREE | TYREE TRANSFORMERS PTY LTD | 1500M602 | Active | 1
2492882 | RECEIVER,RIPPLE CONTROL | R1100, 217Hz, NQ-T, Program 225, Decabit, T33/EVSE/T31, c/w 1 x Switch Fitted R2 | LANDIS | LANDIS GYR (AUST) PTY LTD | R1100200NNXXXNNEQ 225 | Active | 1
2492924 | RECEIVER,RIPPLE CONTROL | R1100, 225Hz, CA, Program 519, Ricontic-B, T33/EVSE/T31 c/w 1 x Switch Fitted R2 | LANDIS | LANDIS GYR (AUST) PTY LTD | R1100200NNXXXNNEQ 519 | Active | 5
2492932 | RECEIVER,RIPPLE CONTROL | R1100, 317Hz, WB, Program 622, Pulsadis-S, T33/EVSE/T31 c/w 1 x Switch Fitted R2 | LANDIS | LANDIS GYR (AUST) PTY LTD | R1100200NNXXXNNEQ 622 | Active | 5
2492940 | RECEIVER,RIPPLE CONTROL | R1100, 425Hz, SW, Program 720, Decabit, T33/EVSE/T31 c/w 1 x Switch Fitted R2 | LANDIS | LANDIS GYR (AUST) PTY LTD | R1100200NNXXXNNEQ 720 | Active | 5
2492668 | MULTIPLEXER,DIGITAL | Avara sNGA Card, DynaFlex Secured Network Gateway Adaptor Unit, 8xV.11, 8xRS232, 2x10/100Base-T | AVARA | AVARA TECHNOLOGIES P/L (MANUFACTURER) | P61511.01 | Active | 1
2492668 | MULTIPLEXER,DIGITAL | Avara sNGA Card, DynaFlex Secured Network Gateway Adaptor Unit, 8xV.11, 8xRS232, 2x10/100Base-T | COMMTEL | COMMTEL NETWORK SOLUTIONS | DYF-SNGA-2FE | Active | 2
2492973 | METER,WATTHOUR | EM133, 100A, 3 Ph WC, DIN Mount | SATEC | SATEC (AUSTRALIA) PTY LTD | EM133-XM-100-50HZ-SE-CC | Active | 5
2492981 | METER,WATTHOUR | EM133, 5A, 3 Ph CT, DIN Mount | SATEC | SATEC (AUSTRALIA) PTY LTD | EM133-XM-5-50HZ-SE-CC | Active | 5
2492999 | METER,WATTHOUR | EM133, HACS, 3 Ph CT, DIN Mount | SATEC | SATEC (AUSTRALIA) PTY LTD | EM133-XM-HACS-50HZ-SE-CC | Active | 5
2493005 | METER,WATTHOUR | EM235, FCAS, 5A, 3 Ph CT, DIN Mount | SATEC | SATEC (AUSTRALIA) PTY LTD | PRO-EM235-5-50HZ-ACDC-IO-FCAS | Active | 5
2493013 | METER,WATTHOUR | EM235, FCAS, 1A, 3 Ph CT, DIN Mount | SATEC | SATEC (AUSTRALIA) PTY LTD | PRO-EM235-1-50HZ-ACDC-IO-FCAS | Active | 5
2493021 | METER,WATTHOUR | EM235, FCAS, HCAS, 3 Ph CT, DIN Mount | SATEC | SATEC (AUSTRALIA) PTY LTD | PROEM235HCAS-50HZ-ACDC-IO-FCAS | Active | 5
2493062 | TRANSFORMER,CURRENT | HACS, 400A, Solid Core, Accessory for EM133 | SATEC | SATEC (AUSTRALIA) PTY LTD | EL0117 | Active | 5
2493070 | TRANSFORMER,CURRENT | HACS, 800A, Split Core, Accessory for EM133 | SATEC | SATEC (AUSTRALIA) PTY LTD | HX0158 | Active | 5
2493088 | TRANSFORMER,CURRENT | HACS, 2000A, Split Core, Accessory for EM133 | SATEC | SATEC (AUSTRALIA) PTY LTD | HX0154 | Active | 5
13806 | GLOVES,DISPOSABLE | Medical, First-Aid, Nitrile, Large Size, Non-Sterile, supplied in Dispensing Box | ALPHAFAS | ALPHA FIRST AID SUPPLIES | 300052 | Active | 1
2493104 | CONTROLLER | GenSet InteliGen 1000, 8-36V DC, 3Ph Gen & 1Ph Aux Cur, 3Ph Gen & 3Ph Mains Volt, E-Stop I/P, 12 Binary I/P, 12 Binary O/P 4 Analog I/P, 2 Analog O/P, Magnetic | COMAP | COMAP | IG31000XBBB | Active | 5
2493120 | MODULE | InteliGen Extension Module, 8-36V DC, 8 Analog Inputs, 1 RPM/Impulse Input | COMAP | COMAP | I-AIN8 | Active | 5
2491587 | TELEMETRY SYSTEM | Eclipse INUe, Intelligent Node Unit, 2RU Chassis c/w IDCE, Fan, NCCV3, High Output, DC Cables & SD Card | COMMTEL | COMMTEL NETWORK SOLUTIONS | EXX-000-205 | Active | 1
2491587 | TELEMETRY SYSTEM | Eclipse INUe, Intelligent Node Unit, 2RU Chassis c/w IDCE, Fan, NCCV3, High Output, DC Cables & SD Card | AVIAT | AVIAT NETWORKS | EXX-000-205 | Active | 5
2491660 | COUPLER | Coupler Assy, ODU 600v2, 7/8GHz Equal 3dB, V & H Polarisation | COMMTEL | COMMTEL NETWORK SOLUTIONS | 086-523300-073 | Active | 1
2491660 | COUPLER | Coupler Assy, ODU 600v2, 7/8GHz Equal 3dB, V & H Polarisation | AVIAT | AVIAT NETWORKS | 086-523300-073 | Active | 5
2491686 | RADIO UNIT,REMOTE | ODU 600v2, 8GHz, 8145-8327 TX High, T-R 300/305.56/310/311.32/360MHz | COMMTEL | COMMTEL NETWORK SOLUTIONS | ECH-08-0311-022 | Active | 1
2491686 | RADIO UNIT,REMOTE | ODU 600v2, 8GHz, 8145-8327 TX High, T-R 300/305.56/310/311.32/360MHz | AVIAT | AVIAT NETWORKS | ECH-08-0311-022 | Active | 5
2491710 | CABLE ASSY,RADIO FREQUENCY | 2 x HDR-E50 to Y-Join to 24AWG Free End, 3.5m | COMMTEL | COMMTEL NETWORK SOLUTIONS | 037-579408-003 | Active | 1
2491710 | CABLE ASSY,RADIO FREQUENCY | 2 x HDR-E50 to Y-Join to 24AWG Free End, 3.5m | AVIAT | AVIAT NETWORKS | 037-579408-003 | Active | 5
2491801 | TESTER | Live Line Rope Tester, Magnetic Base | TEN | THE ENERGY NETWORK (AUST) PTY LTD | RT-10 | Active | 1
2426617 | ADAPTOR,UNIVERSAL | Sunrise to Snap On/Off Bayonet c/w Al Sleeve & Nylon Bayonet Adapter, suit Phase Clamp CLP459 | PENTA | PENTA AUST (TMAC THEW & MCCANN/HYLEC) | PA10530 | Active | 1
2426617 | ADAPTOR,UNIVERSAL | Sunrise to Snap On/Off Bayonet c/w Al Sleeve & Nylon Bayonet Adapter, suit Phase Clamp CLP459 | THEWMCCA | TMAC THEW & MCCANN GROUP | 2426617 | Active | 2
2426617 | ADAPTOR,UNIVERSAL | Sunrise to Snap On/Off Bayonet c/w Al Sleeve & Nylon Bayonet Adapter, suit Phase Clamp CLP459 | THEWMCCA | TMAC THEW & MCCANN GROUP | TM10530 | Active | 5
2491850 | MODULE | Enhanced Protected Line Module (EPLM), Conformal Coat, for SEL ICON | SEL | SCHWEITZER ENGINEERING LAB PTY LTD | 8022-01C | Active | 1
2491934 | RELAY,PROTECTION | Bus Diff, 3Ph, 10-40% Set, 30TE Size 6, 2 Out, Hand Reset, 1A CT Rating (1A variant), c/w Resistors | CSEUNI | CSE UNISERVE PTY LTD | MCAG34VCBF0220A | Active | 5
2492072 | PUMP,ROTARY | Milwaukee, M18 Transfer Pump, 18V, Self-Priming, Splash-Proof Battery Compartment | MILWAUKE | MILWAUKEE POWER TOOLS | M18TP-0 | Active | 5
2492387 | TELEPHONE | CISCO OTN Phone, 78xx Series | DATA3 | DATA#3 LIMITED | CISCO 7841 & 7821 | Active | 1
25386 | SPECTACLES,INDUSTRIAL | Unisafe Bark Hut, Medium Impact Safety Eyewear, Polarised Smoke Lens, Black/Silver Frame, Anti-Scratch & Anti-Fog | PROTECTA | PROTECTA-VISION AUSTRALIA | SNN007GP | Active | 2
25386 | SPECTACLES,INDUSTRIAL | Unisafe Bark Hut, Medium Impact Safety Eyewear, Polarised Smoke Lens, Black/Silver Frame, Anti-Scratch & Anti-Fog | ATOMSUPP | ATOM SUPPLY GROUP P/L | 32000216 | Active | 1
25387 | SPECTACLES,INDUSTRIAL | Bolle Hurricane, Medium Impact Safety Eyewear, Grey/Green Polarised Lens, Black/Silver Frame, Anti-Scratch & Anti-Fog | PROTECTA | PROTECTA-VISION AUSTRALIA | 1662215 | Active | 2
25387 | SPECTACLES,INDUSTRIAL | Bolle Hurricane, Medium Impact Safety Eyewear, Grey/Green Polarised Lens, Black/Silver Frame, Anti-Scratch & Anti-Fog | ATOMSUPP | ATOM SUPPLY GROUP P/L | 90080395 | Active | 1
25417 | SPECTACLES,INDUSTRIAL | Bolle Rush Plus, Medium Impact Safety Eyewear, Twilight Lens, Red/Black Arms, Adjustable PVC Nose Bridge, Anti-Scratch & Anti-Fog | BOLLE | BOLLE SAFETY | 1662310 | Active | 5
25417 | SPECTACLES,INDUSTRIAL | Bolle Rush Plus, Medium Impact Safety Eyewear, Twilight Lens, Red/Black Arms, Adjustable PVC Nose Bridge, Anti-Scratch & Anti-Fog | ATOMSUPP | ATOM SUPPLY GROUP P/L | 180649 | Active | 1
25417 | SPECTACLES,INDUSTRIAL | Bolle Rush Plus, Medium Impact Safety Eyewear, Twilight Lens, Red/Black Arms, Adjustable PVC Nose Bridge, Anti-Scratch & Anti-Fog | ATOMSUPP | ATOM SUPPLY GROUP P/L | 209416 | Active | 2
25417 | SPECTACLES,INDUSTRIAL | Bolle Rush Plus, Medium Impact Safety Eyewear, Twilight Lens, Red/Black Arms, Adjustable PVC Nose Bridge, Anti-Scratch & Anti-Fog | BOLLE | BOLLE SAFETY | 1662310FB | Active | 2
25417 | SPECTACLES,INDUSTRIAL | Bolle Rush Plus, Medium Impact Safety Eyewear, Twilight Lens, Red/Black Arms, Adjustable PVC Nose Bridge, Anti-Scratch & Anti-Fog | PROTECTA | PROTECTA-VISION AUSTRALIA | 1662310FB | Active | 2
2443612 | COMPUTER | Notebook, HP 820 G1 Laptop, 4GB RAM, 128GB SATA SSD | DATA3 | DATA#3 LIMITED | 93755389-D7V73AV | Phasing | 5
25022 | METER,WATTHOUR | Mk7C Atlas 3, 1 Element, 240V, 10-100A, Class 1, Bottom Connected c/w Integrated ELM410 CATM1 Modem, Type 4 Small Stick on Antenna, Metering Dynamics, Plant No | EDMI | EDMI PTY LTD | 7C13-A252-29-J211-7J02-1110 | Active | 1
2432433 | TERMINAL,LUG | Compression Jumper, Al, 4 x 14mm Hole, Hex Die A/F 47.5mm, 30 Deg, Left Edge Bent, Centre, 50mm Centres, suit Sulphur Conductor, AS2395 | PLP | PREFORMED LINE PRODUCTS (AUST) | CTAW-338-FD516-0030L | Active | 1
2432433 | TERMINAL,LUG | Compression Jumper, Al, 4 x 14mm Hole, Hex Die A/F 47.5mm, 30 Deg, Left Edge Bent, Centre, 50mm Centres, suit Sulphur Conductor, AS2395 | MMELEC | MM ELECTRICAL MERCHANDISING | LA3375E35 | Active | 2
2487973 | BATTERY,STORAGE | 110V, 125Ah, Dual String, 36 x UXH75-6 VRLA Monoblocs c/w Enclosed Rack, Substation Battery Bank, Contract 10591, Item 5c | CENTURY | CENTURY YUASA BATTERIES PTY LTD | 341297 | Active | 1
2456051 | THERMOMETER,INDICATING,INFRARED | Precise Non-contact, 190 x 111 x 48mm, Temp Range -32...380 Deg C, Backlit LCD, Hand Held c/w Type K Temp Probe, Carry Case & Operating Manual (scm) | CNWELEC | CNW ELECTRICAL PTY LTD | MT694 | Active | 1
2456051 | THERMOMETER,INDICATING,INFRARED | Precise Non-contact, 190 x 111 x 48mm, Temp Range -32...380 Deg C, Backlit LCD, Hand Held c/w Type K Temp Probe, Carry Case & Operating Manual (scm) | TES | TEST EQUIPMENT SOLUTIONS | T-665 | Active | 2
2475515 | DIFFUSER,LIGHT | Visor Cut-Of Impact Protection, Rating IK10, for StreetLED MkII & MkIII (scm) | SYLVANIA | SYLVANIA SCHREDER | JLB00002PC | Active | 1
22518 | COVER,ELECTRICAL EQUIPMENT | HD Downlead Cover, 15mm ID, 2.7m Lg, 1.6mm Wall, Black, UV Stablilsed PVC, Fire Retardant, for use on Timber Poles | TECONN | TE CONNECTIVITY LTD | EG-PVCBUV-270015 | Active | 1
22518 | COVER,ELECTRICAL EQUIPMENT | HD Downlead Cover, 15mm ID, 2.7m Lg, 1.6mm Wall, Black, UV Stablilsed PVC, Fire Retardant, for use on Timber Poles | RMSRVR | RMS (RIVERSLEIGH MANAGEMENT SERVICES) | EWG15-FRM | Active | 5
2402017 | TRANSFORMER,VOLTAGE | 19kV, 50A, 1 Ph, Regulating Voltage, TS M220 | COOPER | COOPER ELECTRICAL AUSTRALIA PTY LTD | WCN11A313RLA | Active | 1
2493211 | RELAY,PROTECTION | FW 5.1.11, Line Diff, 16/10 IO, 24/60VDC Pwr, 1/5A CT, 850nm MMOF Line Comms Module, DNP3 over 100BaseFX (LC), 4U Case, IEC61850 Ed2 | ABBAUST | ABB AUSTRALIA PTY LTD | RED615 HBDDAEAGNPH1AMA21G | Active | 5
2493237 | RELAY,PROTECTION | FW 5.1.11, Line Diff, 16/10 IO, 24/60VDC Pwr, 1/5A CT, 1300nm SMOF Line Comms Module, DNP3 over 100BaseFX (LC), 4U Case, IEC61850 Ed2 | ABBAUST | ABB AUSTRALIA PTY LTD | RED615 HBDDAEAGNQH1AMA21G | Active | 5
2493286 | TOOL | Installation & Removal Tool, Universal Head FCI Adapter, for LFI Navigator Series, Sunrise Adaptor | MVTECH | MV TECHNOLOGY SOLUTIONS P/L | 49-6006-004 | Active | 1
2493286 | TOOL | Installation & Removal Tool, Universal Head FCI Adapter, for LFI Navigator Series, Sunrise Adaptor | HRSTMNN | HORSTMANN GMBH (MANUFACTURER) | 49-6006-004 | Active | 5
2489722 | COVER,TERMINAL | Extended, for E360 3Ph Watthour Meter | LANDIS | LANDIS GYR (AUST) PTY LTD | P100018290 | Active | 5
24951 | GLOVES,PROTECTIVE | Leather Protectors, NexGen, use with Size 8.5 Electriflex Rubber Gloves, suit Class 2, 3 & 4 | TEN | THE ENERGY NETWORK (AUST) PTY LTD | NGILP3S-8H | Active | 1
24953 | GLOVES,PROTECTIVE | Leather Protectors, NexGen, use with Size 9.5 Electriflex Rubber Gloves, suit Class 2, 3 & 4 | TEN | THE ENERGY NETWORK (AUST) PTY LTD | NGILP3S-9H | Active | 1
24954 | GLOVES,PROTECTIVE | Leather Protectors, NexGen, use with Size 10 Electriflex Rubber Gloves, suit Class 2, 3 & 4 | TEN | THE ENERGY NETWORK (AUST) PTY LTD | NGILP3S-10 | Active | 1
2407194 | CLAMP,SUSPENSION,ELEC CONDUCTOR | Armour Grip, Grape, 30/7/2.5 ACSR/GZ, M16 Bolt, ETS 11-09-01 | PLP | PREFORMED LINE PRODUCTS (AUST) | AGS-5111-16 | Active | 1
2407194 | CLAMP,SUSPENSION,ELEC CONDUCTOR | Armour Grip, Grape, 30/7/2.5 ACSR/GZ, M16 Bolt, ETS 11-09-01 | PLP | PREFORMED LINE PRODUCTS (AUST) | D-HSU1755 | Active | 2
2407196 | CLAMP,SUSPENSION,ELEC CONDUCTOR | Armour Grip, Paw Paw, 54/3.75 19/2.25 ACSR/GZ , M16 Bolt, ETS 11-09-01 | PLP | PREFORMED LINE PRODUCTS (AUST) | D-HSU3375 | Active | 1
25418 | SPECTACLES,INDUSTRIAL | Bolle Rush Plus, Medium Impact Safety Eyewear, Smoke Lens, Red/Black Arms, Adjustable PVC Nose Bridge, Anti-Scratch & Anti-Fog | BOLLE | BOLLE SAFETY | 1662302FB | Active | 5
25418 | SPECTACLES,INDUSTRIAL | Bolle Rush Plus, Medium Impact Safety Eyewear, Smoke Lens, Red/Black Arms, Adjustable PVC Nose Bridge, Anti-Scratch & Anti-Fog | ATOMSUPP | ATOM SUPPLY GROUP P/L | 176410 | Active | 1
25418 | SPECTACLES,INDUSTRIAL | Bolle Rush Plus, Medium Impact Safety Eyewear, Smoke Lens, Red/Black Arms, Adjustable PVC Nose Bridge, Anti-Scratch & Anti-Fog | PROTECTA | PROTECTA-VISION AUSTRALIA | 1662302FB | Active | 2
25418 | SPECTACLES,INDUSTRIAL | Bolle Rush Plus, Medium Impact Safety Eyewear, Smoke Lens, Red/Black Arms, Adjustable PVC Nose Bridge, Anti-Scratch & Anti-Fog | ATOMSUPP | ATOM SUPPLY GROUP P/L | 208908 | Active | 2
25420 | SPECTACLES,INDUSTRIAL | Helios, Medium Impact Safety Eyewear, Neutral View Clear Lens, Black/Red Frames, Anti-Scratch & Anti-Fog | PROTECTA | PROTECTA-VISION AUSTRALIA | S9151 | Phasing | 2
25420 | SPECTACLES,INDUSTRIAL | Helios, Medium Impact Safety Eyewear, Neutral View Clear Lens, Black/Red Frames, Anti-Scratch & Anti-Fog | ATOMSUPP | ATOM SUPPLY GROUP P/L | 248933 | Phasing | 1
25422 | SPECTACLES,INDUSTRIAL | Helios, Medium Impact Safety Eyewear, Reduced Glare Smoke Lens, Black/Red Frames, Anti-Scratch & Anti-Fog | PROTECTA | PROTECTA-VISION AUSTRALIA | S9152 | Active | 2
25422 | SPECTACLES,INDUSTRIAL | Helios, Medium Impact Safety Eyewear, Reduced Glare Smoke Lens, Black/Red Frames, Anti-Scratch & Anti-Fog | ATOMSUPP | ATOM SUPPLY GROUP P/L | 248934 | Active | 1
104594 | SPECTACLES,INDUSTRIAL | Overspec, Clear Lens Wraparound AS9800 | PROSAFE | PROSAFE ORG | AS9800 | Active | 2
104594 | SPECTACLES,INDUSTRIAL | Overspec, Clear Lens Wraparound AS9800 | BLKWOODJ | J BLACKWOOD & SONS LIMITED | 2400747 | Active | 1
2454684 | COMPUTER | Notebook, HP 650 G1, Serial Port, 4GB RAM, 320GB HDD | DATA3 | DATA#3 LIMITED | 650WWAN-D9S35AV | Phasing | 5
2488575 | CIRCUIT BREAKER | 72.5kV, 3150A, 40kA/3sec, Outdoor SF6 Live Tank, 3 Pole Operated CB Unit c/w 32VDC Aux & 230VAC Motor Supply, L4 Pollution, 10546 item 45, GE GL309 F1 | GE | GENERAL ELECTRIC COMPANY | GL309 F1 | Active | 5
2488625 | CIRCUIT BREAKER | 72.5kV, 3150A, 40kA/3sec, Outdoor SF6 Live Tank, 3 Pole Operated CB Unit c/w 125VDC Aux & 125VDC Motor Supply, L4 Pollution, 10546 item 50, GE GL309 F1 | GE | GENERAL ELECTRIC COMPANY | GL309 F1 | Active | 5
2488708 | CIRCUIT BREAKER | 72.5kV, 3150A, 40kA/3sec, Outdoor SF6 Dead Tank, 3 Pole Operated CB Unit c/w 4 Bushing Protn CTs & 2 Bushing Mtrg CTs 48VDC Aux & 230VAC Motor Supply, L4 | GE | GENERAL ELECTRIC COMPANY | DT1-72.5 F1 | Active | 5
2488773 | CIRCUIT BREAKER | 72.5kV, 3150A, 40kA/3sec, Outdoor SF6 Dead Tank, 1 Pole Operated CB Unit c/w 4 Bushing Protn CTs & 2 Bushing Mtrg CTs 110VDC Aux & 230VAC Motor Supply, L4 | GE | GENERAL ELECTRIC COMPANY | DT1-72.5 F3 | Active | 5
2488807 | CIRCUIT BREAKER | 72.5kV, 3150A, 40kA/3sec, Outdoor SF6 Dead Tank, 1 Pole Operated CB Unit c/w 4 Bushing Protn CTs & 2 Bushing Mtrg CTs 125VDC Aux & 125VDC Motor Supply, L4 | GE | GENERAL ELECTRIC COMPANY | DT1-72.5 F3 | Active | 5
2443596 | DISTRIBUTION BOX | Rittal 19" Panel Mounted Energy-Box, RAL 7035, DK 3U for DIN 43880 Components 22HP Max Capacity, UL94-V0 Plastic Cover c/w Extension Cover, CB not incl | RITTAL | RITTAL AUSTRALIA PTY LTD | DK7480.035 | Active | 5
2490613 | POLYURETHANE COATING | Cabot's Clear Satin Exterior Spray, 300g Marine Grade Polyurethane, Oil Based | AMPLITUD | AMPLITUDE PTY LTD (396777) | 1520268 | Active | 1
2487239 | BLADE | Replacement Blade, 50mm Tungsten Carbide Blade, for Uni-Pro Precision Scraper | AMPLITUD | AMPLITUDE PTY LTD (396777) | AL180 | Active | 1
2488211 | MODULE,ELECTRONIC | Intel NUC 11 Pro Compute Element Processor, Core i3-1115G4, 8GB, WiFi, 6M Cache, up to 4.10 GHz, Config PCIe x4 Gen 3(NVMe/SATA) & PCIe x4 Gen 4(NVMe), | MWAVE | MWAVE AUSTRALIA | BKCM11EBI38W | Active | 1
2488211 | MODULE,ELECTRONIC | Intel NUC 11 Pro Compute Element Processor, Core i3-1115G4, 8GB, WiFi, 6M Cache, up to 4.10 GHz, Config PCIe x4 Gen 3(NVMe/SATA) & PCIe x4 Gen 4(NVMe), | INTEL | INTEL CORPORATION | BKCM11EBI38W | Active | 5
15816 | SLEEVE,ELECTRICAL CONNECTOR | Compression, FT, 19/0.101" HDBC (Imp) & 19/2.56mm HDBC, Cu (scm) | LEGEND | LEGEND POWER SYSTEMS | PT95 | Active | 1
2490076 | RECEIVER,RIPPLE CONTROL | R1100, 317Hz, FN, Program 101-107, Decabit, T33/T33other/T31 c/w 1 x Switch Fitted R1 | LANDIS | LANDIS GYR (AUST) PTY LTD | R1100200NNXXXNNEQ 101-107 | Active | 5
2482461 | FIXTURE,LIGHTING | LED 18W Avenue Gen 2 (L18) 4K, Nostalgia Black c/w NEMA PE Cell, Minor Road, No Bracket, EQTS 05-01-02 (scm) | SYLVANIA | SYLVANIA SCHREDER | S1S4BD02L18 | Active | 1
2420826 | CARD | SCADA, SCD5200, SCD6000, Comms Card, 8CH Serial Module, RS-485/RS-232 | SCHNEIDR | SCHNEIDER PTY LTD (MANUFACTURER) | SY-0399132R | Active | 1
2473155 | DISCONNECTOR,HIGH VOLTAGE | 12kV, 16kA/1Sec, RHS Earth Switch, EESS-10724-01 | INSULECT | INSULECT AUSTRALIA PTY LTD | DSC12729 | Active | 1
2489920 | TRANSFORMER,VOLTAGE | 145kV, PVT, Power, 100kVA Secondary Output, 1 Ph, Post Type, Contract 988, JTS 20-01-01 | EPCINTER | EPC INTERNATIONAL PTY LTD | M130607 | Active | 1
2489920 | TRANSFORMER,VOLTAGE | 145kV, PVT, Power, 100kVA Secondary Output, 1 Ph, Post Type, Contract 988, JTS 20-01-01 | KONCAR | KONCAR - ELECTRICAL INDUSTRY INC | VPT-145-100 | Active | 5
2429926 | CABLE,POWER,ELECTRICAL | U/Ground, 12.7/22kV, 1C x 630mm2 Al/ TR-XLPE Insulated/(52/1.53) CWS/ Semiconduct/WBT/Polylaminate Al, 500m Steel Drum, ETS 04-01-12 (scm) | MIDLAND | MIDLAND METALS OVERSEAS PTE LTD | MMO22KV1X630ATRXWCWSWLATM | Active | 1
2429926 | CABLE,POWER,ELECTRICAL | U/Ground, 12.7/22kV, 1C x 630mm2 Al/ TR-XLPE Insulated/(52/1.53) CWS/ Semiconduct/WBT/Polylaminate Al, 500m Steel Drum, ETS 04-01-12 (scm) | OLEX | OLEX AUSTRALIA PTY LTD | XLYA32SB001CXAA | Active | 2
2429934 | CABLE,POWER,ELECTRICAL | U/Ground, 12.7/22kV, Triplex, 1Cx185mm2 Al/TR-XLPE Insulated/(48/1.35) CWS/ Semiconduct WBT/Polylaminate Al, 500m Steel Drum, ETS 04-01-12 (scm) | MIDLAND | MIDLAND METALS OVERSEAS PTE LTD | MMO22KV3X1X185ATRXWCWSWLATM | Active | 1
2429934 | CABLE,POWER,ELECTRICAL | U/Ground, 12.7/22kV, Triplex, 1Cx185mm2 Al/TR-XLPE Insulated/(48/1.35) CWS/ Semiconduct WBT/Polylaminate Al, 500m Steel Drum, ETS 04-01-12 (scm) | OLEX | OLEX AUSTRALIA PTY LTD | XLYA25SB003KTAA | Active | 2
2464360 | CORROSION PREVENTIVE COMPOUND | CRC Anti-Corrosion Heavy Wax Film, 300g Aerosol | BLKWOODJ | J BLACKWOOD & SONS LIMITED | 529014 | Phasing | 1
2464360 | CORROSION PREVENTIVE COMPOUND | CRC Anti-Corrosion Heavy Wax Film, 300g Aerosol | CRC | CRC INDUSTRIES AUSTRALIA PTY LTD | 3203 | Phasing | 5
2464360 | CORROSION PREVENTIVE COMPOUND | CRC Anti-Corrosion Heavy Wax Film, 300g Aerosol | BLKWOODJ | J BLACKWOOD & SONS LIMITED | 3968000 | Phasing | 2
2469351 | CORROSION PREVENTIVE COMPOUND | CorrosionX Aerosol, Kills Rust, Corrosion Inhibitor, Moisture Displacer, Lubricant, Penetrant, Anti-Seize | CTC | CORROSION TECHNOLOGIES CORPORATION | 90102 | Active | 5
2469351 | CORROSION PREVENTIVE COMPOUND | CorrosionX Aerosol, Kills Rust, Corrosion Inhibitor, Moisture Displacer, Lubricant, Penetrant, Anti-Seize | CTC | CORROSION TECHNOLOGIES CORPORATION | 90101 | Active | 5
2469369 | CORROSION PREVENTIVE COMPOUND | CorrosionX HD Aerosol, Extreme Protection for Exposed Metal, Long Term Water/Weather Resistance, Kills Rust, Corrosion Inhibitor, Moisture Displacer, | CTC | CORROSION TECHNOLOGIES CORPORATION | 90104 | Active | 5
2487163 | AUGER KIT,RETAINING PIN | Ozzy Rexroth Motor Upper Auger Pin, Kelly Bar Motor Drive End c/w 1x 25mm 1" Upper Pin, 1x 25mm Lynch Pin Retaining Collar, 1x Lynch Pin | OZCRANE | OZZY CRANES MANUFACTURING PL | ARP25, ARPH25, LYNCH PIN | Active | 1
2488831 | CIRCUIT BREAKER | 145kV, 3150A, 40kA/1sec, Outdoor SF6 Live Tank, 3 Pole Operated CB Unit c/w 110VDC Aux & 230VAC Motor Supply, L4 Pollution, 10546 item 83, GE GL312 F1 | GE | GENERAL ELECTRIC COMPANY | GL312 F1 | Active | 5
2488898 | CIRCUIT BREAKER | 145kV, 3150A, 40kA/1sec, Outdoor SF6 Live Tank, 1 Pole Operated CB Unit c/w 110VDC Aux & 230VAC Motor Supply | GE | GENERAL ELECTRIC COMPANY | GL312 F3 | Active | 5
2475739 | WASHER,FLAT | Square, M20, 125 x 125mm, Min 5mm Thk, Galv, Box of 10 | HOBSON | HOBSON ENGINEERING CO PTY LTD | WSMSGM20125050 | Active | 1
17291 | TAPE,BARRICADE | Red & White, 76mm W x 0.05 Thk, Printed DANGER DO NOT ENTER, 100m Roll, use in Oil Spill Kits, Carton of 36 | IDENMARK | IDENTIMARK SOLUTIONS | S2096-100 | Active | 1
2490449 | MODEM,COMMUNICATIONS | 4G MCR GE Modem, GNSS, 2 Eth, 2 Serial, 1 SFP, 10-60VDC, 4.5 x 20.3 x 12.2cm | CSEUNI | CSE UNISERVE PTY LTD | MXCX4GDNNNNNNS5ANSUNC | Active | 1
2490456 | RELAY,PROTECTION | FW 7.32, Line Diff 2 Ended with Volts, 24-48V DC Pwr, 24/250V DC Logic 20/14 IO, 1/5A CT, 24/240V VT, 820nm, DNP3 100Base-FX, MM LC Ethernet | CSEUNI | CSE UNISERVE PTY LTD | L90UA3HKLF8LH6PS6TU6TW76 | Active | 5
2490472 | RELAY,PROTECTION | FW 7.32, Line Diff 3 Ended with Volts, 24-48V DC Pwr, 24/250V DC Logic 20/14 IO, 1/5A CT, 24/240V VT, 820nm, DNP3 100Base-FX, MM LC Ethernet | CSEUNI | CSE UNISERVE PTY LTD | L90UA3HKLF8LH6PS6TU6TW77 | Active | 5
2490506 | RELAY,PROTECTION | FW 7.32, Line Diff 2 Ended with Volts, 125-250V DC Pwr, 24/250V DC Logic 20/14 IO, 1/5A CT, 24/240V VT, 1300nm, DNP3 100Base-FX, MM LC Ethernet | CSEUNI | CSE UNISERVE PTY LTD | L90UA3HKHF8LH6PS6TU6TW7D | Active | 5
2490522 | RELAY,PROTECTION | FW 7.32, Line Diff 3 Ended with Volts, 125-250V DC Pwr, 24/250V DC Logic 20/14 IO, 1/5A CT, 24/240V VT, 1300nm, DNP3 100Base-FX, MM LC Ethernet | CSEUNI | CSE UNISERVE PTY LTD | L90UA3HKHF8LH6PS6TU6TW7K | Active | 5
2490803 | CONTROL BOX | CL7, 1 Ph Control, S/Steel c/w 15m Control Cable, RJ45 Ethernet Comms Module & 13.5V DC Modem Power Supply Module, IDPT Version | EATONELE | EATON ELECTRIC SYSTEMS PTY LTD | 5771580000TD500B10 | Active | 1
2490886 | FLOAT,SWITCH,LIQUID LEVEL | Fuel Level, NCCC Level Multi Station, 2 x S/Steel Float Stations, O/A length: 210mm, Powder Filled & Epoxy Sealed, Hsg: Med. 316SS, IP65 (32V), Process: | CCPL | CONTROL COMPONENTS PTY LTD | CCS-2P-JB-SSM-1T-210-ERG | Active | 5
2491132 | CYLINDER,GAS | Empty Cylinder, Size G, for SF6 Gas, (SF6) Technical Grade Gas Categorised as NEW to EQL Standards, Cylinder for SF6 Gas with a Purity Above 99.7% & | CATALINA | CATALINA INDUSTRIES PTY LTD | G26 APPLE GREEN | Active | 1
2491298 | DIE,CRIMPING TOOL | Compression, Hex, 6T, 7.7mm A/F, Cu 25mm2, 10.0mm W | AMPLITUD | AMPLITUDE PTY LTD (396777) | K6-C25 | Active | 1
2491314 | DIE,CRIMPING TOOL | Compression, Hex, 6T, 10.4mm A/F, Cu 50mm2, 9.0mm W | AMPLITUD | AMPLITUDE PTY LTD (396777) | K6-C50 | Active | 1
2491389 | LIFTER | Conductor Jib Base for Redmond Gary TL EWP, Al c/w Jib Bullet End Cap, suit 63mm (2-1/2") Fibreglass Stick | REDMOND | REDMOND GARY AUSTRALIA PTY LTD | 07A395/28A0427#1 | Phasing | 1
2490563 | CHARGER,BATTERY | APR48-ES, Energy Saver Rectifier Module, 48V DC, 2000W, suit APS DC System | EATONELE | EATON ELECTRIC SYSTEMS PTY LTD | APR48-ES | Active | 5
2490563 | CHARGER,BATTERY | APR48-ES, Energy Saver Rectifier Module, 48V DC, 2000W, suit APS DC System | POWERON | POWER ON AUSTRALIA PTY LTD | POA15194 | Active | 1
2480481 | SWITCHBOARD,POWER | LV Outdoor, 1500(500)kVA, ACB Upgde, Sentron 3WL, ETU76B c/w COM35 Module, AFPS VAMP 221, 3200A TX ACB 65kA/1Sec, 4 x 630A SF (1 x Provisional SF Slot) | WEBER | WEBER SOUTH PACIFIC PTY LTD | VC540240-S318 | Active | 1
2485662 | CIRCUIT BREAKER | Tembreak Pro MCCB 400 FRAME 36kA 3P 400A Basic Electronic | NHPELEC | NHP ELECTRICAL ENGINEERING | P400F3400BE | Active | 1
2411577 | PLIERS | 205mm, Long Nose, for use in Insulated Tool Kit | PENTA | PENTA AUST (TMAC THEW & MCCANN/HYLEC) | PA23098 | Active | 1
2411577 | PLIERS | 205mm, Long Nose, for use in Insulated Tool Kit | HYLEC | HYLEC ENERGY SOLUTIONS | MS10E-205 | Active | 2
2411577 | PLIERS | 205mm, Long Nose, for use in Insulated Tool Kit | TEN | THE ENERGY NETWORK (AUST) PTY LTD | D22D-200I | Active | 2
2422087 | PADS,KNEE,INDUSTRIAL | Swivel Type, Featuring Hard-Industrial Plastic Cap, use in Hard Hostile Terrain | AMPLITUD | AMPLITUDE PTY LTD (396777) | KPE680 | Active | 1
2422087 | PADS,KNEE,INDUSTRIAL | Swivel Type, Featuring Hard-Industrial Plastic Cap, use in Hard Hostile Terrain | ATOMSUPP | ATOM SUPPLY GROUP P/L | 90011544 | Active | 2
2422087 | PADS,KNEE,INDUSTRIAL | Swivel Type, Featuring Hard-Industrial Plastic Cap, use in Hard Hostile Terrain | HARON | HARON INTERNATIONAL PTY LTD | NAILERS G1 | Active | 2
21859 | BIT,AUGER | Impact, 15mm Dia, 225mm OAL, Steel, Ring Twist, 7/16" Hex Shank, Quick Release | LEGEND | LEGEND POWER SYSTEMS | MSS-15205 | Active | 1
2490480 | RELAY,PROTECTION | FW 7.32, Line Diff 3 Ended with Volts, 125-250V DC Pwr, 24/250V DC Logic 20/14 IO, 1/5A CT, 24/240V VT, 820nm, DNP3 100Base-FX, MM LC Ethernet | CSEUNI | CSE UNISERVE PTY LTD | L90UA3HKHF8LH6PS6TU6TW77 | Active | 5
2491322 | DIE,CRIMPING TOOL | Compression, Hex, 6T, 11.5mm A/F, Cu 70mm2, 9.0mm W | AMPLITUD | AMPLITUDE PTY LTD (396777) | K6-C70 | Active | 1
2491348 | DIE,CRIMPING TOOL | Compression, Hex, 6T, 16.5mm A/F, Cu 120mm2, 6.0mm W | AMPLITUD | AMPLITUDE PTY LTD (396777) | K6-C120 | Active | 1
2491355 | DIE,CRIMPING TOOL | Compression, Hex, 6T, 20.0mm A/F, Cu 185mm2, 5.0mm W | AMPLITUD | AMPLITUDE PTY LTD (396777) | K6-C185 | Active | 1
2491363 | DIE,CRIMPING TOOL | Compression, Hex, 6T, 17.3mm A/F, ABC 35-70mm2, 9.0mm W | AMPLITUD | AMPLITUDE PTY LTD (396777) | E22/173 | Active | 1
2491504 | SOCKET,SOCKET WRENCH | 13mm x 3/8", Square Drive, 6 Point, Impact Rated | C&LTOOL | C&L TOOL CENTRE | ACT61110013 | Active | 2
2491504 | SOCKET,SOCKET WRENCH | 13mm x 3/8", Square Drive, 6 Point, Impact Rated | MILWAUKE | MILWAUKEE POWER TOOLS | 49666137 | Active | 5
2491504 | SOCKET,SOCKET WRENCH | 13mm x 3/8", Square Drive, 6 Point, Impact Rated | C&LTOOL | C&L TOOL CENTRE | 49666137 | Active | 1
2407104 | PEG,SURVEY | Urban Locating, 450 x 50 x 25mm, Painted Red, EE Dwg 903987-01, (In Bdls.of 40) | ENDFOUND | ENDEAVOUR FOUNDATION | 5025450PR | Active | 1
2407107 | PEG,SURVEY | Rural Locating, 1000 x 25 x 25mm, Painted Fluro Pink, EE Dwg 903987-01, (In Bdls.of 40) | ENDFOUND | ENDEAVOUR FOUNDATION | 25251000PFP | Active | 1
20368 | JOINT,ELECTRICAL POWER CABLE | 11kV, 3Ph, for 95-240mm2 Al/Cu Triplex to 95-240mm2 Al/Cu PLY, Heatshrink Joint c/w 3 Range Taking Shear Bolt Connectors | JBJOINT | JB JOINTING SUPPLIES PTY LTD | 11-95/240-XL/PL-1C/3C-J | Active | 2
20368 | JOINT,ELECTRICAL POWER CABLE | 11kV, 3Ph, for 95-240mm2 Al/Cu Triplex to 95-240mm2 Al/Cu PLY, Heatshrink Joint c/w 3 Range Taking Shear Bolt Connectors | OLEX | OLEX AUSTRALIA PTY LTD | 17JTM3.1.240W+M70.240 CW/EQ | Active | 2
20368 | JOINT,ELECTRICAL POWER CABLE | 11kV, 3Ph, for 95-240mm2 Al/Cu Triplex to 95-240mm2 Al/Cu PLY, Heatshrink Joint c/w 3 Range Taking Shear Bolt Connectors | TECONN | TE CONNECTIVITY LTD | MXSU-EX331 | Active | 1
2491652 | MODULE | GIG-ETH SFP, Opt MMF 850nm, <550m, 1000Base-SX, LC Connector | COMMTEL | COMMTEL NETWORK SOLUTIONS | 079-422662-001 | Active | 1
2491652 | MODULE | GIG-ETH SFP, Opt MMF 850nm, <550m, 1000Base-SX, LC Connector | AVIAT | AVIAT NETWORKS | 079-422662-001 | Active | 5
168555 | BOLT,MACHINE | D-Head, S/Steel Gde 316, Flat Washer, for URD Turrets (P100) | PLP | PREFORMED LINE PRODUCTS (AUST) | D-DHB10MW22 | Active | 1
24795 | GLOVES,PROTECTIVE | MaxiDry GP, Size 10, Neoprene Non-Slip, Fully Coated Gauntlet, Shortcuff, for handling Chemicals like Solvents, Acids, Hydrocarbons, Oil, Grease, Organic | ATOMSUPP | ATOM SUPPLY GROUP P/L | 30002761 | Active | 1
24795 | GLOVES,PROTECTIVE | MaxiDry GP, Size 10, Neoprene Non-Slip, Fully Coated Gauntlet, Shortcuff, for handling Chemicals like Solvents, Acids, Hydrocarbons, Oil, Grease, Organic | ATG | ATG INTELLIGENT GLOVE SOLUTIONS | 56-426-10 | Active | 2
2462075 | GLOVES,PROTECTIVE | MecDex, Rough Impact Pro C5, Size XXXL, Cut Level 5, Flexible Tough Leather, Knuckle & Finger Impact Protection, Cut Protection & Foam Padded Palm | ATOMSUPP | ATOM SUPPLY GROUP P/L | 40000741 | Active | 1
2462075 | GLOVES,PROTECTIVE | MecDex, Rough Impact Pro C5, Size XXXL, Cut Level 5, Flexible Tough Leather, Knuckle & Finger Impact Protection, Cut Protection & Foam Padded Palm | WW&S | WORKSENSE WORKWEAR & SAFETY | PR-616 XXXL | Active | 2
2462075 | GLOVES,PROTECTIVE | MecDex, Rough Impact Pro C5, Size XXXL, Cut Level 5, Flexible Tough Leather, Knuckle & Finger Impact Protection, Cut Protection & Foam Padded Palm | BLKWOODJ | J BLACKWOOD & SONS LIMITED | 4081861 | Active | 2
2403251 | DISPENSER,DRINKING WATER | 10L Container, Plastic, Alpine c/w Tap | WILLOW | WILLOW WARE AUSTRALIA PTY LTD | WIL20381 | Active | 2
2403251 | DISPENSER,DRINKING WATER | 10L Container, Plastic, Alpine c/w Tap | ATOMSUPP | ATOM SUPPLY GROUP P/L | 28000014 | Active | 1
1975817 | TAPE,INSULATION,ELECTRICAL | Adhesive Backed, PVC, Black, 19mm x 20m, 178mm Thk, Flame Retardant, Service Temp up to 80Deg C to UL510, AS1621.3, Pack of 200 | ATOMSUPP | ATOM SUPPLY GROUP P/L | 236536 | Active | 1
2428092 | GLOVES,LIVE LINE ELECTRICAL WORKERS | Class 3, Natural Rubber, Black Straight Cuff, Size 8 (pair) Glove Length, 16 inch (400mm) | BALMORAL | BALMORAL ENGINEERING PTY LTD | RIG316YBS8 | Active | 1
2428092 | GLOVES,LIVE LINE ELECTRICAL WORKERS | Class 3, Natural Rubber, Black Straight Cuff, Size 8 (pair) Glove Length, 16 inch (400mm) | ANSELL | ANSELL LTD | RIG316YBS8 | Active | 2
2428092 | GLOVES,LIVE LINE ELECTRICAL WORKERS | Class 3, Natural Rubber, Black Straight Cuff, Size 8 (pair) Glove Length, 16 inch (400mm) | SALISBRY | SALISBURY (MANUFACTURER) | E316YB/8 | Active | 5
2400380 | GLOVE SHELLS,ELECTRICAL WORKERS | Outer Protector, Class 0 & 00, Size 11, Insulating | ANSELL | ANSELL LTD | OUTLVGS11 | Active | 2
2400380 | GLOVE SHELLS,ELECTRICAL WORKERS | Outer Protector, Class 0 & 00, Size 11, Insulating | BALMORAL | BALMORAL ENGINEERING PTY LTD | OUTLVGS11 | Active | 1
2400380 | GLOVE SHELLS,ELECTRICAL WORKERS | Outer Protector, Class 0 & 00, Size 11, Insulating | SILGLEN | SILGLEN SERVICES PTY LTD | 0019/11 | Active | 2
2459295 | RESCUE KIT | for Pole Top Rescue In Bag c/w Rope, Tool Pouch, Rescue Cutter, Parrot Beak Cutter, Adjustable Anchor Strap & Descender, ETS RSE01 | HGHTDYNM | HEIGHT DYNAMICS | PTRK NEW SOFT BAG | Active | 1
2435220 | HARNESS,SAFETY,INDUSTRIAL | Style D, Size Large, Full Body, Fall Arrest, Light Weight, for comfort fit on Female Figure, ETS RSE01 | LRI | LIFE AND RESCUE INTERNATIONAL | 103607 | Active | 2
2435220 | HARNESS,SAFETY,INDUSTRIAL | Style D, Size Large, Full Body, Fall Arrest, Light Weight, for comfort fit on Female Figure, ETS RSE01 | HGHTDYNM | HEIGHT DYNAMICS | SALA 783L4016 | Active | 2
2435220 | HARNESS,SAFETY,INDUSTRIAL | Style D, Size Large, Full Body, Fall Arrest, Light Weight, for comfort fit on Female Figure, ETS RSE01 | HGHTDYNM | HEIGHT DYNAMICS | 783L4016 | Active | 1
2435212 | HARNESS,SAFETY,INDUSTRIAL | Style D, Size Medium, Full Body, Fall Arrest, Light Weight, for comfort fit on Female Figure, ETS RSE01 | HGHTDYNM | HEIGHT DYNAMICS | 783M4016 | Active | 1
2435212 | HARNESS,SAFETY,INDUSTRIAL | Style D, Size Medium, Full Body, Fall Arrest, Light Weight, for comfort fit on Female Figure, ETS RSE01 | HGHTDYNM | HEIGHT DYNAMICS | SALA 783M4016 | Active | 2
2435212 | HARNESS,SAFETY,INDUSTRIAL | Style D, Size Medium, Full Body, Fall Arrest, Light Weight, for comfort fit on Female Figure, ETS RSE01 | LRI | LIFE AND RESCUE INTERNATIONAL | 103606 | Active | 2
2451953 | CABLE,FIBRE OPTIC | Aerial, OPGW, 14.0mm Dia, 48 Fibres, SMOF (scm) | PWRLINK | POWERLINK QUEENSLAND | 42073 | Phasing | 1
2491462 | MODULE,TRANSCEIVER | 10G, SFP+ BiBi ZR, TX1490 / RX1550nm, 80km, SMF, LC Simplex Connector, Programmable | FLEXOPTX | FLEXOPTIX UNIVERSAL TRANSCEIVERS | P.B1696.80.LO.R | Active | 5
2491488 | MODULE,TRANSCEIVER | 10G, SFP+ ZR+, 1550nm, 100km, SMF, LC Duplex Connector, Programmable | FLEXOPTX | FLEXOPTIX UNIVERSAL TRANSCEIVERS | P.1596.A.R | Active | 5
2420909 | CARD | SCADA, SCD5200, SCD6000, Digital Output Module 8DO, 10A Relay | SCHNEIDR | SCHNEIDER PTY LTD (MANUFACTURER) | SY-0399136R | Active | 1
2436020 | CARD | SCADA, SCD5200, SCD6000, ADI Module, 32DI, 4AI, 24V-129V, Analogue-Digital Input | SCHNEIDR | SCHNEIDER PTY LTD (MANUFACTURER) | SY-0399160R | Active | 1
2458230 | CARD | SCADA, RTU50, Pentium 3 Optonet Ethernet (P3OE) Master Processor, 16MB SDRAM | SCHNEIDR | SCHNEIDER PTY LTD (MANUFACTURER) | SY-0399165 | Active | 1
2459667 | CARD | Micro SDHC 4GB, Class 10, Flash Card, for RCM Site Smart Reporter | HRSTMNN | HORSTMANN GMBH (MANUFACTURER) | MVTMICROSD4GB | Active | 5
2491058 | METER,WATTHOUR | Mk10A CT, No CT Ratio - Volts Only, 3Ph, 4 Wire, 230V, 5-20A, Class 1, Bottom Connect | EDMI | EDMI PTY LTD | 1A12-1H11-27-F11-201030-3 | Active | 5
2471134 | MODIFICATION KIT | Streetlight Terminal Panel UMS, Red PVC Cable 6mm2 x 250mm, Grn/Ylw PVC Cable 6mm2 x 80mm, Rail Mount Term Block, 35mm2 Max.Cable, 3-Way Cross Connector, | FLOWLINE | FLOWLINE INDUSTRIES PTY LTD | ESQ088 | Active | 1
2492528 | SPECTACLES,INDUSTRIAL | SafeStyle Fusions, Black Frame, Tinted, Polorised, Medium Impact, PC Frame & Lens, UV400 99.95% UV Protection AS/NZS 1337.1:2010 | ATOMSUPP | ATOM SUPPLY GROUP P/L | 40030262 | Active | 1
2492650 | COVER,TERMINAL BLOCK | Type EA 11, Single Cover, Snap Fit, Clear, suits Phoenix UK35 | PHOENIX | PHOENIX CONTACT PTY LTD | 1024263 | Active | 1
2492767 | CABLE,POWER,ELECTRICAL | U/Ground, 12.7/22kV, 1Cx400mm2 Al/TR-XLPE Insulated/(52/1.53) CWS/ Semiconduct WBT/Polylaminate Al, MDPE, 500m Steel Drum | MIDLAND | MIDLAND METALS OVERSEAS PTE LTD | MMO-22KV1X400ATRXWBTSCRWBTLATM | Active | 1
2492817 | MONITOR | LV Monitor for Padmount/ID Ground Mount Transformers c/w 4 x 140mm Dia Rogowski Coils w/5m Leads, Mounting Bracket w/Magnet Screw Fixing, Integrated Comms | DYNAMRAT | DYNAMIC RATINGS | TTM-001-C-K KIT | Active | 1
2492833 | LEAD,ELECTRICAL | suit Padmount/ID Ground Mount Monitors, 5m x 4mm2 Lead, Pre-Terminated, Set of 4 Colour Coded RD/BU/WH/BL | DYNAMRAT | DYNAMIC RATINGS | CAB-0010 | Active | 1
2466720 | BAG,WASHING | ZWN1W Washnet Bag, HD Polyester Knit, Ziptop Closure, ID Tag | FILTFAB | FILTERFAB LAUNDRY & HEALTHCARE | 201 | Active | 1
2472249 | INSECT REPELLENT,PERSONAL | OFF! Kids, Insect Repellent, 175ml Pump Spray Bottle, Non-Greasy, Soft Scented, Repels Mosquitoes, Flies, Sandflies & other Biting Insects, contains Picaridin | ALPHAFAS | ALPHA FIRST AID SUPPLIES | OFF | Active | 2
2472249 | INSECT REPELLENT,PERSONAL | OFF! Kids, Insect Repellent, 175ml Pump Spray Bottle, Non-Greasy, Soft Scented, Repels Mosquitoes, Flies, Sandflies & other Biting Insects, contains Picaridin | ATOMSUPP | ATOM SUPPLY GROUP P/L | 90290013 | Active | 1
2472249 | INSECT REPELLENT,PERSONAL | OFF! Kids, Insect Repellent, 175ml Pump Spray Bottle, Non-Greasy, Soft Scented, Repels Mosquitoes, Flies, Sandflies & other Biting Insects, contains Picaridin | JOHNSNSC | SC JOHNSON PROFESSIONAL | 343844 | Active | 5
2472249 | INSECT REPELLENT,PERSONAL | OFF! Kids, Insect Repellent, 175ml Pump Spray Bottle, Non-Greasy, Soft Scented, Repels Mosquitoes, Flies, Sandflies & other Biting Insects, contains Picaridin | BOCGAS | BOC GASES LIMITED | OFF020 | Active | 2
22101 | FAULT TAMER,FUSE | 8kA, 12kV, Fault Tamer Dropout Fuse, c/w Fuse Carrier & Current Limiter, suits EDO | S&C ELEC | S&C ELECTRIC COMPANY | 98772 | Active | 1
22102 | FAULT TAMER,FUSE | 12kA, Current Limiter, AS1033, Bushfire Mitigation | S&C ELEC | S&C ELECTRIC COMPANY | 98251 | Active | 5
22603 | TEST KIT,ALCOHOL | Disposable Self-Test, Breathalyser, Indicates Blood Alcohol Concentration above or below 0.05 | MEDVET | MEDVET SCIENCE PTY LTD | BREATHALYSER SELF-TEST | Active | 1
2485332 | ANTENNA | External Antenna for E360 Meters c/w 3dBi 2m Cable Bracket, Right Angle | LANDIS | LANDIS GYR (AUST) PTY LTD | ANTANP23SAXLG | Active | 1
2459808 | COVER,TERMINAL | Standard Cover, suit MK10D Meter | EDMI | EDMI PTY LTD | PLAS16804_A_E | Active | 5
2474831 | COVER,TERMINAL | Short, for Plug In Base MK7C Meter | EDMI | EDMI PTY LTD | PLAS19795A | Active | 5
2466860 | CABLE,POWER,ELECTRICAL | 0.6/1kV, 1C, 70mm2 Cu/X-HF-90 Insul/ HFS-90-TP Bedding/DBT/HFS-90-TP, Black Sheath, Black Insul, 100m Wood Wood Drum, JTS 03-01-08 | MIDLAND | MIDLAND METALS OVERSEAS PTE LTD | MMO-1X70CUXDBTHFSNJHFSBLK/BLK | Active | 1
2490761 | SWITCHGEAR | RMU, 12kV, 630A, SafePlus VVFV, Non-extensible, Motorized, IAC: AFLR 20kA/1s, in IP54 Outdoor Enclosure S/Steel Gde 316 c/w CTs & VTs | ABBAUST | ABB AUSTRALIA PTY LTD | ERG-VVFV-BESS-12 | Active | 5
2491280 | DIE,CRIMPING TOOL | Compression, Hex, 6T, 6.3mm A/F, Cu 16mm2, 6.0mm W | AMPLITUD | AMPLITUDE PTY LTD (396777) | K6-C16 | Active | 1
2491306 | DIE,CRIMPING TOOL | Compression, Hex, 6T, 9.2mm A/F, Cu 35mm2, 10.0mm W | AMPLITUD | AMPLITUDE PTY LTD (396777) | K6-C35 | Active | 1
23930 | LINK,INLINE | Ferrule Lead, 1.2m Clear Cu Braid Cable, 360A Cont Rated, Screw Ferrule for Duckbill Clamp to HD Dbl Bolt Palm Lug End Fitting, Dual Thick-walled Clear | BRITECH | BRI-TECH PTY LTD | ALTDLEAD1.2LGFR | Active | 2
23930 | LINK,INLINE | Ferrule Lead, 1.2m Clear Cu Braid Cable, 360A Cont Rated, Screw Ferrule for Duckbill Clamp to HD Dbl Bolt Palm Lug End Fitting, Dual Thick-walled Clear | ACCULEC | ACCULEC PTY LTD (303899) | ALTDLEAD1.2LGFR | Active | 1
2402643 | HARNESS,SAFETY,INDUSTRIAL | Style C, Size Medium, Full Body, Fall Arrest, Light Weight, for EWP or Working at Heights, ETS RSE01 | HGHTDYNM | HEIGHT DYNAMICS | 1161709 | Active | 1
16946 | CARTRIDGE,RESPIRATOR,AIR FILTERING | Sundstrom SR217 Gas Filter, Protection against Organic Gases & Vapours (eg Solvents), Pack of 5 | BLKWOODJ | J BLACKWOOD & SONS LIMITED | 00866337/01359 | Active | 2
16946 | CARTRIDGE,RESPIRATOR,AIR FILTERING | Sundstrom SR217 Gas Filter, Protection against Organic Gases & Vapours (eg Solvents), Pack of 5 | BLKWOODJ | J BLACKWOOD & SONS LIMITED | 866337 | Active | 1
2402772 | SWEATBAND,HEADWEAR | Toweling, suit Safety Caps | BLKWOODJ | J BLACKWOOD & SONS LIMITED | 482579 | Active | 1
2492213 | ARRESTER,ELECTRICAL SURGE | Class SL, Ur=10kV, Uc=8.4kV, 10kA, Gapless Metal Oxide c/w Pedestal Base for 11kV Effectively Earthed Systems | ACCULEC | ACCULEC PTY LTD (303899) | 300809-3010 | Active | 5
2492213 | ARRESTER,ELECTRICAL SURGE | Class SL, Ur=10kV, Uc=8.4kV, 10kA, Gapless Metal Oxide c/w Pedestal Base for 11kV Effectively Earthed Systems | ACCULEC | ACCULEC PTY LTD (303899) | PVI-LP 300809-3010 | Active | 1
2492221 | ARRESTER,ELECTRICAL SURGE | Class SL, Ur=18kV, Uc=15.3kV, 10kA, Gapless Metal Oxide c/w Pedestal Base for 22kV Effectively Earthed Systems | ACCULEC | ACCULEC PTY LTD (303899) | 300815-3010 | Active | 5
2492221 | ARRESTER,ELECTRICAL SURGE | Class SL, Ur=18kV, Uc=15.3kV, 10kA, Gapless Metal Oxide c/w Pedestal Base for 22kV Effectively Earthed Systems | ACCULEC | ACCULEC PTY LTD (303899) | PVI-LP 300815-3010 | Active | 1
2492254 | ARRESTER,ELECTRICAL SURGE | Class SL, Ur=192kV, Uc=152kV, 10kA, Gapless Metal Oxide c/w Pedestal Base for 220kV Effectively Earthed Systems | ACCULEC | ACCULEC PTY LTD (303899) | EVP 015210-3010 | Active | 1
2492288 | ARRESTER,ELECTRICAL SURGE | Class SL, Ur=36kV, Uc=29V, 10kA, Gapless Metal Oxide c/w Pedestal Base for 36kV Non-Effectively Earthed Systems | ACCULEC | ACCULEC PTY LTD (303899) | 300829-3010 | Active | 5
2492288 | ARRESTER,ELECTRICAL SURGE | Class SL, Ur=36kV, Uc=29V, 10kA, Gapless Metal Oxide c/w Pedestal Base for 36kV Non-Effectively Earthed Systems | ACCULEC | ACCULEC PTY LTD (303899) | PVI-LP 300829-3010 | Active | 1
2492296 | CUTTER,BATTERY OPERATED | Milwaukee, M18 Force Logic, 860mm2 ACSR Cutter, Skin Only | C&LTOOL | C&L TOOL CENTRE | MILWTM18HCC45-0C | Active | 1
2492296 | CUTTER,BATTERY OPERATED | Milwaukee, M18 Force Logic, 860mm2 ACSR Cutter, Skin Only | MILWAUKE | MILWAUKEE POWER TOOLS | M18HCC45-0C | Active | 5
2417681 | AUGER KIT,RETAINING PIN | GP Truck c/w 1 x 22mm Pin & Head, 2 x 22mm Pin & Head, 5 Piston/Standard c/w 3 x 8mm Lynch Pin | CORRINV | CORRADINI INVESTMENTS PTY LTD | 1X13666,3X13667,2X13665,3XB3 | Phasing | 1
2489292 | FUSECARRIER | LV Fuse Holder, 100A max, Orange c/w House Number Id Plate, suits PFV100 & PFV100695 Base & Carrier Fuse Holders | SICAME | SICAME AUSTRALIA PTY LTD | PFIDPO | Active | 1
2461523 | MARKER,WARNING | Lightweight Orange Vinyl Marker, for use on 33kV or Lower, 30cm2,c/w Green Reflector & Universal SnapClamp, Used to Increase Visibility of HV Lines, for | SUMMIT | SUMMIT GROUP | SF17PE1057-L | Active | 1
2466696 | CARD | SCADA, SCD6000, CPU Optonet Ethernet (COE) | SCHNEIDR | SCHNEIDER PTY LTD (MANUFACTURER) | SY-60399002R | Active | 1
2466704 | CARD | SCADA, SCD6000, CPU PS Optonet Ethernet (COPE) | SCHNEIDR | SCHNEIDER PTY LTD (MANUFACTURER) | SY-60399001R | Active | 1
2468387 | CARD | RFL GARD8000 Teleprotection, Controller Module Card | PLC | POWERLINE COMMUNICATIONS (AUST) | RF-SP500400-2 | Active | 1
2468395 | CARD | RFL GARD8000 Teleprotection, Audio Teleprotection Card, 4 FSK Transceivers | PLC | POWERLINE COMMUNICATIONS (AUST) | RF-SP500820-4 | Active | 1
2468403 | CARD | RFL GARD8000 Teleprotection, Power Supply 48/125V DC Card | PLC | POWERLINE COMMUNICATIONS (AUST) | RF-SP500305 | Active | 1
2468437 | CARD | RFL GARD8000 Teleprotection, Discrete I/ Base Card, 2 Daughter Board Card Slots, Compression Block Terminals | PLC | POWERLINE COMMUNICATIONS (AUST) | RF-SP500800-1 | Active | 1
2492874 | RECEIVER,RIPPLE CONTROL | R1100, 317Hz, NQ-FN, Program 126, Decabit, T33/EVSE/T31 c/w 1 x Switch Fitted R2 | LANDIS | LANDIS GYR (AUST) PTY LTD | R1100200NNXXXNNEQ 126 | Active | 5
2492890 | RECEIVER,RIPPLE CONTROL | R1100, 317Hz, NQ-B, Program 322, Decabit, T33/EVSE/T31 c/w 1 x Switch Fitted R2 | LANDIS | LANDIS GYR (AUST) PTY LTD | R1100200NNXXXNNEQ 322 | Active | 5
2492908 | RECEIVER,RIPPLE CONTROL | R1100, 217Hz, NQ-O, Program 372, Decabit, T33/EVSE/T31 c/w 1 x Switch Fitted R2 | LANDIS | LANDIS GYR (AUST) PTY LTD | R1100200NNXXXNNEQ 372 | Active | 5
2492916 | RECEIVER,RIPPLE CONTROL | R1100, 317Hz, MK, Program 421, Decabit, T33/EVSE/T31 c/w 1 x Switch Fitted R2 | LANDIS | LANDIS GYR (AUST) PTY LTD | R1100200NNXXXNNEQ 421 | Active | 5
2424109 | FAULT TAMER,FUSE | 33kV, 20A | ELECDIST | ELECTRICAL DISTRIBUTION & TRANS | 526020(33) | Active | 1
2424117 | FAULT TAMER,FUSE | 33kV, Backup Limiter (Replacement Part) | ELECDIST | ELECTRICAL DISTRIBUTION & TRANS | 98254 | Active | 1
2424125 | FAULT TAMER,FUSE | 33kV, w/out Crossarm Mtg Bracket or Fuse Link | ELECDIST | ELECTRICAL DISTRIBUTION & TRANS | 98754 | Phasing | 1
2424133 | FAULT TAMER,FUSE | 33kV, 3A | PWRHDIST | POWERHOUSE DISTRIBUTION | PH110656 | Active | 1
2424141 | FAULT TAMER,FUSE | 33kV, 7A | PWRHDIST | POWERHOUSE DISTRIBUTION | 526007(33) | Active | 1
23903 | LINK,INLINE | Duckbill Lead, 1.2m Clear Cu Braid Cable 360A Cont Rated, Chance Duckbill to HD Dbl Bolt Palm Lug End Fitting, Dual Thick-walled Clear Heatshrink/Stress | BRITECH | BRI-TECH PTY LTD | ALTDLEAD1.2LGDK | Active | 2
23903 | LINK,INLINE | Duckbill Lead, 1.2m Clear Cu Braid Cable 360A Cont Rated, Chance Duckbill to HD Dbl Bolt Palm Lug End Fitting, Dual Thick-walled Clear Heatshrink/Stress | ACCULEC | ACCULEC PTY LTD (303899) | ALTDLEAD1.2LGDK | Active | 1
23917 | LINK,INLINE | Stalk Lead, 1.2m Clear Cu Braid Cable, 360A Cont Rated, Tinned Cu 120mm2 Stalk Lug to HD Dbl Bolt Palm Lug End Fitting, Dual Thick-walled Clear Heatshrink/ | ACCULEC | ACCULEC PTY LTD (303899) | ALTDLEAD1.2LGSTK | Active | 1
23917 | LINK,INLINE | Stalk Lead, 1.2m Clear Cu Braid Cable, 360A Cont Rated, Tinned Cu 120mm2 Stalk Lug to HD Dbl Bolt Palm Lug End Fitting, Dual Thick-walled Clear Heatshrink/ | BRITECH | BRI-TECH PTY LTD | ALTDLEAD1.2LGSTK | Active | 2
104164 | TRANSFORMER,VOLTAGE | 22kV/27.6V, 1 Ph, External Aux Power Supply for Nulec N24 Auto Recloser c/w Pole Mounting Bracket (scm) | NULEC | NU-LEC INDUSTRIES PTY LTD | 990000082 | Active | 1
2466001 | TRANSFORMER,VOLTAGE | 24kV max, 1000 to 1, Indoor Voltage Sensor, Style C23 c/w 10m Cable (scm) | ABBAUST | ABB AUSTRALIA PTY LTD | KEVA C23 SENSOR + 10M CABLE | Active | 1
3870 | TRANSFORMER,VOLTAGE | 36kV, Indoor Epoxy, 1 Ph, 33/3kV, 0.11/3 - 0.11/3kV, Class 0.5/0.5, Output 25/25VA, suit ABB Switchboard Contract 2005/787/T | ABBAUST | ABB AUSTRALIA PTY LTD | JDZX11-35W 36KV | Active | 1
2493260 | MODULE,TRANSCEIVER | SFP Duplex, 850nm, 300m, MMF, 1000Base-SX, LC Connector | SEL | SCHWEITZER ENGINEERING LAB PTY LTD | 8131-01 | Active | 1
2493278 | MODULE,TRANSCEIVER | SFP Duplex, 1310nm, 30km, SMF, 1000Base-LX, LC Connector | SEL | SCHWEITZER ENGINEERING LAB PTY LTD | 8130-03 | Active | 1
2466837 | CABLE,POWER,ELECTRICAL | 0.6/1kV, 1C,185mm2 Cu/X-HF-90 Insul/ HFS-90-TP Bedding/DBT/HFS-90-TP Orange Sheath, Natural Insul, 250m Wood Drum, JTS 03-01-08 | MIDLAND | MIDLAND METALS OVERSEAS PTE LTD | MMO-1X185 CU X DBT HFS NJ HFS | Active | 1
2493302 | HOLDER,MARKER | UBE/D, Marker Carrier, Terminal Label Holder, Marking Field Size 40 x 17mm, DIN Rail Mount | PHOENIX | PHOENIX CONTACT PTY LTD | 800307 | Active | 1
2493328 | COVER,TERMINAL | APH-ME, Cover Profile Carrier, Sealable, DIN Rail Mount, for AP-ME Cover Profile | PHOENIX | PHOENIX CONTACT PTY LTD | 3034374 | Active | 1
2493369 | COVER,TERMINAL | AP 3-TNS 35, Cover Profile Carrier, Sealable, DIN Rail Mount, for AP 3 Cover Profile | PHOENIX | PHOENIX CONTACT PTY LTD | 5022672 | Active | 1
2493377 | COVER,TERMINAL BLOCK | AP 3, Cover Profile, PVC, Transparent, 1m Lg | PHOENIX | PHOENIX CONTACT PTY LTD | 5022643 | Active | 1
2493385 | CIRCUIT BREAKER | MCB, Acti9 iC60H, 6A, 1 Pole, C-Curve | SCHNEIDR | SCHNEIDER PTY LTD (MANUFACTURER) | A9F54106 | Active | 1
2452316 | TELEMETRY SYSTEM | Ceragon, RFU 1500HP, 11G, 40MHz, 1Rx All Indoor | CERAGON | CERAGON LTD | 15HPA-1R-RFU-11W | Active | 1
2487114 | TELEMETRY SYSTEM | Ceragon, 8GHz, OCB Filter Set, 1 x Tx, 2 x Rx, Channel 03, HIGH | CERAGON | CERAGON LTD | 15F8-8103.495N | Active | 1
2487155 | TELEMETRY SYSTEM | Ceragon, 8GHz, OCB Filter Set, 1 x Tx, 2 x Rx, Channel 07, HIGH | CERAGON | CERAGON LTD | 15F8-8222.095N | Active | 1
2479020 | TOWELETTE,CLEANING | 99.9% Isopropyl Alcohol Wipes | ATOMSUPP | ATOM SUPPLY GROUP P/L | 534725 | Active | 1
2479020 | TOWELETTE,CLEANING | 99.9% Isopropyl Alcohol Wipes | MGCHEM | MG CHEMICALS (AUST) P/L (MANUFACTURER) | 824-WX25 | Active | 5
2479764 | FIXTURE,LIGHTING | 220W RoadFlair BRP394 (L220A) 4K c/w Upcast Adaptor, Major Road, EQTS 05-01-02 (scm) | PHILIPS | PHILIPS AUSTRALIA PTY LTD | 824110136181 | Active | 1
2491066 | PUMP | Z580V, Ebsray Rotary Internal Gear Pump, Z580V-0003-P3 Pumpset, 300-1050 1.5kW, 4P, 240/1/50, TEFC, CMG/MT | EBSRAY | EBSRAY PUMPS AUSTRALIA | EBSPS-Z580V-1006 | Active | 5
16949 | RETAINER,FILTER,RESPIRATOR | Sundstrom SR5153 Pre-Filter Holder, Plastic End Cover | BOCGAS | BOC GASES LIMITED | RO1-0604-SR 5153 | Active | 2
16949 | RETAINER,FILTER,RESPIRATOR | Sundstrom SR5153 Pre-Filter Holder, Plastic End Cover | ATOMSUPP | ATOM SUPPLY GROUP P/L | 283335 | Active | 1
2452417 | GLOVES,HEAT PROTECTIVE | Vantage, Heat Retardant, Size 7, Plaited, DuPont Kevlar & Ploy/Cotton, Knitwrist, suitable for Hot Work Environments | ATOMSUPP | ATOM SUPPLY GROUP P/L | 79900604 | Active | 1
2452417 | GLOVES,HEAT PROTECTIVE | Vantage, Heat Retardant, Size 7, Plaited, DuPont Kevlar & Ploy/Cotton, Knitwrist, suitable for Hot Work Environments | ANSELL | ANSELL LTD | 70-761-07 | Active | 2
24800 | GLOVES,PROTECTIVE | MaxiFlex Elite, Size 9, Micro-Foam Nitrile Coating, High Dexterity, 25% Thinner GP Glove for Sensitive Handling | ATG | ATG INTELLIGENT GLOVE SOLUTIONS | 34-274-9 | Active | 2
24800 | GLOVES,PROTECTIVE | MaxiFlex Elite, Size 9, Micro-Foam Nitrile Coating, High Dexterity, 25% Thinner GP Glove for Sensitive Handling | ATOMSUPP | ATOM SUPPLY GROUP P/L | 30001021 | Active | 1
24799 | GLOVES,PROTECTIVE | MaxiFlex Elite, Size 8, Micro-Foam Nitrile Coating, High Dexterity, 25% Thinner GP Glove for Sensitive Handling | ATG | ATG INTELLIGENT GLOVE SOLUTIONS | 34-274-8 | Active | 2
24799 | GLOVES,PROTECTIVE | MaxiFlex Elite, Size 8, Micro-Foam Nitrile Coating, High Dexterity, 25% Thinner GP Glove for Sensitive Handling | ATOMSUPP | ATOM SUPPLY GROUP P/L | 30001020 | Active | 1
24798 | GLOVES,PROTECTIVE | MaxiFlex Elite, Size 7, Micro-Foam Nitrile Coating, High Dexterity, 25% Thinner GP Glove for Sensitive Handling | ATG | ATG INTELLIGENT GLOVE SOLUTIONS | 34-274-7 | Active | 2
24798 | GLOVES,PROTECTIVE | MaxiFlex Elite, Size 7, Micro-Foam Nitrile Coating, High Dexterity, 25% Thinner GP Glove for Sensitive Handling | ATOMSUPP | ATOM SUPPLY GROUP P/L | 30001019 | Active | 1
24790 | GLOVES,PROTECTIVE | MaxiChem, Size 10, Neoprene, for handling Oils & Chemicals like Solvents, Acids, Hydrocarbons, Oil, Grease, Organic Solvents | ATOMSUPP | ATOM SUPPLY GROUP P/L | CS721 | Active | 2
24790 | GLOVES,PROTECTIVE | MaxiChem, Size 10, Neoprene, for handling Oils & Chemicals like Solvents, Acids, Hydrocarbons, Oil, Grease, Organic Solvents | ATOMSUPP | ATOM SUPPLY GROUP P/L | 490358 | Active | 1
24790 | GLOVES,PROTECTIVE | MaxiChem, Size 10, Neoprene, for handling Oils & Chemicals like Solvents, Acids, Hydrocarbons, Oil, Grease, Organic Solvents | ATOMSUPP | ATOM SUPPLY GROUP P/L | 30001065 | Active | 2
24790 | GLOVES,PROTECTIVE | MaxiChem, Size 10, Neoprene, for handling Oils & Chemicals like Solvents, Acids, Hydrocarbons, Oil, Grease, Organic Solvents | ATG | ATG INTELLIGENT GLOVE SOLUTIONS | 56-635-10 | Active | 2
24788 | GLOVES,PROTECTIVE | MaxiChem, Size 8, Neoprene, for handling Oils & Chemicals like Solvents, Acids, Hydrocarbons, Oil, Grease, Organic Solvents | ATOMSUPP | ATOM SUPPLY GROUP P/L | 490355 | Active | 1
24788 | GLOVES,PROTECTIVE | MaxiChem, Size 8, Neoprene, for handling Oils & Chemicals like Solvents, Acids, Hydrocarbons, Oil, Grease, Organic Solvents | ATOMSUPP | ATOM SUPPLY GROUP P/L | CS721-08 | Active | 5
24788 | GLOVES,PROTECTIVE | MaxiChem, Size 8, Neoprene, for handling Oils & Chemicals like Solvents, Acids, Hydrocarbons, Oil, Grease, Organic Solvents | ATOMSUPP | ATOM SUPPLY GROUP P/L | 30001063 | Active | 2
24788 | GLOVES,PROTECTIVE | MaxiChem, Size 8, Neoprene, for handling Oils & Chemicals like Solvents, Acids, Hydrocarbons, Oil, Grease, Organic Solvents | ATG | ATG INTELLIGENT GLOVE SOLUTIONS | 56-635-8 | Active | 2
2472272 | SANITISER | Hand Gel, Anti-Bacterial Hand Sanitiser, 350-375ml Pump Action Bottle, for use when water is not available | ALPHAFAS | ALPHA FIRST AID SUPPLIES | 99607 | Active | 2
2472272 | SANITISER | Hand Gel, Anti-Bacterial Hand Sanitiser, 350-375ml Pump Action Bottle, for use when water is not available | ATOMSUPP | ATOM SUPPLY GROUP P/L | 40029794 | Active | 1
2472272 | SANITISER | Hand Gel, Anti-Bacterial Hand Sanitiser, 350-375ml Pump Action Bottle, for use when water is not available | ATOMSUPP | ATOM SUPPLY GROUP P/L | 11575 | Active | 2
24786 | GLOVES,PROTECTIVE | MaxiCut 5 Ultra, Size 12, Micro-Foam Nitrile Coated, Cut & Punture Resistant | ATG | ATG INTELLIGENT GLOVE SOLUTIONS | 44-3745 12 | Active | 2
24786 | GLOVES,PROTECTIVE | MaxiCut 5 Ultra, Size 12, Micro-Foam Nitrile Coated, Cut & Punture Resistant | ATOMSUPP | ATOM SUPPLY GROUP P/L | 30000514 | Active | 1
24784 | GLOVES,PROTECTIVE | MaxiCut 5 Ultra, Size 10, Micro-Foam Nitrile Coated, Cut & Punture Resistant | ATOMSUPP | ATOM SUPPLY GROUP P/L | 30000271 | Active | 1
24784 | GLOVES,PROTECTIVE | MaxiCut 5 Ultra, Size 10, Micro-Foam Nitrile Coated, Cut & Punture Resistant | ATG | ATG INTELLIGENT GLOVE SOLUTIONS | 44-3745 10 | Active | 2
24782 | GLOVES,PROTECTIVE | MaxiCut 5 Ultra, Size 8, Micro-Foam Nitrile Coated, Cut & Punture Resistant | ATG | ATG INTELLIGENT GLOVE SOLUTIONS | 44-3745 08 | Active | 2
24782 | GLOVES,PROTECTIVE | MaxiCut 5 Ultra, Size 8, Micro-Foam Nitrile Coated, Cut & Punture Resistant | ATOMSUPP | ATOM SUPPLY GROUP P/L | 30000269 | Active | 1
22757 | ELECTROLYTE POWDER | Beverage Mix, Grape, Low Joule, Low Sodium, Caffeine Free, Sugar Free, for Diabetics & Low Carb Consumers, 3g Sachet to be mixed into 600ml water(P10) | ATOMSUPP | ATOM SUPPLY GROUP P/L | 306929 | Active | 1
2461481 | SPECTACLES,INDUSTRIAL | Mack B-Double Polarised, Medium Impact Safety Eyewear, Smoke Lens, Black/Silver Frame, Anti-Scratch & Anti-Fog | ATOMSUPP | ATOM SUPPLY GROUP P/L | 162195 | Active | 1
2461481 | SPECTACLES,INDUSTRIAL | Mack B-Double Polarised, Medium Impact Safety Eyewear, Smoke Lens, Black/Silver Frame, Anti-Scratch & Anti-Fog | BUNZL | BUNZL LIMITED | ME503 | Active | 2
2462059 | GLOVES,PROTECTIVE | MecDex, Rough Impact Pro C5, Size XL, Cut Level 5, Flexible Tough Leather, Knuckle & Finger Impact Protection, Cut Protection & Foam Padded Palm | ATOMSUPP | ATOM SUPPLY GROUP P/L | 40000739 | Active | 1
2462059 | GLOVES,PROTECTIVE | MecDex, Rough Impact Pro C5, Size XL, Cut Level 5, Flexible Tough Leather, Knuckle & Finger Impact Protection, Cut Protection & Foam Padded Palm | BLKWOODJ | J BLACKWOOD & SONS LIMITED | 4081827 | Active | 2
2462059 | GLOVES,PROTECTIVE | MecDex, Rough Impact Pro C5, Size XL, Cut Level 5, Flexible Tough Leather, Knuckle & Finger Impact Protection, Cut Protection & Foam Padded Palm | WW&S | WORKSENSE WORKWEAR & SAFETY | PR-616 XL | Active | 2
24046 | RELAY,PROTECTION | Line Diff, OC & Dir EF, 16/10 I/O, 48-250VDC Pwr, 1/5A CT, 850nm FO Line Comms Module, DNP3 over RS485 & 100BaseTX, 4U Case | ABBAUST | ABB AUSTRALIA PTY LTD | RED615 HBDDAEAGAJH1AMA1XG | Active | 5
2468445 | CARD | RFL GARD8000 Teleprotection, Solid State Input Unit Card, 6 Inputs | PLC | POWERLINE COMMUNICATIONS (AUST) | RF-SP500805 | Active | 1
2468452 | CARD | RFL GARD8000 Teleprotection, Solid State Output Module Card, 6 Outputs | PLC | POWERLINE COMMUNICATIONS (AUST) | RF-SP500810 | Active | 1
2468460 | CARD | RFL GARD8000 Teleprotection, Relay Output Unit Card, 6 Outputs | PLC | POWERLINE COMMUNICATIONS (AUST) | RF-SP500815 | Active | 1
2468478 | CARD | RFL GARD8000 Teleprotection, System Display Card, TSD | PLC | POWERLINE COMMUNICATIONS (AUST) | RF-SP500410-9 | Active | 1
2475176 | CARD | Omron CS1 Series, PLC, CPU Serial Inner Board, RS422/485, RS232 | OMRON | OMRON ELECTRONICS PTY LTD | CS1W-SCB41-V1 | Active | 5
2475234 | CARD | Omron CS1 Series, PLC, Wired Controller Link Comms Unit | OMRON | OMRON ELECTRONICS PTY LTD | CS1W-CLK23 | Active | 5
17404 | CONNECTOR ASSEMBLY,ELECTRICAL | Splice for ABB SLBM, Connecting of 2 x 240mm2 Cables (max), Set of 3 | HYLEC | HYLEC ENERGY SOLUTIONS | ABBSPLICE6MMAA3_KIT | Active | 5
17404 | CONNECTOR ASSEMBLY,ELECTRICAL | Splice for ABB SLBM, Connecting of 2 x 240mm2 Cables (max), Set of 3 | WEBER | WEBER SOUTH PACIFIC PTY LTD | V-TSABB-REVE | Active | 1
2492742 | ADAPTOR | Earth Park Adaptor with 100mm Longer Leg & supplied with GR304 Ring Spindle, Commonly Known as Temp EDO Earthing Stirrups | PWRLINE | POWERLINE EQUIPMENT PTY LTD | A4-1825 | Active | 1
30433 | COVER,TERMINAL BLOCK | Type PL8 Protective Cover, 8mm Spacing, Transparent, PC V2, Terminal Block Accessory | ABBAUST | ABB AUSTRALIA PTY LTD | 1SNK 900 620 R0000 | Active | 1
2492635 | COVER,TERMINAL BLOCK | Type EA 5, Single Cover, Snap Fit, Clear, suits Phoenix UK3N, UK5N & UK6N | PHOENIX | PHOENIX CONTACT PTY LTD | 1024014 | Active | 1
2492643 | COVER,TERMINAL BLOCK | Type EA 5-WS, Single Cover, Snap Fit, Yellow Tint, suits Phoenix UK3N, UK5N, & UK6N | PHOENIX | PHOENIX CONTACT PTY LTD | 1024085 | Active | 1
17391 | BOOTS,SAFETY | Oliver, Men's Full Ankle, Beige/Brown, Elastic Sided, Suede Leather, Steel Toe, PU Sole, EH Resistant, Sizes 4 to 13, Half Sizes 6.5 to 10.5 | OLIVER | OLIVER FOOTWEAR | WB 34-624 | Active | 5
17391 | BOOTS,SAFETY | Oliver, Men's Full Ankle, Beige/Brown, Elastic Sided, Suede Leather, Steel Toe, PU Sole, EH Resistant, Sizes 4 to 13, Half Sizes 6.5 to 10.5 | BLKWOODJ | J BLACKWOOD & SONS LIMITED | 34-624 | Active | 1
17392 | BOOTS,SAFETY | Oliver, Men's Full Ankle, Black, Elastic Sided, Full Grain Leather, Steel Toe, PU Sole, EH Resistant, Sizes 4 to 13, Half Sizes 6.5 to 10.5 | OLIVER | OLIVER FOOTWEAR | WB 34-620 | Active | 5
17392 | BOOTS,SAFETY | Oliver, Men's Full Ankle, Black, Elastic Sided, Full Grain Leather, Steel Toe, PU Sole, EH Resistant, Sizes 4 to 13, Half Sizes 6.5 to 10.5 | BLKWOODJ | J BLACKWOOD & SONS LIMITED | 34-620 | Active | 1
17393 | BOOTS,SAFETY | Oliver, Men's Full Ankle, Wheat, Lace Up, Nubuck Leather, Steel Toe, PU/TPU Sole, EH Resistant, Sizes 4 to 13, Half Sizes 6.5 to 10.5 | OLIVER | OLIVER FOOTWEAR | WB 34-632 | Active | 5
17393 | BOOTS,SAFETY | Oliver, Men's Full Ankle, Wheat, Lace Up, Nubuck Leather, Steel Toe, PU/TPU Sole, EH Resistant, Sizes 4 to 13, Half Sizes 6.5 to 10.5 | BLKWOODJ | J BLACKWOOD & SONS LIMITED | 34-632 | Active | 1
17394 | BOOTS,SAFETY | Oliver, 150mm Full Ankle, Brown, Lace Up, Leather, Steel Toe, PU Sole, Slip Resistant, Anti-Static, Sizes 4 to 14, Half Sizes 6.5 to 12.5 | OLIVER | OLIVER FOOTWEAR | AT 55-337 | Active | 5
17394 | BOOTS,SAFETY | Oliver, 150mm Full Ankle, Brown, Lace Up, Leather, Steel Toe, PU Sole, Slip Resistant, Anti-Static, Sizes 4 to 14, Half Sizes 6.5 to 12.5 | BLKWOODJ | J BLACKWOOD & SONS LIMITED | 55-337 | Active | 1
17395 | BOOTS,SAFETY | Oliver, 150mm, Wheat, Lace Up, Nubuck Leather, Composite Toe, PU/TPU Sole, EH Resistant, Sizes 4 to 14, Half Sizes 6.5 to 10.5 | OLIVER | OLIVER FOOTWEAR | AT 45-632 | Active | 5
17395 | BOOTS,SAFETY | Oliver, 150mm, Wheat, Lace Up, Nubuck Leather, Composite Toe, PU/TPU Sole, EH Resistant, Sizes 4 to 14, Half Sizes 6.5 to 10.5 | BLKWOODJ | J BLACKWOOD & SONS LIMITED | 45-632 | Active | 1
20833 | BOOTS,SAFETY | Oliver, Ankle Jogger, Black, Lace Up, Nubuck Leather, Steel Toe, Water/EH Resistant, Anti-Static, Sizes 4 to 13, Half Sizes 6.5 to 10.5 | OLIVER | OLIVER FOOTWEAR | WB 34-623 | Active | 5
20833 | BOOTS,SAFETY | Oliver, Ankle Jogger, Black, Lace Up, Nubuck Leather, Steel Toe, Water/EH Resistant, Anti-Static, Sizes 4 to 13, Half Sizes 6.5 to 10.5 | BLKWOODJ | J BLACKWOOD & SONS LIMITED | 34-623 | Active | 1
20834 | SHOES,SAFETY | Oliver, Derby, Black, Lace Up, Full Grain Leather, Steel Toe, PU Sole, EH Resistant, Sizes 4 to 13, Half Sizes 6.5 to 10.5 | OLIVER | OLIVER FOOTWEAR | WB 34-652 | Active | 5
20834 | SHOES,SAFETY | Oliver, Derby, Black, Lace Up, Full Grain Leather, Steel Toe, PU Sole, EH Resistant, Sizes 4 to 13, Half Sizes 6.5 to 10.5 | BLKWOODJ | J BLACKWOOD & SONS LIMITED | 34-652 | Active | 1
20345 | INSULATING COMPOUND,ELECTRICAL | Guroflex MV, 2 Part Cold-pour, for 33kV Straight Joints, using Cu Sleeves on 185-800mm2 XLPE/LY/HDPE, 5.5L Kit, Approx 2yr Shelf Life | TYCOELEC | TYCO ELECTRONICS | GUROFLEX-MV-C530 | Active | 5
2404288 | INSULATING COMPOUND,ELECTRICAL | Resin, Scotch C Packs | 3MAUST | 3M AUSTRALIA PTY LTD | MMM40GC | Active | 5
12950 | CLAMP,ELECTRICAL | Fence Earth, Single Bolt, Cable to Pipe, for 50 to 120mm2 Single Conductor to 40mm NB Pipe, High Cu Alloy Body, c/w S/Steel U-Bolt, Nuts & Washers, for | PENTA | PENTA AUST (TMAC THEW & MCCANN/HYLEC) | PA22876 | Active | 1
16339 | THERMOMETER,INDICATING,CAPILLARY TUBE | AND BULB Measuring & Switching Range, 4 Switches, 10m Capillary Tube with Bulb for 1 In BSP, c/w Built In Thermal Image | INSULECT | INSULECT AUSTRALIA PTY LTD | AKM345-00407-786 | Active | 1
2490753 | RIBBON,FLAGGING,SURVEYORS | Tape, Blue, Non-Biodegradable, 75m x 25mm | RMSRVR | RMS (RIVERSLEIGH MANAGEMENT SERVICES) | 2490753 | Active | 1
2428100 | GLOVES,LIVE LINE ELECTRICAL WORKERS | Class 3, Natural Rubber, Black Straight Cuff, Size 8H (pair) Glove Length, 16 inch (400mm) | BALMORAL | BALMORAL ENGINEERING PTY LTD | RIG316YBS8H | Active | 1
2428100 | GLOVES,LIVE LINE ELECTRICAL WORKERS | Class 3, Natural Rubber, Black Straight Cuff, Size 8H (pair) Glove Length, 16 inch (400mm) | ANSELL | ANSELL LTD | RIG316YBS8H | Active | 2
2428100 | GLOVES,LIVE LINE ELECTRICAL WORKERS | Class 3, Natural Rubber, Black Straight Cuff, Size 8H (pair) Glove Length, 16 inch (400mm) | SALISBRY | SALISBURY (MANUFACTURER) | E316YB/8H | Active | 5
2403250 | DISPENSER,DRINKING WATER | 5L Container, Plastic, Alpine c/w Tap | ATOMSUPP | ATOM SUPPLY GROUP P/L | 28000013 | Active | 1
2403250 | DISPENSER,DRINKING WATER | 5L Container, Plastic, Alpine c/w Tap | WILLOW | WILLOW WARE AUSTRALIA PTY LTD | WIL20371 | Active | 2
1898655 | WRENCH,RATCHET | Single Ended, Reversible, Dual Size, 24mm & 30mm A/F Hex Sockets, Cushioned Grip Handle | BLKWOODJ | J BLACKWOOD & SONS LIMITED | 1716753 | Active | 2
1898655 | WRENCH,RATCHET | Single Ended, Reversible, Dual Size, 24mm & 30mm A/F Hex Sockets, Cushioned Grip Handle | ATOMSUPP | ATOM SUPPLY GROUP P/L | 91678007 | Active | 1
1978166 | TAPE,INSULATION,ELECTRICAL | Green/Yellow Stripe, Maintenance | ATOMSUPP | ATOM SUPPLY GROUP P/L | 236538 | Active | 1
1978166 | TAPE,INSULATION,ELECTRICAL | Green/Yellow Stripe, Maintenance | 3MAUST | 3M AUSTRALIA PTY LTD | REE3M1610-GY | Active | 2
2456408 | HARNESS,SAFETY,INDUSTRIAL | Style G, Size Medium, Full Body, Fall Arrest, Light Weight Webbing, for Steel Towers, Ladders & Platforms, ETS RSE01 | HGHTDYNM | HEIGHT DYNAMICS | VHI TOW5-M | Active | 1
2456408 | HARNESS,SAFETY,INDUSTRIAL | Style G, Size Medium, Full Body, Fall Arrest, Light Weight Webbing, for Steel Towers, Ladders & Platforms, ETS RSE01 | HGHTDYNM | HEIGHT DYNAMICS | FERNO VHI TOW5 - M | Active | 2
2456408 | HARNESS,SAFETY,INDUSTRIAL | Style G, Size Medium, Full Body, Fall Arrest, Light Weight Webbing, for Steel Towers, Ladders & Platforms, ETS RSE01 | LRI | LIFE AND RESCUE INTERNATIONAL | 104260 | Active | 2
2492353 | REGULATOR,VOLTAGE | 12-24kV, 100A, 1Ph, Pole Mount S/Steel, 150kV BIL, 32 Taps, 0.625% Steps, IDPT Version, w/out Control Cable & Box | EATONELE | EATON ELECTRIC SYSTEMS PTY LTD | WFN22J3C4K0000193A | Active | 1
2492379 | RELAY,ELECTROMAGNETIC | Plug-In Relay, 110V DC, 4 C/O Contacts, Magnetic Arc Blowouts | RMSPROD | RMS PRODUCTS (RELAY MONITORING SYSTEMS) | D-B-D110- | Active | 1
30047 | CONNECTOR,COMPRESSION | Splice Component Expansion, suit 100mm Busbar | ADAPTAUS | ADAPT AUSTRALIA PTY LTD | PLKM2703D100E2 | Active | 1
157795 | CONNECTOR,COMPRESSION | 7/1.70 Cu Service Cable, Cat # TECSM2/50 Utilux MS Products Cat # TECSM2 (P50) | TYCOELEC | TYCO ELECTRONICS | TECSM2/1 | Active | 1
2488088 | KARABINER | Lifting & Rigging, Triple Lock Action, Large, 178 x 94mm, Gate Opening 44mm, WLL 800kg | AMPLITUD | AMPLITUDE PTY LTD (396777) | KH307SSP1 | Active | 1
2488096 | BAG,PLASTIC | Natural/Clear, HD, 1100 x 700 x 200um, 50 per Ctn | ALLENS | ALLENS INDUSTRIAL PRODUCTS | PPCLRMED | Active | 1
2488443 | DRILL,TWIST | Milwaukee Red Helix, Titanium, Hex Drill Bit, 2.5mm (P2) | C&LTOOL | C&L TOOL CENTRE | MILWA48894804 | Active | 1
2488443 | DRILL,TWIST | Milwaukee Red Helix, Titanium, Hex Drill Bit, 2.5mm (P2) | MILWAUKE | MILWAUKEE POWER TOOLS | 48894804 | Active | 5
2488476 | DRILL,TWIST | Milwaukee Red Helix, Titanium, Hex Drill Bit, 3.5mm (P2) | C&LTOOL | C&L TOOL CENTRE | MILWA48894807 | Active | 1
2488476 | DRILL,TWIST | Milwaukee Red Helix, Titanium, Hex Drill Bit, 3.5mm (P2) | MILWAUKE | MILWAUKEE POWER TOOLS | 48894807 | Active | 5
2488484 | DRILL,TWIST | Milwaukee Red Helix, Titanium, Hex Drill Bit, 4mm (P2) | C&LTOOL | C&L TOOL CENTRE | MILWA48894808 | Active | 1
2488484 | DRILL,TWIST | Milwaukee Red Helix, Titanium, Hex Drill Bit, 4mm (P2) | MILWAUKE | MILWAUKEE POWER TOOLS | 48894808 | Active | 5
2488526 | DRILL,TWIST | Milwaukee Red Helix, Titanium, Hex Drill Bit, 5mm | C&LTOOL | C&L TOOL CENTRE | MILWA48894812 | Active | 1
2488526 | DRILL,TWIST | Milwaukee Red Helix, Titanium, Hex Drill Bit, 5mm | MILWAUKE | MILWAUKEE POWER TOOLS | 48894812 | Active | 5
20203 | STRAP,RETAINING | Ratchet Tie Down Assembly 9m Long, 2.5 Tonne Rating, c/w Hook & Keeper Fitting, AS/NZS 4380-2001 | BULLIVAN | BULLIVANTS PTY LTD | WRA-050-2500-090-HK | Active | 1
2492056 | FUSE,CARTRIDGE | Ferrule, 38mm Lg, 10mm Dia Cap, 20A 240v AC 16.5 kA Rated Breaking Capacity, Type SK gG, AS 60269.3 | REXEL | REXEL AUSTRALIA | LEG13320 | Active | 1
21486 | BOOTS,SAFETY | Oliver, 200mm Rigger, Wheat, Lace Up/ Zip Sided, Leather, Steel Toe, PU Sole, Slip Resistant, Anti-Static, Sizes 4 to 14, Half Sizes 6.5 to 12.5 | OLIVER | OLIVER FOOTWEAR | AT 55-385 | Active | 5
21486 | BOOTS,SAFETY | Oliver, 200mm Rigger, Wheat, Lace Up/ Zip Sided, Leather, Steel Toe, PU Sole, Slip Resistant, Anti-Static, Sizes 4 to 14, Half Sizes 6.5 to 12.5 | BLKWOODJ | J BLACKWOOD & SONS LIMITED | 55-385 | Active | 1
21502 | BOOTS,SAFETY | Oliver, 150mm Hiker, Wheat, Lace Up, Leather, Steel Toe, PU Sole, Heat & Slip Resistant, Anti-Static, Sizes 4 to 14, Half Sizes 6.5 to 12.5 | OLIVER | OLIVER FOOTWEAR | AT 55-332 | Active | 5
21502 | BOOTS,SAFETY | Oliver, 150mm Hiker, Wheat, Lace Up, Leather, Steel Toe, PU Sole, Heat & Slip Resistant, Anti-Static, Sizes 4 to 14, Half Sizes 6.5 to 12.5 | BLKWOODJ | J BLACKWOOD & SONS LIMITED | 55-332 | Active | 1
25103 | BOOTS,SAFETY | Oliver, 150mm Hiker, Wheat, Lace Up/ Zip Sided, Leather, Steel Toe, PU Sole, Heat & Slip Resistant, Anti-Static, Sizes 4 to 16, Half Sizes 6.5 to 12.5 | OLIVER | OLIVER FOOTWEAR | AT 55-332Z | Active | 5
25103 | BOOTS,SAFETY | Oliver, 150mm Hiker, Wheat, Lace Up/ Zip Sided, Leather, Steel Toe, PU Sole, Heat & Slip Resistant, Anti-Static, Sizes 4 to 16, Half Sizes 6.5 to 12.5 | BLKWOODJ | J BLACKWOOD & SONS LIMITED | 55-332Z | Active | 1
3253 | PLATE,IDENTIFICATION | Nameplate, Non-deteriorating, Duplicate Rating Plates for each set of 3 CT's, Mark permanently with info detailed in contract ETS 2010/0321/T(29B) | KONCAR | KONCAR - ELECTRICAL INDUSTRY INC | CT-DUPLICATE-NAMEPLATES | Active | 1
1852418 | PADLOCK | A1 Long Shackle H/Steel Lockwood 234A, Ref # LA5555 Locks to be Engraved "EEC" (No Keys Required) | LARSENJ | J LARSEN PTY LTD | OZ4/234/A00/ERG5 | Active | 1
2400705 | PADLOCK | Brass, 334B Pad, 38mm S/Steel Shackle, Master Series MK-A, with Keys | ASSA | ASSA ABLOY AUSTRALIA PTY LTD | 334B45/638/6MK | Active | 1
2402707 | PADLOCK | Brass, Type 234B, Keyed Alike to suit MEB Master Key T608, Short Shanked, without Keys | LARSENJ | J LARSEN PTY LTD | OZ4/234/BOO/ERG3 | Active | 1
2402721 | PADLOCK | Brass, Type 234AB, Long Shank, Keyed Alike to Master Key T608 | LARSENJ | J LARSEN PTY LTD | OZ4/234/ABO/ERG3 | Active | 1
2403436 | PADLOCK | 45mm W, 41mm H, Brass Case, 38mm Opening Hardened Brass Shackle, Keyed Alike to 30000, Ref LQ22378, w/o Keys, Case Stamped 'Ergon Energy', 30000 Stamped | LARSENJ | J LARSEN PTY LTD | OZ4/234/ABO/ERG | Active | 1
2406889 | PADLOCK | Less Key, Keyed to Ergon Energy A2 Security Series with Long Brass Shackle | RECHLOCK | RECHENBERG LOCKSMITHS | OZ418345ERGA2 | Active | 5
2437143 | PADLOCK | Chrome, 50mm Boron Shackle, Keyed (C-NC) Northern Communication Site, No Key | ASSA | ASSA ABLOY AUSTRALIA PTY LTD | PL330N/50-C-NC | Active | 5
2437184 | PADLOCK | Chrome, 25mm Boron Shackle, Keyed (S-SO) Southern Switching Operator, No Key | ASSA | ASSA ABLOY AUSTRALIA PTY LTD | PL330N/S-SO | Active | 5
2433399 | FIXTURE,LIGHTING | 150W Metal Halide Luminaire, 42mm Spigot c/w Integral Control Gear, PE Cell, Lamp & Power Factor Correction, Major Roads, EQTS 05-01-01 (scm) | GERARD | GERARD LIGHTING GROUP | PR42BD05LC | Phasing | 1
2411569 | PLIERS | 205mm, Insulated 1000V, for use in Insulated Tool Kit | PENTA | PENTA AUST (TMAC THEW & MCCANN/HYLEC) | PA23167 | Active | 1
2411569 | PLIERS | 205mm, Insulated 1000V, for use in Insulated Tool Kit | HYLEC | HYLEC ENERGY SOLUTIONS | MS4E-210 | Active | 2
2411569 | PLIERS | 205mm, Insulated 1000V, for use in Insulated Tool Kit | TEN | THE ENERGY NETWORK (AUST) PTY LTD | D1-200I | Active | 2
2491140 | ANTENNA | 5G LTE 6.5dBi Collinear Antenna (698-3800 MHz), 10m SMA(M), Black | RFIND | RF INDUSTRIES PTY LTD | COL8195 | Active | 5
104805 | FUSECARRIER | 200A, 36kV, to suit Expulsion Drop Out 170kV Bil | BRITECH | BRI-TECH PTY LTD | T710643T | Active | 1
408133 | FUSECARRIER | 45A, 250V AC, 606FO Type, Service, suit OK Fuse Links | FUSECO | FUSECO POWER SOLUTIONS PTY LTD | CARRIER OK | Active | 5
610067 | FUSECARRIER | 100A, 36kV, suit Expulsion Drop Out Fuse, ETS 06-03-01 | LEGEND | LEGEND POWER SYSTEMS | T710613T | Active | 2
610067 | FUSECARRIER | 100A, 36kV, suit Expulsion Drop Out Fuse, ETS 06-03-01 | NGKSTANG | NGK STANGER PTY LTD | 72906-36SL | Active | 1
2480416 | SWITCHBOARD,POWER | LV Outdoor, 1500(1500)kVA, ACB Std, Sentron 3WL, ETU45B, AFPS VAMP 221, 3200A TX ACB 65kA/1Sec, 4 x 630A SF (1 x Provisional SF Slot) Mob Gen Conn & | WEBER | WEBER SOUTH PACIFIC PTY LTD | VC540240-S311 | Active | 1
2489490 | LEAD SET,TEST | 50m Earth Hand Reel | AMPLITUD | AMPLITUDE PTY LTD (396777) | ER50 | Active | 1
3778 | TRANSFORMER,VOLTAGE | 145kV, PVT, Power, 15kVA Secondary Output, 1 Ph, Post Type, Dwg EE-1048060, EESS-10734-01-0A, ETS 2012/0392/T | KONCAR | KONCAR - ELECTRICAL INDUSTRY INC | VPT-145-15 | Active | 1
2473254 | DISCONNECTOR,HIGH VOLTAGE | Outdoor Unit, 72.5kV, 1250A, 25kA/3Sec, Manual Operation, S10015453-01 | INSULECT | INSULECT AUSTRALIA PTY LTD | DSC12709 | Active | 1
2473262 | DISCONNECTOR,HIGH VOLTAGE | Outdoor Unit, 72.5kV, 1250A, 25kA/3Sec, Motorised Operation, S10015453-01 | INSULECT | INSULECT AUSTRALIA PTY LTD | DSC12721 | Active | 1
2473288 | SWITCH,ISOLATING | 72.5kV, 25kA/3Sec, Right Hand Earth Switch, for Outdoor HV Disconnector, S10015453-01 | INSULECT | INSULECT AUSTRALIA PTY LTD | DSC12723 | Active | 1
2404440 | COUPLING | Screw Anchor M24 Galv Max O/D 37mm (P50) | BRITECH | BRI-TECH PTY LTD | 12247M | Active | 1
2492098 | SLEEVE,COMPRESSION | Compression Deadend Assembly, c/w Eye Tail, Deadend Sleeve w/Jumper Lug, FT, A/F 22.0mm, suit Hyena 7/4.39+7/1.93 | PLP | PREFORMED LINE PRODUCTS (AUST) | CDE-146 | Active | 1
2492106 | TERMINAL,LUG | Compression Deadend Jumper Terminal, Al 2 x 14mm Holes, Hex Dia A/F 22.0mm, suit IODINE 6/4.75+7/1.60 | PLP | PREFORMED LINE PRODUCTS (AUST) | CDET-143-1 | Active | 1
13060 | SULPHUR HEXAFLUORIDE,TECHNICAL | SF6 Gas, Technical Grade 100%, Apple Green Body & Shoulder, Size G, Type 31 Valve, 1 Bottle per Skid, Valve to be Sealed by Manufacture | MONTEDSN | MONTEDISON | SULPHUR | Active | 1
2401603 | PLATE,IDENTIFICATION | for Switches 600 x 100 x 3mm, Clear Anodised Al Plate, Dwg 10/51 (MOQ60) | DSM | DALRYMPLE SHEET METAL | DWG 10/51 | Active | 1
2406174 | PLATE,IDENTIFICATION | Trafolyte Type Link Pillar, Identification as per WBBEB Dwg A3-594 (MOQ 10) | PITT | PITT & CO (AUST) PTY LTD | DWG A3594 | Active | 1
14379 | ADAPTOR,BRACKET | Minor Road, 300mm Lg, 60.3mm OD, 80 x 76mm OD Spigot, Galv Steel c/w 4 x M8x10mm Lg Allen Head S/Steel Grub Screws, EQTS 05-02-01, Dwg 05-02-14(scm) | INGAL | INGAL EPS | GEX14379 | Active | 1
16340 | THERMOMETER,INDICATING,CAPILLARY TUBE | AND BULB Measuring & Switching Range, 4 Switches, 10m Capillary Tube with Bulb for 1 In BSP, c/w Resistance PT 100 OHM @ 0 Deg c | INSULECT | INSULECT AUSTRALIA PTY LTD | AKM345-00407-785 | Active | 1
2437218 | PADLOCK | Chrome, 50mm Boron Shackle, Keyed (S-SO) Southern Switching Operator, No Key | ASSA | ASSA ABLOY AUSTRALIA PTY LTD | PL330N/50 S-SO | Active | 5
2437267 | PADLOCK | Chrome, 50mm Boron Shackle, Keyed (C-SO) Central Switching Operator, No Key | ASSA | ASSA ABLOY AUSTRALIA PTY LTD | PL330N/50-C-SO | Active | 5
2489797 | TRANSFORMER,POWER | Groundmount, 33kV/11kV, 15/25MVA, 3Ph, HV Plug, 90 LV Plug, Mineral Oil Insul, ODAF, Dyn11, Vacuum OLTC 23 Tap Posn, Attached Radiator, MD100m, Reduced Sound | WILSON | WILSON TRANSFORMER CO. PTY LTD | P2307 | Active | 5
24952 | GLOVES,PROTECTIVE | Leather Protectors, NexGen, use with Size 9 Electriflex Rubber Gloves, suit Class 2, 3 & 4 | TEN | THE ENERGY NETWORK (AUST) PTY LTD | NGILP3S-9 | Active | 1
25028 | MODEM,COMMUNICATIONS | 4G ELM410 CATM1 Modem, GPRS Sim c/w Label, Telstra Sim Fitted & Tested, RJ45 to Molex Micro-Fit Connector | EDMI | EDMI PTY LTD | ECM500 | Phasing | 5
25028 | MODEM,COMMUNICATIONS | 4G ELM410 CATM1 Modem, GPRS Sim c/w Label, Telstra Sim Fitted & Tested, RJ45 to Molex Micro-Fit Connector | EDMI | EDMI PTY LTD | ELM410 | Phasing | 1
610073 | FUSECARRIER | 100A, 24kV, suit Old Style Double Venting EDOs & 36kV Taplin D6-36HD Series EDOs | AEMAUST | AEM AUSTRALIA PTY LTD | A30630764 | Active | 2
610073 | FUSECARRIER | 100A, 24kV, suit Old Style Double Venting EDOs & 36kV Taplin D6-36HD Series EDOs | PWRHDIST | POWERHOUSE DISTRIBUTION | 71846/24 | Active | 2
610073 | FUSECARRIER | 100A, 24kV, suit Old Style Double Venting EDOs & 36kV Taplin D6-36HD Series EDOs | EATONELE | EATON ELECTRIC SYSTEMS PTY LTD | 71846/24 | Active | 2
610073 | FUSECARRIER | 100A, 24kV, suit Old Style Double Venting EDOs & 36kV Taplin D6-36HD Series EDOs | AEMAUST | AEM AUSTRALIA PTY LTD | 71846/24 | Active | 2
610073 | FUSECARRIER | 100A, 24kV, suit Old Style Double Venting EDOs & 36kV Taplin D6-36HD Series EDOs | NGKSTANG | NGK STANGER PTY LTD | 71846/24 | Active | 1
610073 | FUSECARRIER | 100A, 24kV, suit Old Style Double Venting EDOs & 36kV Taplin D6-36HD Series EDOs | WEBER | WEBER SOUTH PACIFIC PTY LTD | 71846/24 | Active | 2
610073 | FUSECARRIER | 100A, 24kV, suit Old Style Double Venting EDOs & 36kV Taplin D6-36HD Series EDOs | IDEALELE | IDEAL ELECTRICAL SUPPLIERS | 71846/24 | Active | 2
610162 | FUSECARRIER | 100A, 12kV, to suit pre 1985 Stanger RE Heavy Duty Type Expulsion Drop Out Fuses | NGKSTANG | NGK STANGER PTY LTD | 71846/12 | Active | 5
2400523 | FUSECARRIER | 200A, 69kV, Horizontal/Underslung Mount c/w Live End Fittings to suit S&C Type SMD-1A Fuse Links, 1 Ph, w/out Insulators | S&C ELEC | S&C ELECTRIC COMPANY | 3720R1 | Active | 5
2400529 | FUSECARRIER | 45A, 250V AC, suit 605FS Service Fuse & SK Fuse Links | FUSECO | FUSECO POWER SOLUTIONS PTY LTD | CARRIER SK | Active | 5
2400564 | FUSECARRIER | 100A, 69kV, to suit Stanger Expulsion Drop Out Fuse | NGKSTANG | NGK STANGER PTY LTD | HX066/FC | Active | 1
2491413 | GAUGE,PRESSURE | SF6 Pressure Gauage, suit GE Hypact | GE | GENERAL ELECTRIC COMPANY | HA2000487 | Active | 1
2491421 | GASKET | Gasket for Inspection Hatches, O- Ring RI253.37x6.99 EPDM NT1932, suit GE Hypact | GE | GENERAL ELECTRIC COMPANY | HA2013744 | Active | 1
2492395 | RACEWAY,NONMETALLIC | Slotted Duct, 2m Lg, 150 x 100mm, Grey | REXEL | REXEL AUSTRALIA | 10208921 | Active | 1
156092 | INSULATION SLEEVING,ELECTRICAL | Heat Shrink Tubing, 19-6mm, 300mm Lg, Min 2mm Thk, Black, Electrical Polyolefin, Meltable Inner Liner | TECONN | TE CONNECTIVITY LTD | WCSM-24/6-300/S(S50) | Active | 1
156092 | INSULATION SLEEVING,ELECTRICAL | Heat Shrink Tubing, 19-6mm, 300mm Lg, Min 2mm Thk, Black, Electrical Polyolefin, Meltable Inner Liner | GILBERT | GILBERT LODGE AUSTRALIA PTY LTD | RAYWCSM24/6-300 | Active | 2
2493393 | INSULATION SLEEVING,ELECTRICAL | Heavy-Wall Heat Shrink Tubing, 180-50mm, 400mm Lg c/w Adhesive Coating, Pack of 5 | RAYCHEM | RAYCHEM (AUSTRALIA) PTY LTD | WCSM-180/50-400/S | Active | 5
2493393 | INSULATION SLEEVING,ELECTRICAL | Heavy-Wall Heat Shrink Tubing, 180-50mm, 400mm Lg c/w Adhesive Coating, Pack of 5 | TECONN | TE CONNECTIVITY LTD | EP6824-000 | Active | 1
2478550 | SLEEVES,ELECTRICAL WORKERS | Live Line, Class 2, Rubber, Curved, Sleeve Length Extra Small (XS), 21", Red/Yellow, Complies with ASTM D1051 | BALMORAL | BALMORAL ENGINEERING PTY LTD | RIS2RYECXS-YT | Active | 1
2478550 | SLEEVES,ELECTRICAL WORKERS | Live Line, Class 2, Rubber, Curved, Sleeve Length Extra Small (XS), 21", Red/Yellow, Complies with ASTM D1051 | YOTSUGI | YOTSUGI CO. LTD | RIS2RYECXS-YT | Active | 5
25111 | TOOL,APPLICATION | TMAC DNOB Hanging Device, Pole Switch Do Not Operate Applicator Assembly, used with Slotted Sunrise Adaptor | THEWMCCA | TMAC THEW & MCCANN GROUP | 25111 | Active | 2
25111 | TOOL,APPLICATION | TMAC DNOB Hanging Device, Pole Switch Do Not Operate Applicator Assembly, used with Slotted Sunrise Adaptor | THEWMCCA | TMAC THEW & MCCANN GROUP | TM00838 | Active | 5
25111 | TOOL,APPLICATION | TMAC DNOB Hanging Device, Pole Switch Do Not Operate Applicator Assembly, used with Slotted Sunrise Adaptor | PENTA | PENTA AUST (TMAC THEW & MCCANN/HYLEC) | PA00838 | Active | 1
24871 | PANEL,ASSEMBLY | Equipment Housing, suits ABB RED615 Relay, 50mm Projection, 177 x 186mm | ABBAUST | ABB AUSTRALIA PTY LTD | 1MRS050696 | Active | 5
2403414 | ROPE,FIBROUS | 6mm, Nylon, Braided Multi Filament, 125m Coil, AS1504 | ANOBLE | A NOBLE & SON | FNY06 | Active | 2
2403414 | ROPE,FIBROUS | 6mm, Nylon, Braided Multi Filament, 125m Coil, AS1504 | BULLIVAN | BULLIVANTS PTY LTD | 110565 | Active | 1
2452993 | CHARGER,BATTERY | Standard DC Supply, 16A Load c/w Subrack R=2 (2 x APR48-3G) & B=0 w/out Panel, ETS 2009/0475/T Item 5 | EATONELE | EATON ELECTRIC SYSTEMS PTY LTD | 61231751 & 120890 | Phasing | 5
2452993 | CHARGER,BATTERY | Standard DC Supply, 16A Load c/w Subrack R=2 (2 x APR48-3G) & B=0 w/out Panel, ETS 2009/0475/T Item 5 | POWERON | POWER ON AUSTRALIA PTY LTD | POA-ERG-0105 | Phasing | 1
2489953 | CIRCUIT BREAKER | MCB, Acti9, C60H-DC, 2A, 2 Pole, 500VDC, 6kA, C-Curve | SCHNEIDR | SCHNEIDER PTY LTD (MANUFACTURER) | A9N61522 | Active | 5
2489953 | CIRCUIT BREAKER | MCB, Acti9, C60H-DC, 2A, 2 Pole, 500VDC, 6kA, C-Curve | HAYMANS | HAYMANS ELECTRICAL | A9N61522 | Active | 1
2490050 | CIRCUIT BREAKER | MCB C60H-DC, 63A, 2 Pole, 500V DC, C-Curve | SCHNEIDR | SCHNEIDER PTY LTD (MANUFACTURER) | SCH-A9N61539 | Active | 1
2489318 | CONVERTER,DC TO DC | Mean Well DC-DC Converter, 30W 12V 2.5A, Input 40-160VDC Railway | MEANWELL | MEAN WELL ENTERPRISES CO., LTD (MAN) | RSD-30H-12 | Active | 1
25493 | GLOVES,ELECTRICAL WORKER'S | Electriflex Linesman, Class 4, 36kVAC, Size 9.5, Insulating Natural Rubber, Red/Black, Contour Cuff | TEN | THE ENERGY NETWORK (AUST) PTY LTD | NG418CRB-9H | Active | 1
25496 | GLOVES,ELECTRICAL WORKER'S | Electriflex Linesman, Class 4, 36kVAC, Size 11, Insulating Natural Rubber, Red/Black, Contour Cuff | TEN | THE ENERGY NETWORK (AUST) PTY LTD | NG418CRB-11 | Active | 1
2490530 | BLOWER,ELECTRIC,PORTABLE | M12 Milwaukee, Blower, c/w 3 nozzles, Tool Only | MILWAUKE | MILWAUKEE POWER TOOLS | M12BBL-0 | Active | 5
2490548 | PUMP | M12 Milwaukee, Stick Transfer Pump | MILWAUKE | MILWAUKEE POWER TOOLS | M12BSTP0 | Active | 5
2490555 | HOSE,NONMETALLIC | Hose Kit, suits Milwaukee Stick Transfer Pump, c/w 5m Clear PVC Hose 19mm, 1 x Hose Clamp 17-32mm, 1 x Hose Tail 3/4F to 3/4M Tail | C&LTOOL | C&L TOOL CENTRE | HOSEKITM12BSTP0 | Active | 1
2490720 | LABEL | Terminal Marker, 10 Section Horizontal, Numbers 31-40, suits Phoenix PT6-T (10mm Terminal) (P10) | PHOENIX | PHOENIX CONTACT PTY LTD | 4017918785574 | Active | 1
2490738 | LABEL | Terminal Marker, 10 Section Horizontal, Numbers 41-50, suits Phoenix PT6-T (10mm Terminal) (P10) | PHOENIX | PHOENIX CONTACT PTY LTD | 4017918785567 | Active | 1
23295 | COVER,ELECTRICITY SUPPLY PILLAR | 400A LV Link Pillar Cover Assy, UDC, C&I, 755mm H x 521mm W x 449mm D, Green PPL, suit LV 3Ph 400A Fuse Switch, TS 521 (scm) | FLOWLINE | FLOWLINE INDUSTRIES PTY LTD | ES23295 | Active | 1
120028 | INSULATION HOOD | Shroud, Insulating, Type 1, ETS 35/99 Item 4 (P120) (scm) | LEGEND | LEGEND POWER SYSTEMS | ISP-BKSM-FT | Active | 2
120028 | INSULATION HOOD | Shroud, Insulating, Type 1, ETS 35/99 Item 4 (P120) (scm) | KULAK | KULAK PTY LTD | ISPBKSMFL | Active | 1
120036 | INSULATION HOOD | Shroud, Insulating, Type 2 (P100) (scm) | LEGEND | LEGEND POWER SYSTEMS | ISP-BK-LGFT | Active | 2
120036 | INSULATION HOOD | Shroud, Insulating, Type 2 (P100) (scm) | KULAK | KULAK PTY LTD | ISPBKLGFL | Active | 1
2410322 | ROPE,FIBROUS | 12mm, Polypropylene, 300kg Lashing Capacity, Motor Vehicles Cargo Restraint Systems, Transport Fibre Rope, AS/NZS 4345:2001 | BULLIVAN | BULLIVANTS PTY LTD | WF-120-CW-250M-CRS | Active | 1
21372 | ROPE,FIBROUS | Double Braid Polyester 10mm Dia, Yellow Rope, 100m Roll | DONAGHYS | DONAGHYS PTY LTD | RBRS0885 | Active | 1
2493419 | BIT,SCREWDRIVER | Milwaukee, Shockwave Power Bit, Phillips #2, 150mm (6") Lg, suit 1/4" Impact Driver Quick Connect | C&LTOOL | C&L TOOL CENTRE | MILWA48324902 | Active | 2
2493419 | BIT,SCREWDRIVER | Milwaukee, Shockwave Power Bit, Phillips #2, 150mm (6") Lg, suit 1/4" Impact Driver Quick Connect | MILWAUKE | MILWAUKEE POWER TOOLS | 48324902 | Active | 5
2493419 | BIT,SCREWDRIVER | Milwaukee, Shockwave Power Bit, Phillips #2, 150mm (6") Lg, suit 1/4" Impact Driver Quick Connect | C&LTOOL | C&L TOOL CENTRE | MILWA48324802 | Active | 1
104242 | TIE,PREFORMED | Top, Neck Dia 112mm, 19/3.75 AAC, Pluto Unarmoured, (scm) (P50) | PLP | PREFORMED LINE PRODUCTS (AUST) | AWDT-180-112 | Active | 1
104422 | CLAMP,TREFOIL | Cast Al, suit Cable 27.0 to 29.0mm Dia, c/w Clamping Bolts etc, suitable for Bolting through 6mm Thk Mounting Bracket (MOQ & P5) (scm) | INTERENG | INTERTECH ENGINEERING PTY LTD | CABUS 5429 | Active | 5
104428 | BAR,METAL | Yoke Bar, 300mm, for ABC Suspension Clamps (P10) (scm) | PLP | PREFORMED LINE PRODUCTS (AUST) | YABCOF-300-16 | Active | 1
104443 | CABLE,FIBRE OPTIC | Aerial, ADSS, Long Span, Dry Core, 36 Fibres, SMOF, ETS 03-01-07 (4000m Drum) | CORNCBLE | CORNING CABLE SYSTEMS | 36-SM-ND-48-YN-ADSS | Active | 1
104302 | SECTIONALISER | Electronic, 36kV, 70kV BIL, Actuating Current 32/40/50A, 2/3 Count, 200A Cont Rating Reset Time 25-35 Sec OA Min Operating Short Time withstand Current | AKPOWER | AK POWER SOLUTIONS PTY LTD | SECT0236 | Active | 1
104452 | BEND,ELECTRICAL CONDUIT | 125mm, 30 Deg, 2400mm Rad, UPVC, LD, Orange Elec, AS/NZS 2053.2 (scm) | HAYMANS | HAYMANS ELECTRICAL | 125LDELE2400R30B | Active | 1
104199 | INSULATOR,LINE POST | 33kV (22kV Trident) 200kV BIL, Porcelain Horizontal Clamp Top, M20 Stud not supplied, ETS 10-01-01, Item 12 (scm) | TYCOELEC | TYCO ELECTRONICS | 5381AX | Active | 2
104199 | INSULATOR,LINE POST | 33kV (22kV Trident) 200kV BIL, Porcelain Horizontal Clamp Top, M20 Stud not supplied, ETS 10-01-01, Item 12 (scm) | GRAPHSOL | GRAPH SOLUTIONS PTY LTD | 28420A | Active | 1
104240 | TIE,PREFORMED | Side, Neck Dia 112mm, 7/4.75 AAC, Moon Unarmoured, (scm) (P50) | PLP | PREFORMED LINE PRODUCTS (AUST) | AWST140112 | Active | 1
104381 | TIE,PREFORMED | Top, Neck Dia 76mm, 7/2.50 AAC & AAAC 3/4/2.50 ACSR 6/1/2.50 ACSR, Unarmoured (scm) | PLP | PREFORMED LINE PRODUCTS (AUST) | AWDT-075-76 | Active | 1
104307 | JOINT,ELECTRICAL POWER CABLE | LV, 16mm2 Cu, 4 Core Sector XLPE Cable, Insect Protected c/w Heat Shrink Cable Joint Kit, Cable Links, Solvent Wipes, ETS14-02-01 (scm) | LEGEND | LEGEND POWER SYSTEMS | H1J4XEG102 | Active | 2
104307 | JOINT,ELECTRICAL POWER CABLE | LV, 16mm2 Cu, 4 Core Sector XLPE Cable, Insect Protected c/w Heat Shrink Cable Joint Kit, Cable Links, Solvent Wipes, ETS14-02-01 (scm) | TECONN | TE CONNECTIVITY LTD | LJSM-ERG25 | Active | 1
104327 | CONDUIT,NONMETALLIC,RIGID | UPVC, 125mm, 4m, HD, Orange Electrical, AS/NZS2053 Part 2-1995 | HAYMANS | HAYMANS ELECTRICAL | PIP125HD | Active | 1
104327 | CONDUIT,NONMETALLIC,RIGID | UPVC, 125mm, 4m, HD, Orange Electrical, AS/NZS2053 Part 2-1995 | IDEALELE | IDEAL ELECTRICAL SUPPLIERS | CDT125HD | Active | 2
2489938 | METER,WATTHOUR | Mk10A CT, 800/5 CT Ratio, 3Ph, 4 Wire, 230V, 5-20A, Class 1, Bottom Connect | EDMI | EDMI PTY LTD | 1A12-1H11-27-F11-201030-3 | Active | 5
2489946 | METER,WATTHOUR | Mk10A CT, 1500/5 CT Ratio, 3Ph, 4 Wire, 230V, 5-20A, Class 1, Bottom Connect | EDMI | EDMI PTY LTD | 1A12-1H11-27-F11-201030-3 | Active | 5
2490993 | CABLE,POWER,ELECTRICAL | U/Ground,0.6/1kV, 4C x 25mm2 Al/XLPE Insulated/PVC Sheath, Waterblocked, Black, 500m Wood Drum | MIDLAND | MIDLAND METALS OVERSEAS PTE LTD | MMO-LV 4X25WBAXP | Active | 1
2478311 | CONVERTER,FREQUENCY,STATIC | 400kVA, 400V, 50Hz, 3 Ph Transmitter, Output Freq 167-1042Hz, 1 Signal Outputs to 1 Coupling Cells, Rigid or Loose Coupled EESS-10730-01-0E, if 3nd Output | MVTECH | MV TECHNOLOGY SOLUTIONS P/L | 280.106.115103 | Active | 1
2405967 | TAPE,BARRICADE | Printed with "CAUTION-OPEN TRENCH" | PRALSAFE | PROTECTOR ALSAFE | 4182789 | Active | 1
2407086 | TAPE,BARRICADE | 300m Lg, 75mm W, LD PE, Yellow, with text 'DANGER ASBESTOS DUST HAZARD' | ALLENS | ALLENS INDUSTRIAL PRODUCTS | AIPDADH30075 | Active | 1
2407086 | TAPE,BARRICADE | 300m Lg, 75mm W, LD PE, Yellow, with text 'DANGER ASBESTOS DUST HAZARD' | ALLENS | ALLENS INDUSTRIAL PRODUCTS | A1472 | Active | 2
2455103 | TAPE,BARRICADE | Pedestrian Traffic Control, 100m Lg, 100mm W, Min of 75um Thk, LD PE, Yellow/Black Contrasting Diagonal Bands, AS 1742.3 | MMELEC | MM ELECTRICAL MERCHANDISING | REETAP860542 | Active | 1
2465755 | TAPE,BARRICADE | SF6 Hazard Barrier Tape, 100m Lg, 75mm W, Printed with SF6 HAZARD, Red Text on White B/Ground | ALLENS | ALLENS INDUSTRIAL PRODUCTS | CP2770 | Active | 1
2477875 | TAPE,BARRICADE | Retracting Belt Barrier, 10m Roll, Black/Yellow | AMPLITUD | AMPLITUDE PTY LTD (396777) | PILOT-BY | Active | 1
2405102 | FUSECARRIER | 160A, 660V AC, 3 Pole, Accepts DIN Type Fuse Links Size 00, c/w 185mm Busbar Mounting Adaptor, Cable Cover ID Carrier & Terminal Bolts, fitted to Padmount LV | FLOWLINE | FLOWLINE INDUSTRIES PTY LTD | 646903125758 | Active | 1
2406244 | FUSECARRIER | 100A, 24kV, suit Expulsion Drop Out Fuse, ETS 06-03-01 | NGKSTANG | NGK STANGER PTY LTD | 72906-24SL | Active | 1
2486165 | FUSECARRIER | Clear Fuse Carrier Test Assembly, c/w lead female banana plug | AMPLITUD | AMPLITUDE PTY LTD (396777) | FCTALEAD | Active | 1
2486173 | FUSECARRIER | Clear Fuse Carrier Test Assembly, c/w Housing Mounted Female Banana Plug | AMPLITUD | AMPLITUDE PTY LTD (396777) | FCTAPANEL | Active | 1
3700 | GAUGE | Density Monitor, Trafag, Sensors & Controls, P1 abs 620 +10kpa 20 Deg C, P2 abs 600 +10kpa 20 Deg C, P3 abs 600 +10kpa 20 Deg C, P4 abs +10kpa 20 Deg C, | ABBAUST | ABB AUSTRALIA PTY LTD | 1HYB400202-1 | Active | 1
2457257 | GAUGE | Conductor Diameter Measuring Gauge, 4 - 32mm OD, Non-conductive, Universal Sunrise Attachment, measurement reading in millimetres | TRANSNET | TRANSNET EQUIPMENT PTY LTD | TNWG4/32 | Active | 1
2471050 | GAUGE | Conductor Diameter Measuring Gauge, AAC, AAAC & CU, Info includes Diameter, Name, Stranding & Colour Of Conductor, 13 mm Aluminium Plate. | TEN | THE ENERGY NETWORK (AUST) PTY LTD | CG-EQL-ALCU | Active | 1
2471068 | GAUGE | Conductor Diameter Measuring Gauge, ACSR, Info includes Diameter, Name, Stranding & Colour Of Conductor, 13 mm Aluminium Plate. | TEN | THE ENERGY NETWORK (AUST) PTY LTD | CG-EQL-ACSR | Active | 1
2477198 | GAUGE | Trunnion Gauge for 19.05mm Acme Threads | ACCULEC | ACCULEC PTY LTD (303899) | T401-2265 | Active | 1
2488401 | GREASE | Contact Grease c/w Zinc Granules, 0.3kg Pack, suit GE F35-145kV GIS | GE | GENERAL ELECTRIC COMPANY | 42.600.628-01 | Active | 5
23998 | RELAY,PROTECTION | Line Diff, OC & Dir EF, 16/10 I/O, 48-250VDC Pwr, 1/5A CT, 1300nm FO Line Comms Module, DNP3 over RS485 & 100BaseTX, 4U Case | ABBAUST | ABB AUSTRALIA PTY LTD | RED615 HBDDAEAGAHH1AMA1XG | Active | 5
2483097 | POWER SUPPLY | Power Supply Module, Single Supply, for NOJA Reclosers RC20 Series | NOJA | NOJA POWER SWITCHGEAR PTY LTD | PSM-20-S | Active | 1
2483105 | POWER SUPPLY | Power Supply Control, 110VAC Input, for NOJA Reclosers RC20 Series | NOJA | NOJA POWER SWITCHGEAR PTY LTD | PSC-20-S | Active | 1
2489847 | GLOVES,ELECTRICAL WORKER'S | Electriflex Linemans, Class 3, 26.5kVAC, Size 9.5, Insulating Natural Rubber, Yellow/Black, Straight Cuff, 16" (400mm Lg) | TEN | THE ENERGY NETWORK (AUST) PTY LTD | NG316YB-9.5 | Active | 1
24862 | ADAPTOR | Sunrise Fitting to Bayonet Male Adaptor for u/w Substation Earths & Voltage Detectors | HYLEC | HYLEC ENERGY SOLUTIONS | BVU | Active | 2
24862 | ADAPTOR | Sunrise Fitting to Bayonet Male Adaptor for u/w Substation Earths & Voltage Detectors | PENTA | PENTA AUST (TMAC THEW & MCCANN/HYLEC) | PA21527 | Active | 1
2492114 | ALTERNATOR | Stamford Node 2, S4L1D-F4, Rating 415kVA (332kWe @ 0.8pf), Voltage 400V 50Hz, Class H Temp Rise, 1 Bearing, SAE 1 Adaptor Housing, 14" Flywheel | HAZELEC | HAZ-ELEC INDUSTRIES PTY LTD | S4L1D-F4 | Active | 5
2468171 | ALTERNATOR | Stamford HCI434F1, 400kVA, 400V, 50Hz, 0.8pf, 1500rpm, Class H Temp Rise, 1 Bearing, SAE 1/14 Adaptor/Coupling, MX341 AVR, PMG Fitted, Droop Kit Fitted | REGAL | REGAL BELOIT CORPORATION | HCI434F1 | Phasing | 5
2474443 | ALTERNATOR | Stamford HCI634H, 910kVA, 415V, 50Hz, 3Ph, 4 Pole, Class F Temp Rise, Class H Insulation, 2 Bearing, SAE 0 Adaptor, Bare Shaft No Keyway, 40°C Ambient Temp | REGAL | REGAL BELOIT CORPORATION | HCI634H | Phasing | 5
22451 | CARTRIDGE,RESPIRATOR,AIR FILTERING | Sundstrom SR315 ABE Gas Filter, Protection when Cutting, Heating & Welding Galv Steel, Pack of 5 | ATOMSUPP | ATOM SUPPLY GROUP P/L | SR315 ABE 1 | Active | 2
22451 | CARTRIDGE,RESPIRATOR,AIR FILTERING | Sundstrom SR315 ABE Gas Filter, Protection when Cutting, Heating & Welding Galv Steel, Pack of 5 | ATOMSUPP | ATOM SUPPLY GROUP P/L | 79913825 | Active | 1
24796 | GLOVES,PROTECTIVE | MaxiDry GP, Size 11, Neoprene Non-Slip, Fully Coated Gauntlet, Shortcuff, for handling Chemicals like Solvents, Acids, Hydrocarbons, Oil, Grease, Organic | ATG | ATG INTELLIGENT GLOVE SOLUTIONS | 56-426-11 | Active | 2
24796 | GLOVES,PROTECTIVE | MaxiDry GP, Size 11, Neoprene Non-Slip, Fully Coated Gauntlet, Shortcuff, for handling Chemicals like Solvents, Acids, Hydrocarbons, Oil, Grease, Organic | ATOMSUPP | ATOM SUPPLY GROUP P/L | 30002758 | Active | 1
16140 | HAND CLEANER | Liquid Paste;2000ml tube; water soluble; Non-aggressive Walnut scrubber with skin protection agent; | BLKWOODJ | J BLACKWOOD & SONS LIMITED | 00864433/98318706 | Active | 2
16140 | HAND CLEANER | Liquid Paste;2000ml tube; water soluble; Non-aggressive Walnut scrubber with skin protection agent; | ATOMSUPP | ATOM SUPPLY GROUP P/L | 40000827 | Active | 1
24787 | GLOVES,PROTECTIVE | MaxiChem, Size 7, Neoprene, for handling Oils & Chemicals like Solvents, Acids, Hydrocarbons, Oil, Grease, Organic Solvents | ATOMSUPP | ATOM SUPPLY GROUP P/L | CS721-07 | Active | 5
24787 | GLOVES,PROTECTIVE | MaxiChem, Size 7, Neoprene, for handling Oils & Chemicals like Solvents, Acids, Hydrocarbons, Oil, Grease, Organic Solvents | ATOMSUPP | ATOM SUPPLY GROUP P/L | 490354 | Active | 1
24787 | GLOVES,PROTECTIVE | MaxiChem, Size 7, Neoprene, for handling Oils & Chemicals like Solvents, Acids, Hydrocarbons, Oil, Grease, Organic Solvents | ATG | ATG INTELLIGENT GLOVE SOLUTIONS | 56-635-7 | Active | 2
24793 | GLOVES,PROTECTIVE | MaxiDry GP, Size 8, Neoprene Non-Slip, Fully Coated Gauntlet, Shortcuff, for handling Chemicals like Solvents, Acids, Hydrocarbons, Oil, Grease, Organic | ATOMSUPP | ATOM SUPPLY GROUP P/L | 30001058 | Active | 1
24793 | GLOVES,PROTECTIVE | MaxiDry GP, Size 8, Neoprene Non-Slip, Fully Coated Gauntlet, Shortcuff, for handling Chemicals like Solvents, Acids, Hydrocarbons, Oil, Grease, Organic | ATG | ATG INTELLIGENT GLOVE SOLUTIONS | 56-426-8 | Active | 2
24791 | GLOVES,PROTECTIVE | MaxiChem, Size 11, Neoprene, for handling Oils & Chemicals like Solvents, Acids, Hydrocarbons, Oil, Grease, Organic Solvents | ATOMSUPP | ATOM SUPPLY GROUP P/L | 490359 | Active | 1
24791 | GLOVES,PROTECTIVE | MaxiChem, Size 11, Neoprene, for handling Oils & Chemicals like Solvents, Acids, Hydrocarbons, Oil, Grease, Organic Solvents | ATOMSUPP | ATOM SUPPLY GROUP P/L | CS721-11 | Active | 5
24791 | GLOVES,PROTECTIVE | MaxiChem, Size 11, Neoprene, for handling Oils & Chemicals like Solvents, Acids, Hydrocarbons, Oil, Grease, Organic Solvents | ATG | ATG INTELLIGENT GLOVE SOLUTIONS | 56-635-11 | Active | 2
24791 | GLOVES,PROTECTIVE | MaxiChem, Size 11, Neoprene, for handling Oils & Chemicals like Solvents, Acids, Hydrocarbons, Oil, Grease, Organic Solvents | ATOMSUPP | ATOM SUPPLY GROUP P/L | 30001066 | Active | 2
22758 | ELECTROLYTE POWDER | Beverage Mix, Mixed Berry, Low Joule, Low Sodium, Caffeine Free, Sugar Free, for Diabetics & Low Carb Consumers, 3g Sachet to be mixed into 600ml water(P10) | ATOMSUPP | ATOM SUPPLY GROUP P/L | 306930 | Active | 1
22523 | ELECTROLYTE POWDER | Beverage Mix, Lemon-Lime, Low Joule, Low Sodium, Caffeine Free, Sugar Free, for Diabetics & Low Carb Consumers, 3g Sachet to be mixed into 600ml water(P10) | ATOMSUPP | ATOM SUPPLY GROUP P/L | 306928 | Active | 1
25414 | DUST GUARD,SPECTACLE | Unisafe Bark Hut Replacement Dust Guard, Protect against Dust & Flying Particles, suit Bark Hut Safety Glasses Range | ATOMSUPP | ATOM SUPPLY GROUP P/L | 32000221 | Active | 1
25414 | DUST GUARD,SPECTACLE | Unisafe Bark Hut Replacement Dust Guard, Protect against Dust & Flying Particles, suit Bark Hut Safety Glasses Range | PROTECTA | PROTECTA-VISION AUSTRALIA | SXDG007 | Active | 2
2462042 | GLOVES,PROTECTIVE | MecDex, Rough Impact Pro C5, Size L, Cut Level 5, Flexible Tough Leather, Knuckle & Finger Impact Protection, Cut Protection & Foam Padded Palm | WW&S | WORKSENSE WORKWEAR & SAFETY | PR-616 L | Active | 2
2462042 | GLOVES,PROTECTIVE | MecDex, Rough Impact Pro C5, Size L, Cut Level 5, Flexible Tough Leather, Knuckle & Finger Impact Protection, Cut Protection & Foam Padded Palm | BLKWOODJ | J BLACKWOOD & SONS LIMITED | 4081810 | Active | 2
2462042 | GLOVES,PROTECTIVE | MecDex, Rough Impact Pro C5, Size L, Cut Level 5, Flexible Tough Leather, Knuckle & Finger Impact Protection, Cut Protection & Foam Padded Palm | ATOMSUPP | ATOM SUPPLY GROUP P/L | 40000738 | Active | 1
2462034 | GLOVES,PROTECTIVE | MecDex, Rough Impact Pro C5, Size M, Cut Level 5, Flexible Tough Leather, Knuckle & Finger Impact Protection, Cut Protection & Foam Padded Palm | BLKWOODJ | J BLACKWOOD & SONS LIMITED | 4081793 | Active | 2
2462034 | GLOVES,PROTECTIVE | MecDex, Rough Impact Pro C5, Size M, Cut Level 5, Flexible Tough Leather, Knuckle & Finger Impact Protection, Cut Protection & Foam Padded Palm | WW&S | WORKSENSE WORKWEAR & SAFETY | PR-616 M | Active | 2
2462034 | GLOVES,PROTECTIVE | MecDex, Rough Impact Pro C5, Size M, Cut Level 5, Flexible Tough Leather, Knuckle & Finger Impact Protection, Cut Protection & Foam Padded Palm | ATOMSUPP | ATOM SUPPLY GROUP P/L | 40000737 | Active | 1
2430445 | CLAMP,ELECTRICAL | Insulating Blanket Peg, 75mm Spring Clamp, Quick Grip, Blue, HD Nylon | TEN | THE ENERGY NETWORK (AUST) PTY LTD | PEG58300 | Active | 1
2430437 | CLAMP,ELECTRICAL | Insulating Blanket Peg, 50mm Spring Clamp, Quick Grip, Blue, HD Nylon | TEN | THE ENERGY NETWORK (AUST) PTY LTD | PEG58200 | Active | 1
2416568 | TELESCOPIC STICK | Fibreglass, 9.2m Ext Length, Combination Operating/Measuring Telescopic Hot Line Stick, Metric Graduations M/CM, Triang Shape, Hi-Vis Foam-Filled Top Section, | TEN | THE ENERGY NETWORK (AUST) PTY LTD | MV30-Q-EQL | Active | 1
2416568 | TELESCOPIC STICK | Fibreglass, 9.2m Ext Length, Combination Operating/Measuring Telescopic Hot Line Stick, Metric Graduations M/CM, Triang Shape, Hi-Vis Foam-Filled Top Section, | TEN | THE ENERGY NETWORK (AUST) PTY LTD | MV-30-K | Active | 2
2492445 | CABLE ASSY,RADIO FREQUENCY | 1m DB9-F to RJ45 Black Custom Cable Assembly, to Connect GE Orbit Modem to Schneider ADVC2 | QCC | QCC CONNECTORS & CABLES (QCC GROUP PL) | 48875-10 | Active | 1
719368 | CONNECTOR,COMPRESSION | C Type, Earth Wire 95 - 120mm2, Run to 16 - 70mm2 Tap | ERICO | NVENT ERICO PRODUCTS AUSTRALIA P/L | ELT-3 | Active | 1
719368 | CONNECTOR,COMPRESSION | C Type, Earth Wire 95 - 120mm2, Run to 16 - 70mm2 Tap | ERICO | NVENT ERICO PRODUCTS AUSTRALIA P/L | ELT-3-MM | Active | 2
719368 | CONNECTOR,COMPRESSION | C Type, Earth Wire 95 - 120mm2, Run to 16 - 70mm2 Tap | PLP | PREFORMED LINE PRODUCTS (AUST) | D-CEC12070 | Active | 2
2401802 | CONNECTOR,COMPRESSION | Profile 6, Cu, Conductor 50-70mm2, Earth Rod 13-15mm Dia, Die Set DU1315, Pack of 40 | ERICO | NVENT ERICO PRODUCTS AUSTRALIA P/L | GGC-3 | Active | 1
2401802 | CONNECTOR,COMPRESSION | Profile 6, Cu, Conductor 50-70mm2, Earth Rod 13-15mm Dia, Die Set DU1315, Pack of 40 | ERICO | NVENT ERICO PRODUCTS AUSTRALIA P/L | GGC-3-MM | Active | 2
2401802 | CONNECTOR,COMPRESSION | Profile 6, Cu, Conductor 50-70mm2, Earth Rod 13-15mm Dia, Die Set DU1315, Pack of 40 | PLP | PREFORMED LINE PRODUCTS (AUST) | D-CEC15070 | Active | 2
2401803 | CLAMP,CABLE | Profile-C, HD Earthing Connector, Compression, Cu, 50 - 70mm2 Conductor, Run to 50 - 70mm2 Tap, Pack of 50 | ERICO | NVENT ERICO PRODUCTS AUSTRALIA P/L | ELT-2 | Active | 1
2401803 | CLAMP,CABLE | Profile-C, HD Earthing Connector, Compression, Cu, 50 - 70mm2 Conductor, Run to 50 - 70mm2 Tap, Pack of 50 | ERICO | NVENT ERICO PRODUCTS AUSTRALIA P/L | ELT-2-MM | Active | 2
2401803 | CLAMP,CABLE | Profile-C, HD Earthing Connector, Compression, Cu, 50 - 70mm2 Conductor, Run to 50 - 70mm2 Tap, Pack of 50 | PLP | PREFORMED LINE PRODUCTS (AUST) | D-CEC070 | Active | 2
2406222 | CONNECTOR,COMPRESSION | C Type, Earth Wire, 35-70mm2 Run to 10-35mm2 Tap, Compression Die 12T-UO (scm) | PWRHDIST | POWERHOUSE DISTRIBUTION | CC70-35SS | Active | 1
2406224 | CONNECTOR,COMPRESSION | C-Crimp, Grounding, Cu, 35-16mm2 Main, 35-16mm2 Tap | ERICO | NVENT ERICO PRODUCTS AUSTRALIA P/L | ELT-1 | Active | 1
2406224 | CONNECTOR,COMPRESSION | C-Crimp, Grounding, Cu, 35-16mm2 Main, 35-16mm2 Tap | NVENT | NVENT THERMAL MANAGEMENT | ELT-1-MM | Active | 5
2406224 | CONNECTOR,COMPRESSION | C-Crimp, Grounding, Cu, 35-16mm2 Main, 35-16mm2 Tap | ERICO | NVENT ERICO PRODUCTS AUSTRALIA P/L | ELT-1-MM | Active | 2
2437762 | CONNECTOR,COMPRESSION | C Crimp, Hyground, 70 - 70mm2, IEEE Std 837, Dwg # EESS-10031-04 | NVENT | NVENT THERMAL MANAGEMENT | ELT-2 | Active | 2
2437762 | CONNECTOR,COMPRESSION | C Crimp, Hyground, 70 - 70mm2, IEEE Std 837, Dwg # EESS-10031-04 | PHOENIXS | PHOENIX STEEL SALES PTY LTD | YGHC26C26 | Active | 5
2487924 | LEAD,ELECTRICAL | 0.7mm Molded Plug and 1.88m Wire DC Cable, suits SEL2814 External Power Input Socket | SEL | SCHWEITZER ENGINEERING LAB PTY LTD | 240-1525 | Active | 1
2489979 | CIRCUIT BREAKER | MCB C60H-DC, 6A, 2 Pole, 500V DC, C-Curve | SCHNEIDR | SCHNEIDER PTY LTD (MANUFACTURER) | SCH-A9N61526 | Active | 1
2489987 | CIRCUIT BREAKER | MCB C60H-DC, 10A, 2 Pole, 500V DC, C-Curve | SCHNEIDR | SCHNEIDER PTY LTD (MANUFACTURER) | SCH-A9N61528 | Active | 1
2489995 | CIRCUIT BREAKER | MCB C60H-DC, 16A, 2 Pole, 500V DC, C-Curve | SCHNEIDR | SCHNEIDER PTY LTD (MANUFACTURER) | SCH-A9N61531 | Active | 1
2490035 | CIRCUIT BREAKER | MCB C60H-DC, 40A, 2 Pole, 500V DC, C-Curve | SCHNEIDR | SCHNEIDER PTY LTD (MANUFACTURER) | SCH-A9N61537 | Active | 1
2489755 | TRANSFORMER,ISOLATION | SWER, Hybrid, 11kV/19.1kV, 500kVA, 1Ph, 50Hz, ONAN, Dwg 0550-0044 & Rating Plate Dwg 0050-3239 | TYREE | TYREE TRANSFORMERS PTY LTD | 500MT01 | Active | 1
2491751 | TESTER | DV-Power CAT-P Circuit Breaker Analyser & Timer c/w Mini USB Cable, USB Stick, Touch Pen, 8m cable set c/w alligator clips,30/300A Current clamp | PTE | PACIFIC TEST EQUIPMENT PTY LTD | CATP000-N-00 | Active | 1
2452456 | GLOVES,HEAT PROTECTIVE | Vantage, Heat Retardant, Size 11, Plaited, DuPont Kevlar & Ploy/Cotton, Knitwrist, suitable for Hot Work Environments | ATOMSUPP | ATOM SUPPLY GROUP P/L | 131582 | Active | 1
2452456 | GLOVES,HEAT PROTECTIVE | Vantage, Heat Retardant, Size 11, Plaited, DuPont Kevlar & Ploy/Cotton, Knitwrist, suitable for Hot Work Environments | ALLENS | ALLENS INDUSTRIAL PRODUCTS | AN70761/11 | Active | 2
2452456 | GLOVES,HEAT PROTECTIVE | Vantage, Heat Retardant, Size 11, Plaited, DuPont Kevlar & Ploy/Cotton, Knitwrist, suitable for Hot Work Environments | ANSELL | ANSELL LTD | 70-761/SIZE 11 | Active | 2
104295 | HELMET,SAFETY | Cap, HC43VE31, White, Unbranded, Vented, AS1801 | RSEA | RSEA SAFETY PTY LTD | 90078024 | Active | 1
2428118 | GLOVES,LIVE LINE ELECTRICAL WORKERS | Class 3, Natural Rubber, Black Straight Cuff, Size 9 (pair) Glove Length, 16 inch (400mm) | BALMORAL | BALMORAL ENGINEERING PTY LTD | RIG316YBS9 | Active | 1
2428118 | GLOVES,LIVE LINE ELECTRICAL WORKERS | Class 3, Natural Rubber, Black Straight Cuff, Size 9 (pair) Glove Length, 16 inch (400mm) | ANSELL | ANSELL LTD | RIG316YBS9 | Active | 2
2428118 | GLOVES,LIVE LINE ELECTRICAL WORKERS | Class 3, Natural Rubber, Black Straight Cuff, Size 9 (pair) Glove Length, 16 inch (400mm) | SALISBRY | SALISBURY (MANUFACTURER) | E316YB/9 | Active | 5
2469658 | BRACKET,FACESHIELD,HELMET | Visor Carrier c/w Adaptor to fit Sun Visor to Mountaineering Safety Helmet | HGHTDYNM | HEIGHT DYNAMICS | HD KZVAD | Active | 1
2402644 | STRAP,RETAINING | Pole Strap, 3.5m Lg c/w Double Action Al Snap Hook each End, ETS RSE01 | HGHTDYNM | HEIGHT DYNAMICS | E613-B-035-56-56 | Active | 1
2402644 | STRAP,RETAINING | Pole Strap, 3.5m Lg c/w Double Action Al Snap Hook each End, ETS RSE01 | HGHTDYNM | HEIGHT DYNAMICS | SALA E613B0355656 | Active | 2
2402644 | STRAP,RETAINING | Pole Strap, 3.5m Lg c/w Double Action Al Snap Hook each End, ETS RSE01 | LRI | LIFE AND RESCUE INTERNATIONAL | 101341 | Active | 2
2402644 | STRAP,RETAINING | Pole Strap, 3.5m Lg c/w Double Action Al Snap Hook each End, ETS RSE01 | CAPITAL | CAPITAL SAFETY | SA E613B0355656E | Active | 2
1804018 | KARABINER | Triple Action, Alloy Al, Offset D, 16-18mm Gate, 15kN Rating, ETS RSE01 | HGHTDYNM | HEIGHT DYNAMICS | KON9115 | Active | 1
16944 | RESPIRATOR,AIR FILTERING | Sundstrom SR100 Half Face, Sml/Med c/w Mask Body, Filter Attachment, Head Harness, Membrane Seat, Inhalation & Exhalation Membrane, Protective Cap | BLKWOODJ | J BLACKWOOD & SONS LIMITED | 01359327/03218 | Active | 2
16944 | RESPIRATOR,AIR FILTERING | Sundstrom SR100 Half Face, Sml/Med c/w Mask Body, Filter Attachment, Head Harness, Membrane Seat, Inhalation & Exhalation Membrane, Protective Cap | BLKWOODJ | J BLACKWOOD & SONS LIMITED | 1359327 | Active | 1
2455541 | LEGGINGS,SNAKE GUARD | Snakeprotex Chaps, Poly, Size S, to fit Calf Circ up to 41cm, Knee to Ankle, Lower Leg Protection from Potential Snake Bites | SNAKEPRT | SNAKEPROTEX | SPX-S | Active | 2
2455541 | LEGGINGS,SNAKE GUARD | Snakeprotex Chaps, Poly, Size S, to fit Calf Circ up to 41cm, Knee to Ankle, Lower Leg Protection from Potential Snake Bites | BLKWOODJ | J BLACKWOOD & SONS LIMITED | 197663 | Active | 1
2438935 | CLAMP | Lock Jaw, Ladder Grip, Designed to Secure Ladder to Gutter | BLKWOODJ | J BLACKWOOD & SONS LIMITED | 489455 | Active | 1
2438935 | CLAMP | Lock Jaw, Ladder Grip, Designed to Secure Ladder to Gutter | CHARLTON | CHARLTON INNOVATION PTY LTD | LOCKJAW | Active | 2
1841573 | SHADE BRIM,SAFETY HELMET | Fabric Sunshade, Neck Flap, White | BLKWOODJ | J BLACKWOOD & SONS LIMITED | 4329006 | Active | 1
25023 | METER,WATTHOUR | Mk7A Atlas 3, 2 Element, 240V, 10-100A, Class 1, Bottom Connected c/w Integrated ELM410 CATM1 Modem, Type 4 Small Stick on Antenna, Metering Dynamics, Plant No | EDMI | EDMI PTY LTD | 7A13-A344-29-J211-7D02-6110 | Active | 1
25024 | METER,WATTHOUR | Mk10D Atlas 3, 3 Ph, 240V, 10-100A, Class 1, Bottom Connected c/w Integrated ELM410 CATM1 Modem, Type 4 Small Stick on Antenna, Metering Dynamics, Plant No | EDMI | EDMI PTY LTD | 1D13-1B-112-27-J11-201021-400 | Active | 1
2463982 | CONTROL,VOLTAGE REGULATOR | AVR Basler, Digital Excitation Control System, 88-250V AC Input, 63V DC @ 7A DC Output, Scania DC12 Canopy Parts | BASLER | BASLER ELECTRIC COMPANY | DECS-100 A05 | Active | 5
104773 | SLEEVE,COMPRESSION | FT, 19/3.25 Krypton, AAAC (1120) Hex Die A/F 22.0mm | CABLEACC | CABLE ACCESSORIES (AUST) | AFT68A | Active | 1
2401067 | SLEEVE,COMPRESSION | Hex Jointing, to suit 185mm to 240mm Al Cable c/w Internal Barrier | INTERENG | INTERTECH ENGINEERING PTY LTD | ALKR240/185 | Active | 1
2405214 | SLEEVE,COMPRESSION | Cu, Splice, 7/1.04, Conductor Hex Die A/F 4.4mm Cu (P100) | TYCOELEC | TYCO ELECTRONICS | TDCSM2/1 | Active | 1
2407148 | SLEEVE,COMPRESSION | FT, Oxygen, 19/4.75 AAAC 1120, Die Size Al 40.0mm, ETS 11-09-01 | PLP | PREFORMED LINE PRODUCTS (AUST) | CMSAAAC-238-1 | Active | 1
2407148 | SLEEVE,COMPRESSION | FT, Oxygen, 19/4.75 AAAC 1120, Die Size Al 40.0mm, ETS 11-09-01 | PLP | PREFORMED LINE PRODUCTS (AUST) | D-HM710N | Active | 2
2407151 | SLEEVE,COMPRESSION | FT, Grape, 30/7/2.5 ACSR/GZ, Die Size Al 40.0mm, Steel 19.0mm, ETS 11-09-01 | PLP | PREFORMED LINE PRODUCTS (AUST) | CMSJ-175-1 | Active | 1
2407151 | SLEEVE,COMPRESSION | FT, Grape, 30/7/2.5 ACSR/GZ, Die Size Al 40.0mm, Steel 19.0mm, ETS 11-09-01 | PLP | PREFORMED LINE PRODUCTS (AUST) | D-HM525 | Active | 2
2407153 | SLEEVE,COMPRESSION | FT, Paw Paw, 54/3.75 19/2.25 ACSR/GZ, Die Size Al 47.5mm, Steel 20.0mm, ETS 11-09-01 | PLP | PREFORMED LINE PRODUCTS (AUST) | D-HM541 | Active | 1
2489375 | CUTTER,BATTERY OPERATED | Klauke Cutter, Battery Hydraulic, 18V B/Tooth, Inline, 25mm max, Cu/Al/ACSR, Skin c/w M18 Makita/Milwaukee Battery Adaptor & Cutter Capacity Labels | TEN | THE ENERGY NETWORK (AUST) PTY LTD | ESM25CFM-EQL | Active | 1
2489375 | CUTTER,BATTERY OPERATED | Klauke Cutter, Battery Hydraulic, 18V B/Tooth, Inline, 25mm max, Cu/Al/ACSR, Skin c/w M18 Makita/Milwaukee Battery Adaptor & Cutter Capacity Labels | KLAUKE | KLAUKE (MANUFACTURER) | ESM25CFM-EQL | Active | 5
17087 | GLOVES,ELECTRICAL WORKER'S | Rubber, Insulating Class 0, Size 9.5, Max 1000V AC, Yellow, ANSI/ASTM D120 | BALMORAL | BALMORAL ENGINEERING PTY LTD | RIG014YS9H | Active | 1
17089 | GLOVES,ELECTRICAL WORKER'S | Rubber, Insulating Class 0, Size 10.5, Max 1000V AC, Yellow, ANSI/ASTM D120 | BALMORAL | BALMORAL ENGINEERING PTY LTD | RIG014YS10H | Active | 1
24855 | GLOVES,ELECTRICAL WORKER'S | Rubber, Insulating Class 0, Size 7, Max 1000V AC, Yellow, ANSI/ASTM D120 | BALMORAL | BALMORAL ENGINEERING PTY LTD | RIG014YS7 | Active | 1
24855 | GLOVES,ELECTRICAL WORKER'S | Rubber, Insulating Class 0, Size 7, Max 1000V AC, Yellow, ANSI/ASTM D120 | SALISBRY | SALISBURY (MANUFACTURER) | E014BY-7 | Active | 5
1836099 | GLOVES,ELECTRICAL WORKER'S | PVC, Double Dipped, 450mm | BLKWOODJ | J BLACKWOOD & SONS LIMITED | 505342 | Active | 1
19186 | STEPLADDER | Fibreglass, 10ft, Double Sided | LADAMAX | LADAMAX ALUMINIUM PRODUCTS PTY LTD | FDS102 | Active | 5
2492692 | TRANSFORMER,VOLTAGE | 145kV, IVT, 50Hz, Post Type 1Ph Outdoor, Dual 0.2M, 3P 50VA c/w Metering Accuracy Tests | GFFPOWER | GFF POWER | UTE-145 | Active | 1
2492692 | TRANSFORMER,VOLTAGE | 145kV, IVT, 50Hz, Post Type 1Ph Outdoor, Dual 0.2M, 3P 50VA c/w Metering Accuracy Tests | ARTECHE | THE ARTECHE GROUP (GFF POWER PARNTER) | UTE-145 | Active | 5
2492783 | MASK,AIR FILTERING | Respirators Disposable P2V Flat Fold Trident | ATOMSUPP | ATOM SUPPLY GROUP P/L | 40023837 | Active | 1
2492791 | MASK,AIR FILTERING | Respirator Disposable P2 3030V Cupped Valved | ATOMSUPP | ATOM SUPPLY GROUP P/L | 40044603 | Active | 1
2492858 | CABLE ASSY,RADIO FREQUENCY | 1.5m Long DB9-M to RJ45-M Black Custom Cable Assembly, to Connect GE Orbit Modem to Cooper CL6 Eng Acc Port | QCC | QCC CONNECTORS & CABLES (QCC GROUP PL) | 49339-10 | Active | 1
104228 | TIE,PREFORMED | Side, Neck Dia 112mm, 7/2.5 AAC & AAAC 3/4/2.50 ACSR 6/1/2.50 ACSR Armoured (scm) | PLP | PREFORMED LINE PRODUCTS (AUST) | AWST140A112 | Active | 1
104348 | TIE,PREFORMED | Top, Neck Dia 112mm, 3/4/1.75 ACSR Armoured, (scm) | PLP | PREFORMED LINE PRODUCTS (AUST) | AWDT-113A-112 | Active | 1
104397 | SWITCHGEAR | RMU, 12kV, 1 x Feeder Switch Disconnector, 1 x Circuit Breaker, 2 x Switch Fuses c/w Cubicle & Plinth, Safeplus CVFF, ETS 06-08-01 (1) | ABBAUST | ABB AUSTRALIA PTY LTD | 5810187 | Phasing | 5
104402 | SUPPORT,ELECTRICAL CABLE | Clamp, 22kV 1C 35mm2 Cable Connection at F&G RMU, Clamp suit 30mm dia cable, Provide 2 x 65mm x 10mm dia hex bolts 25mm thread c/w 2 x flat washers, | INTERENG | INTERTECH ENGINEERING PTY LTD | 5429 | Active | 1
104403 | BASE,CONCRETE PRECAST | Precast Foundation, 1120 x 335 x 500mm, O/A Hight 540mm incl Hold Down Bolt Threads, suit LV Distribution Supply Cabinets, 6 Module | BUNDCNCT | BUNDABERG CONCRETE CASTERS | 946 | Active | 1
104163 | RECLOSER,AUTO | NU-LEC W27 c/w Ctrl Cub, 11kV/12.7/19kV SWER, 400A, 6kA Cap Epoxy/Vacuum, O/door Pole Mount, w/out External VT 7m Ctrl Cable 20mm Dia Stem Terminals DNP | NULEC | NU-LEC INDUSTRIES PTY LTD | W27ACRSOLID2461 | Active | 5
104231 | TIE,PREFORMED | Side, Neck Dia 76mm, 7/3.00 AAC & AAAC 4/3/3.00 ACSR 6/1/3.00 ACSR, Armoured (scm) (P40) | PLP | PREFORMED LINE PRODUCTS (AUST) | AWST163A76 | Active | 1
104233 | TIE,PREFORMED | Side, Neck Dia 76mm, 7/3.00 ACC, Libra Unarmoured, (scm) (P50) | PLP | PREFORMED LINE PRODUCTS (AUST) | AWST-090-76 | Active | 1
104241 | TIE,PREFORMED | Side, Neck Dia 76mm, 7/4.75 AAC, Moon, Unarmoured, (scm) (P50) | PLP | PREFORMED LINE PRODUCTS (AUST) | AWST-140-76 | Active | 1
2479467 | SWITCHBOARD,POWER | AC Main Board, 400V AC, Local Transformer, 1 x 400A CB, 2 x 160A CB, 1 x 100A CB, 1 x 60A CB, Outdoor, S/Steel, 1992 x 630 x 254mm | NHPELEC | NHP ELECTRICAL ENGINEERING | EQL2479467 | Active | 1
2489433 | JUNCTION BOX | Adaptable, 300 x 200 x 152mm, Rigid PVC, Grey, Rect, Multi-Way, Surface Mtd, Screwed Lid c/w Sealing Gasket, Pack of 5 | CLIPSAL | CLIPSAL (BY SCHNEIDER ELECTRIC) | CLI265/7GY | Active | 5
2489433 | JUNCTION BOX | Adaptable, 300 x 200 x 152mm, Rigid PVC, Grey, Rect, Multi-Way, Surface Mtd, Screwed Lid c/w Sealing Gasket, Pack of 5 | REXEL | REXEL AUSTRALIA | CLI265/7GY | Active | 1
24950 | GLOVES,PROTECTIVE | Leather Protectors, NexGen, use with Size 8 Electriflex Rubber Gloves, suit Class 2, 3 & 4 | TEN | THE ENERGY NETWORK (AUST) PTY LTD | NGILP3S-8 | Active | 1
2479749 | FIXTURE,LIGHTING | 67W RoadFlair BRP392 (L67A) 4K c/w Upcast Adaptor, Major Road, EQTS 05-01-02 (scm) | PHILIPS | PHILIPS AUSTRALIA PTY LTD | 824110136151 | Active | 1
2453389 | SLEEVE,COMPRESSION | FT & Insulation Kit, suit 11kV, 120mm2, CCT Conductor (scm) | INTERENG | INTERTECH ENGINEERING PTY LTD | ECCTJ-11-120 | Active | 1
2454130 | SLEEVE,COMPRESSION | FT & Insulation Kit, suit 22kV, 120mm2, CCT Conductor (scm) | INTERENG | INTERTECH ENGINEERING PTY LTD | ECCTJ-22-120 | Active | 1
2492312 | REGULATOR,VOLTAGE | 12kV, 50A, 1Ph, Pole Mount, S/Steel, 95kV BIL, 32 Taps, 0.625% Steps, IDPT Version, w/out Control Cable & Box | EATONELE | EATON ELECTRIC SYSTEMS PTY LTD | WFD05J304K0000193A | Active | 1
2492320 | REGULATOR,VOLTAGE | 12kV, 100A, 1Ph, Pole Mount, S/Steel, 95kV BIL, 32 Taps, 0.625% Steps, IDPT Version, w/out Control Cable & Box | EATONELE | EATON ELECTRIC SYSTEMS PTY LTD | WFD11J304K0000193A | Active | 1
2437770 | CONNECTOR,COMPRESSION | C Crimp, Hyground, 70 - 120mm2, IEEE Std 837, Dwg # EESS-10031-04 | PHOENIXS | PHOENIX STEEL SALES PTY LTD | YGHC29C26 | Active | 5
2437788 | CONNECTOR,COMPRESSION | C Crimp, Hyground, 70 - 150mm2, IEEE Std 837, Dwg EESS-10031-04 | ERICO | NVENT ERICO PRODUCTS AUSTRALIA P/L | ELT-7 | Active | 1
2437788 | CONNECTOR,COMPRESSION | C Crimp, Hyground, 70 - 150mm2, IEEE Std 837, Dwg EESS-10031-04 | ERICO | NVENT ERICO PRODUCTS AUSTRALIA P/L | ELT-7-MM | Active | 2
2437788 | CONNECTOR,COMPRESSION | C Crimp, Hyground, 70 - 150mm2, IEEE Std 837, Dwg EESS-10031-04 | PHOENIXS | PHOENIX STEEL SALES PTY LTD | YGHC34C260 | Active | 5
2437796 | CONNECTOR,COMPRESSION | C Crimp, Hyground, 120-120mm2, Wide Jaw, IEEE Std 837, Dwg EESS-10031-04 | NVENT | NVENT THERMAL MANAGEMENT | ELT-3 | Active | 2
2437796 | CONNECTOR,COMPRESSION | C Crimp, Hyground, 120-120mm2, Wide Jaw, IEEE Std 837, Dwg EESS-10031-04 | LEGEND | LEGEND POWER SYSTEMS | CACD120 | Active | 1
2437796 | CONNECTOR,COMPRESSION | C Crimp, Hyground, 120-120mm2, Wide Jaw, IEEE Std 837, Dwg EESS-10031-04 | PHOENIXS | PHOENIX STEEL SALES PTY LTD | YGHC29C29 | Active | 5
2488138 | MEMORY,PORTABLE | WD Green, 240GB, SATA SSD M.2 2280, Key M, for Intel NUC Rugged Chassis Element | TSA | THINKCORE SYSTEMS AUSTRALIA PL | WDS240G3G0B | Active | 1
2488138 | MEMORY,PORTABLE | WD Green, 240GB, SATA SSD M.2 2280, Key M, for Intel NUC Rugged Chassis Element | WDT | WESTERN DIGITAL TECHNOLOGIES INC | WDS240G3G0B | Active | 5
2488146 | MEMORY,PORTABLE | WD Green, 480GB, SATA SSD M.2 2280, Key M, for Intel NUC Rugged Chassis Element | MWAVE | MWAVE AUSTRALIA | WDS480G3G0B | Active | 1
2488146 | MEMORY,PORTABLE | WD Green, 480GB, SATA SSD M.2 2280, Key M, for Intel NUC Rugged Chassis Element | WDT | WESTERN DIGITAL TECHNOLOGIES INC | WDS480G3G0B | Active | 5
2488153 | MEMORY,PORTABLE | WD Blue, 500GB, SATA SSD M.2 2280, Key M, for Intel NUC Rugged Chassis Element | MWAVE | MWAVE AUSTRALIA | WDS500G3B0B | Active | 1
2488153 | MEMORY,PORTABLE | WD Blue, 500GB, SATA SSD M.2 2280, Key M, for Intel NUC Rugged Chassis Element | WDT | WESTERN DIGITAL TECHNOLOGIES INC | WDS500G3B0B | Active | 5
2488195 | SPEAKER | Creative Pebble 2.0, USB Powered Audio Speaker, 3.5mm Output Audio Plug, for HMI Client PC Alarm Annunciation | MWAVE | MWAVE AUSTRALIA | 51MF1680AA000 | Active | 1
2488195 | SPEAKER | Creative Pebble 2.0, USB Powered Audio Speaker, 3.5mm Output Audio Plug, for HMI Client PC Alarm Annunciation | CREATIVE | CREATIVE TECHNOLOGY LTD | 51MF1680AA000 | Active | 5
1837488 | GLOVES,ELECTRICAL WORKER'S | Ansell ActivArmr, Class 00, 500VAC, Size 9, Insulating Rubber, Red, Straight Cuff, 280mm (11") Lg, ASTM D120 | NTWRKPWR | NETWORK POWER SERVICES | EOO500280-9 | Active | 2
1837488 | GLOVES,ELECTRICAL WORKER'S | Ansell ActivArmr, Class 00, 500VAC, Size 9, Insulating Rubber, Red, Straight Cuff, 280mm (11") Lg, ASTM D120 | BALMORAL | BALMORAL ENGINEERING PTY LTD | RIG0011RS9 | Active | 1
1837488 | GLOVES,ELECTRICAL WORKER'S | Ansell ActivArmr, Class 00, 500VAC, Size 9, Insulating Rubber, Red, Straight Cuff, 280mm (11") Lg, ASTM D120 | ANSELL | ANSELL LTD | RIG0011RS9 | Active | 5
1837489 | GLOVES,ELECTRICAL WORKER'S | Ansell ActivArmr, Class 00, 500VAC, Size 9.5, Insulating Rubber, Red, Straight Cuff, 280mm (11") Lg, ASTM D120 | BALMORAL | BALMORAL ENGINEERING PTY LTD | RIG0011RS9H | Active | 1
1837489 | GLOVES,ELECTRICAL WORKER'S | Ansell ActivArmr, Class 00, 500VAC, Size 9.5, Insulating Rubber, Red, Straight Cuff, 280mm (11") Lg, ASTM D120 | ANSELL | ANSELL LTD | RIG0011RS9H | Active | 5
1837489 | GLOVES,ELECTRICAL WORKER'S | Ansell ActivArmr, Class 00, 500VAC, Size 9.5, Insulating Rubber, Red, Straight Cuff, 280mm (11") Lg, ASTM D120 | NTWRKPWR | NETWORK POWER SERVICES | EOO500280-9.5 | Active | 2
2400378 | GLOVES,ELECTRICAL WORKER'S | Ansell ActivArmr, Class 00, 500VAC, Size 10.5, Insulating Rubber, Red, Straight Cuff, 280mm (11") Lg, ASTM D120 | BALMORAL | BALMORAL ENGINEERING PTY LTD | RIG0011RS10H | Active | 1
2400378 | GLOVES,ELECTRICAL WORKER'S | Ansell ActivArmr, Class 00, 500VAC, Size 10.5, Insulating Rubber, Red, Straight Cuff, 280mm (11") Lg, ASTM D120 | ANSELL | ANSELL LTD | RIG0011RS10H | Active | 5
2400378 | GLOVES,ELECTRICAL WORKER'S | Ansell ActivArmr, Class 00, 500VAC, Size 10.5, Insulating Rubber, Red, Straight Cuff, 280mm (11") Lg, ASTM D120 | NTWRKPWR | NETWORK POWER SERVICES | EOO500280-10.5 | Active | 2
2400379 | GLOVES,ELECTRICAL WORKER'S | Ansell ActivArmr, Class 00, 500VAC, Size 11, Insulating Rubber, Red, Straight Cuff, 280mm (11") Lg, ASTM D120 | BALMORAL | BALMORAL ENGINEERING PTY LTD | RIG0011RS11 | Active | 1
2400379 | GLOVES,ELECTRICAL WORKER'S | Ansell ActivArmr, Class 00, 500VAC, Size 11, Insulating Rubber, Red, Straight Cuff, 280mm (11") Lg, ASTM D120 | ANSELL | ANSELL LTD | RIG0011RS11 | Active | 5
2400379 | GLOVES,ELECTRICAL WORKER'S | Ansell ActivArmr, Class 00, 500VAC, Size 11, Insulating Rubber, Red, Straight Cuff, 280mm (11") Lg, ASTM D120 | NTWRKPWR | NETWORK POWER SERVICES | EOO500280-11 | Active | 2
2428001 | GLOVES,ELECTRICAL WORKER'S | Class 2, Size 8, Natural Rubber, Black, Straight Cuff, 16" (400mm Lg) | BALMORAL | BALMORAL ENGINEERING PTY LTD | RIG216YBS8 | Active | 1
2428001 | GLOVES,ELECTRICAL WORKER'S | Class 2, Size 8, Natural Rubber, Black, Straight Cuff, 16" (400mm Lg) | ANSELL | ANSELL LTD | RIG216YBS8 | Active | 2
22358 | BLADE,CUTTER,CABLE | Replacement Blade, suits Pencil Sharpener Type Cable Cutter | SPECFORC | SPECIALISED FORCE PTY LTD | ABC/B | Active | 2
22358 | BLADE,CUTTER,CABLE | Replacement Blade, suits Pencil Sharpener Type Cable Cutter | TEN | THE ENERGY NETWORK (AUST) PTY LTD | HABC/B | Active | 1
3452 | METER,POWER QUALITY | c/w associated Software suitable for Monitoring Power Quality Metrics on HV Feeders via Connection to Substation CT's & VT's, ETS 2012/0252/T | CSEUNI | CSE UNISERVE PTY LTD | G4420 | Active | 1
2491405 | DESICCANT KIT | Dessicant, suit GE HYpact | GE | GENERAL ELECTRIC COMPANY | HA20591991 | Active | 1
2491454 | GASKET | Gasket for Inspection Hatches, suit GL309, GL312, GL314, DT1 72.5, DT1 145 | GE | GENERAL ELECTRIC COMPANY | 47.239.550-01 | Active | 1
2491561 | SCISSORS | Milwaukee Jobsite Scissors, Offset 60Deg All Metal Handles, Bolt Lock Blade, Ruler Marking on Blade | C&LTOOL | C&L TOOL CENTRE | MILWA4932479410 | Active | 1
2491561 | SCISSORS | Milwaukee Jobsite Scissors, Offset 60Deg All Metal Handles, Bolt Lock Blade, Ruler Marking on Blade | MILWAUKE | MILWAUKEE POWER TOOLS | 4932479410 | Active | 5
19320 | MULTIMETER | Earth Resistance Clamp Tester, Backlit LCD Screen, 0.05-1500 Ohms, 0.1mA-30.0A True RMS, CAT IV 300V, 32mm Dia Max Conductor Size, Buit-In Memory c/w | CNWELEC | CNW ELECTRICAL PTY LTD | EAT4200 | Active | 1
104161 | RECLOSER,AUTO | NU-LEC N24 c/w Ctrl Cub, 22kV, 3 Ph, 630A, 12.5kA Cap SF6/Vacuum, O/door Pole Mounting, w/o external VT 7m Ctrl Cable 185mm2 XLPE Pwr cable DNP 3.0 Protocol | NULEC | NU-LEC INDUSTRIES PTY LTD | N27-ACR-SF6-27-12-150 | Active | 5
104220 | TIE,PREFORMED | Side, Neck Dia 112mm, 19/3.75 AAC, Pluto Armoured, (scm) (P25) | PLP | PREFORMED LINE PRODUCTS (AUST) | AWST290A112T | Active | 1
104237 | TIE,PREFORMED | Side, Neck Dia 76mm, 7/3.75 AAC, Mars Unarmoured, (scm) (P50) | PLP | PREFORMED LINE PRODUCTS (AUST) | AWST-113-76 | Active | 1
104247 | DIFFUSER,LIGHT | Toughened Glass, to suit Sylvania Roadstar Aeroscreen Streetlight (Major Road) 100, 150, 250 & 400 Watt, Cat No PR00002 | SYLVANIA | SYLVANIA SCHREDER | PR00002 | Active | 1
104192 | TIE,PREFORMED | Top, Neck Dia 76mm, 3/2.75 SC/AC Armoured, (scm) (P50) | PLP | PREFORMED LINE PRODUCTS (AUST) | AWDT-102A-76 | Active | 1
104200 | INSULATOR,LINE POST | 33kV (22kV Trident) 200kV BIL, Porcelain Vertical Tie Top, M20 Stud not supplied, ETS 10-01-01, Item 13 (scm) | GRAPHSOL | GRAPH SOLUTIONS PTY LTD | 28420 | Active | 1
104200 | INSULATOR,LINE POST | 33kV (22kV Trident) 200kV BIL, Porcelain Vertical Tie Top, M20 Stud not supplied, ETS 10-01-01, Item 13 (scm) | TYCOELEC | TYCO ELECTRONICS | 5388AX | Active | 2
104529 | GUARD | Cable, PVC, 50mm Dia, to suit attachment to Wood & Concrete Poles | PLP | PREFORMED LINE PRODUCTS (AUST) | PKGFL05030G | Active | 1
104700 | RECLOSER,AUTO | Hydraulic, 11/12.7/19.1kV, SWER, 15A Coil, 30A Trip 1A3C Sequence, ETS 06-07-01 (scm) | COOPER | COOPER ELECTRICAL AUSTRALIA PTY LTD | KE15C13 | Active | 1
104660 | SLING | Round, 5000mm, Effective 3000kg SWL, Out Of Yellow Polyester, Round Slings Synthetic Fibre, to AS4497.2 | ROBLIFT | ROBERTSONS LIFTING & RIGGING PTY LTD | MRS3000X5 | Active | 2
104660 | SLING | Round, 5000mm, Effective 3000kg SWL, Out Of Yellow Polyester, Round Slings Synthetic Fibre, to AS4497.2 | AMPLITUD | AMPLITUDE PTY LTD (396777) | 900350 | Active | 1
2402664 | MAT,INSULATING | LV Safety Matting, Class 0, 900 x 900mm, 6mm Thk, Dwg 28454-A3 for mat markings | BALMORAL | BALMORAL ENGINEERING PTY LTD | 1810-4-EQ | Active | 1
2490464 | RELAY,PROTECTION | FW 7.32, Line Diff 2 Ended with Volts, 125-250V DC Pwr, 24/250V DC Logic 20/14 IO, 1/5A CT, 24/240V VT, 820nm, DNP3 100Base-FX, MM LC Ethernet | CSEUNI | CSE UNISERVE PTY LTD | L90UA3HKHF8LH6PS6TU6TW76 | Active | 5
2490498 | RELAY,PROTECTION | FW 7.32, Line Diff 2 Ended with Volts, 24-48V DC Pwr, 24/250V DC Logic 20/14 IO, 1/5A CT, 24/240V VT, 1300nm, DNP3 100Base-FX, MM LC Ethernet | CSEUNI | CSE UNISERVE PTY LTD | L90UA3HKLF8LH6PS6TU6TW7D | Active | 5
2482446 | FIXTURE,LIGHTING | LED 14W Avenue Gen 2 (L14) 4K, Nostalgia Blue/Grey c/w NEMA PE Cell, Minor Road, No Bracket, EQTS 05-01-02 (scm) | SYLVANIA | SYLVANIA SCHREDER | S1S4BD03L14 | Active | 1
2437846 | CONNECTOR,COMPRESSION | P Crimp, Hyground, 19mm Dia, Earth Stake 150mm2, Stranded Cu Conductor, IEEE Std 837, Dwg # EESS-10031-04 | PHOENIXS | PHOENIX STEEL SALES PTY LTD | YGHP34C34 | Active | 5
2451680 | CONNECTOR,COMPRESSION | C Crimp, Hyground, 70 - 95mm2, Cu | ERICO | NVENT ERICO PRODUCTS AUSTRALIA P/L | ELT-5 | Active | 1
2451680 | CONNECTOR,COMPRESSION | C Crimp, Hyground, 70 - 95mm2, Cu | ERICO | NVENT ERICO PRODUCTS AUSTRALIA P/L | ELT-5-MM | Active | 2
2451680 | CONNECTOR,COMPRESSION | C Crimp, Hyground, 70 - 95mm2, Cu | CABAC | CABAC (MANUFACTURER) | CACC95 | Active | 5
3015 | TRANSFORMER,VOLTAGE | 72.5kV, IVT, 3CAD 2810, Dwg # 933253, ETS 2006/0084/T (scm) | ADAPTAUS | ADAPT AUSTRALIA PTY LTD | IVT: 72.5/140/325 | Active | 1
2492718 | CONTROL,TRANSMITTER | Converter Module Only, SFU-K 403, 200kVA Maintenance Spare Part Only, to fit in 19 inch Cabinet | LANDIS | LANDIS GYR (AUST) PTY LTD | 17'019'910'403 | Active | 1
24116 | SIGN | DANGER HIGH VOLTAGE SYMBOLIC, Alum Retro Reflective, 220mm Dia, 1.6mm Thk, Dwg 2900-A3 D53 | ARTCRAFT | ARTCRAFT PTY LTD (QLD) | 24116 | Active | 1
24115 | SIGN | LOW LIVE PARTS KEEP CLEAR; ALUMINIUM RETRO REFLECTIVE; 220mm x 180mm x 1.6mm THICK; DRAWING 2900-A3 D52 | ARTCRAFT | ARTCRAFT PTY LTD (QLD) | 24115 | Active | 1
2492338 | REGULATOR,VOLTAGE | 12kV, 200A, 1Ph, Pole Mount, S/Steel, 95kV BIL, 32 Taps, 0.625% Steps, IDPT Version, w/out Control Cable & Box | EATONELE | EATON ELECTRIC SYSTEMS PTY LTD | WFD22J305K0000193A | Active | 1
2492866 | CRIMPING TOOL,HYDRAULIC | Izumi, Battery Operated, 5T, 18V, suit Cembre style Dies c/w Milwaukee Adaptor | SPECFORC | SPECIALISED FORCE PTY LTD | SLV-261EM-EQ | Active | 1
2492866 | CRIMPING TOOL,HYDRAULIC | Izumi, Battery Operated, 5T, 18V, suit Cembre style Dies c/w Milwaukee Adaptor | IZUMI | IZUMI PRODUCTS (MANUFACTURER) | SLV-261EM-EQ | Active | 5
2407276 | WEIGHT,COUNTER | 50kg, Galv, ETS 11-09-01 | PLP | PREFORMED LINE PRODUCTS (AUST) | CW-0001-4 | Active | 5
2407276 | WEIGHT,COUNTER | 50kg, Galv, ETS 11-09-01 | TEN | THE ENERGY NETWORK (AUST) PTY LTD | CW50-30320 | Active | 1
21417 | CONNECTOR | Type PSB 4/7/6, Female Test Socket Connector, Silver, suit Terminal Type UK6N & UK10N, Pack of 100 | HAYMANS | HAYMANS ELECTRICAL | PHO0303299 | Active | 1
21417 | CONNECTOR | Type PSB 4/7/6, Female Test Socket Connector, Silver, suit Terminal Type UK6N & UK10N, Pack of 100 | PHOENIX | PHOENIX CONTACT PTY LTD | 303299 | Active | 5
13883 | GRIP,CABLE,JAW | Parallel Jaws, Range 4C x 25mm2 to 4C x 95mm2 ABC & CCT c/w Trigger Grip, Spring Loaded Body, Spring Loaded Side Gate, WLL 1000kg, Grips shall have the | SPECFORC | SPECIALISED FORCE PTY LTD | ABC-M-GRIP-CCT | Active | 1
24936 | GLOVES,ELECTRICAL WORKER'S | Electriflex Linesman, Class 2, 17kVAC, Size 11, Insulating Natural Rubber, Yellow/Black, Straight Cuff | TEN | THE ENERGY NETWORK (AUST) PTY LTD | NG216YB-11 | Active | 1
25492 | GLOVES,ELECTRICAL WORKER'S | Electriflex Linesman, Class 4, 36kVAC, Size 9, Insulating Natural Rubber, Red/Black, Contour Cuff | TEN | THE ENERGY NETWORK (AUST) PTY LTD | NG418CRB-9 | Active | 1
25494 | GLOVES,ELECTRICAL WORKER'S | Electriflex Linesman, Class 4, 36kVAC, Size 10, Insulating Natural Rubber, Red/Black, Contour Cuff | TEN | THE ENERGY NETWORK (AUST) PTY LTD | NG418CRB-10 | Active | 1
21972 | DIE,CRIMPING TOOL | Compression, Hex 6T, 14mm A/F Al, 25mm2 LV ABC | TEN | THE ENERGY NETWORK (AUST) PTY LTD | K6-14.0-ABC | Active | 1
2417087 | TOOL KIT,ELECTRONIC SYSTEM | LV Insulated c/w Velcro Panels including Spanners, Sockets, Hacksaw & Screwdrivers | TEN | THE ENERGY NETWORK (AUST) PTY LTD | TENK019 | Phasing | 1
21437 | BRIDGE,TERMINAL BLOCK | Type FBI 10-6, Fixed Bridge, 34A, 10 Posn, 6.2mm, Screw Mtg, Silver, suit Terminal Type UDK4, Pack of 10 | HAYMANS | HAYMANS ELECTRICAL | PHO0203250 | Active | 1
21437 | BRIDGE,TERMINAL BLOCK | Type FBI 10-6, Fixed Bridge, 34A, 10 Posn, 6.2mm, Screw Mtg, Silver, suit Terminal Type UDK4, Pack of 10 | PHOENIX | PHOENIX CONTACT PTY LTD | 203250 | Active | 5
2495273 | SWITCH,AIR BREAK | 72.5kV, 1250A, Phase Over Phase, In-Line Disconnector, Dwg 73501H0 | NGKSTANG | NGK STANGER PTY LTD | 73501H0 | Active | 5
2495281 | PIPE ASSEMBLY,METAL | Downrod, 6.5m, 50NB, suit 72.5kV ABS, Dwg 73621 | NGKSTANG | NGK STANGER PTY LTD | 73621 | Active | 5
2495299 | BRACKET,PIPE | Downrod Guide, suit 50NB Pipe, Dwg 70532/2 | NGKSTANG | NGK STANGER PTY LTD | 70532/2 | Active | 5
3318 | PRINTED CIRCUIT BOARD | Analog/Digital, I/O A/D I/O Board, St George STATCOM | AMSC | AMSC AUSTRALIA PTY LTD | 7651655 | Active | 1
3324 | PRINTED CIRCUIT BOARD | Dynamic Brake DBR Board Assy, High Current, St George STATCOM | AMSC | AMSC AUSTRALIA PTY LTD | 73000506 | Active | 1
3330 | PRINTED CIRCUIT BOARD | Pressure Sense Board, St George STATCOM | AMSC | AMSC AUSTRALIA PTY LTD | 7651690 | Active | 1
3332 | PRINTED CIRCUIT BOARD | Temp Board, St George STATCOM | AMSC | AMSC AUSTRALIA PTY LTD | 7651675 | Active | 1
2439800 | SAFETY,BARRICADE MESH | Protecta-Panel, 1100mm H x 1050mm Lg c/w Yellow Safety Cap & Grade 2 Reflective Tiger Tape, to suit Pole Hole Covers | SAFESCRN | SAFETY SCREENS AUSTRALIA PTY LTD | PPOOC1050 | Phasing | 1
2428142 | GLOVES,LIVE LINE ELECTRICAL WORKERS | Class 3, Natural Rubber, Black Straight Cuff, Size 10H (pair) Glove Length, 16 inch (400mm) | BALMORAL | BALMORAL ENGINEERING PTY LTD | RIG316YBS10H | Active | 1
2428142 | GLOVES,LIVE LINE ELECTRICAL WORKERS | Class 3, Natural Rubber, Black Straight Cuff, Size 10H (pair) Glove Length, 16 inch (400mm) | ANSELL | ANSELL LTD | RIG316YBS10H | Active | 2
2428142 | GLOVES,LIVE LINE ELECTRICAL WORKERS | Class 3, Natural Rubber, Black Straight Cuff, Size 10H (pair) Glove Length, 16 inch (400mm) | SALISBRY | SALISBURY (MANUFACTURER) | E316YB/10H | Active | 5
2430155 | TERMINATION KIT,ELECTRICAL CABLE | Indoor, 11kV, 35mm2 Al, Triplex TR-XLPE Cable, Insect Protected, 11kV ABB SD Series RMU c/w Cold Shrink Cable Term Kit, Bush Insulation, Cable Core & | TECONN | TE CONNECTIVITY LTD | IXSU-FERG9 | Phasing | 1
2428449 | GLOVE SHELLS,ELECTRICAL WORKERS | Live Line Leather Protector, Goat Skin, 3" Cuff, suit Glove Sizes 9.0 & 9.5, 12" Lg (305mm) | BALMORAL | BALMORAL ENGINEERING PTY LTD | OUTHVGS9 | Active | 1
2428449 | GLOVE SHELLS,ELECTRICAL WORKERS | Live Line Leather Protector, Goat Skin, 3" Cuff, suit Glove Sizes 9.0 & 9.5, 12" Lg (305mm) | ANSELL | ANSELL LTD | OUTHVGS9 | Active | 2
2428449 | GLOVE SHELLS,ELECTRICAL WORKERS | Live Line Leather Protector, Goat Skin, 3" Cuff, suit Glove Sizes 9.0 & 9.5, 12" Lg (305mm) | SALISBRY | SALISBURY (MANUFACTURER) | ILP3S 9/9.5 | Active | 5
2429272 | HAT,SUN | Bucket Style, Size XL, Grey, Unbranded | MTCASTLE | MOUNTCASTLE PTY LTD | 30027100XL | Active | 1
2429272 | HAT,SUN | Bucket Style, Size XL, Grey, Unbranded | MITCHELL | MITCHELL'S CAP CO | 34970-XL | Active | 2
2429975 | CABLE,POWER,ELECTRICAL | U/Ground, 6.35/11kV, Triplex, 1Cx185mm2 Al/TR-XLPE Insulated/(48/1.35) CWS/HDPE/ PVC WBT/Insect Protected/Nylon Jacket, 450m Steel Drum, ETS 04-01-11 (scm) | MIDLAND | MIDLAND METALS OVERSEAS PTE LTD | MMO11KV3X1X185ATRXWCWSWPNJM | Active | 1
2429975 | CABLE,POWER,ELECTRICAL | U/Ground, 6.35/11kV, Triplex, 1Cx185mm2 Al/TR-XLPE Insulated/(48/1.35) CWS/HDPE/ PVC WBT/Insect Protected/Nylon Jacket, 450m Steel Drum, ETS 04-01-11 (scm) | OLEX | OLEX AUSTRALIA PTY LTD | XJNA25THT03LWAA | Active | 2
2432557 | TERMINAL,LUG | Compression Jumper, Al, 4 x 14mm Hole, 50mm Centres, Hex Die A/F 28.5mm, 30 Deg, Edge Bent, Central palm, suit Pluto Conductor, AS2395 | PLP | PREFORMED LINE PRODUCTS (AUST) | CTAW-188-CD516-0030 | Active | 5
2430353 | CROSSARM,COMPOSITE | Fibre, 2500mm Lg Nom, 125 x 125mm, 11kV Strain/Termination, 3kN MWT, for 11SC2 & 11TC2, Drilled, Outside Hole to Centre 1200mm, EQLS-10037-01, Pack of 40 | RMSRVR | RMS (RIVERSLEIGH MANAGEMENT SERVICES) | DM500100X30132 | Active | 1
2443299 | ISOLATOR | High Speed Opto-Isolator, 2 x 5.3 x 9.7cm, Connectors DB25F/DB25M, Interface RS-232, up to 115.2kbps | BBNS | BLACK BOX NETWORK SERVICES | SP340A-R3 | Active | 1
2486041 | ISOLATOR | 36kV, 800A HSB Switch c/w Load Break Devices | NGKSTANG | NGK STANGER PTY LTD | 70209/68ER2 | Active | 5
5001 | TERMINAL BLOCK | Type ZS4-SF1, Fuse Holder, 8mm Spacing, 4mm2 Rated Cross-Section, Screw Clamp, IP20, Grey/Dark Grey, suit 5 x 20mm & 5 x 25mm Fuses | ABBAUST | ABB AUSTRALIA PTY LTD | 1SNK 508 410 R0000 | Active | 1
21411 | TERMINAL BLOCK | Type UK 6N, Feed-through, 57A, 800V, 6mm2 Cross Section, 2 Connections, Gray, Universal Mtg, Pack of 50 | HAYMANS | HAYMANS ELECTRICAL | PHO3004524 | Active | 1
21411 | TERMINAL BLOCK | Type UK 6N, Feed-through, 57A, 800V, 6mm2 Cross Section, 2 Connections, Gray, Universal Mtg, Pack of 50 | PHOENIX | PHOENIX CONTACT PTY LTD | 3004524 | Active | 5
30299 | TERMINAL BLOCK | Type SAKT 1/LT STB14/4, 6mm2 Rated Cross-section, KrG, Medium Yellow, Screw Connection, Direct Mounting, G Rail, Disconnect & Modular Disconnect Term, | WEIDMLLR | WEIDMULLER (AUST) PTY LTD | 437920000 | Active | 1
30303 | TERMINAL BLOCK | Type ZS4, Standard Feed-through, 5.2mm Spacing, 4mm2 Rated Cross-Section, Screw Clamp, IP20, Grey | ABBAUST | ABB AUSTRALIA PTY LTD | 1SNK 505 010 R0000 | Active | 1
30304 | TERMINAL BLOCK | Type ZS4-PE, Earth Feed-through, 5.2mm Spacing, 4mm2 Rated Cross-Section, Screw Clamp, IP20, Green/Yellow | ABBAUST | ABB AUSTRALIA PTY LTD | 1SNK 505 150 R0000 | Active | 1
2495331 | RECEIVER,SATELLITE | OSA5422 GPS Clock Kit, RB Module, Rack Mount, 16 x BITS Out, BNC Patch Panel, 2 x 48VDC PSU, 4 x 1G SX SFP, GNSS Roof Antenna, SPD, 60m LMR400, TNC Connectors | TTSOL | TELECOMTEST SOLUTIONS PTY LTD | OSA5422 KIT 22RPNG-B | Active | 5
3333 | PRINTED CIRCUIT BOARD | Voltage Sense PT Board, St George STATCOM | AMSC | AMSC AUSTRALIA PTY LTD | 7651660 | Active | 1
105038 | FUSE LINK | Barrier, LV Meter Isolating Link, suit Alstom Series 7 | IPDGROUP | IPD GROUP LIMITED | 8DB0056-001 | Active | 1
3652 | CAPACITOR ASSEMBLY | Capacitor Can, 8.06kV, 635kVAr, 31.95uF, 50Hz, suit 12kV Capacitor Bank at WAEA Sub, 2005/714/T | ABBAUST | ABB AUSTRALIA PTY LTD | CHD930B | Phasing | 1
2454742 | POLE,LINE CONSTRUCTION,CONCRETE | 20.0m, 615mm Dia, Direct Imbedded, Comms Pole, Dwg 989270 | ROCLA | ROCLA PTY LTD | SR3-H20-615 | Active | 5
22113 | CABLE,POWER,ELECTRICAL | Control, 450/750V, 4C, 6mm2 Cu, BCU/PVC/PVC/DBT/PVC, Metallic Screen, (7/1.04) Metre Marked, Numbered Active Cores, 250m Wood Drum, AS5000.3 | OLEX | OLEX AUSTRALIA PTY LTD | HAYP11RP004CXWW | Active | 2
22113 | CABLE,POWER,ELECTRICAL | Control, 450/750V, 4C, 6mm2 Cu, BCU/PVC/PVC/DBT/PVC, Metallic Screen, (7/1.04) Metre Marked, Numbered Active Cores, 250m Wood Drum, AS5000.3 | MIDLAND | MIDLAND METALS OVERSEAS PTE LTD | MMO-4X6 CUPVC/DBT/PVC UG | Active | 1
2478303 | CONVERTER,FREQUENCY,STATIC | 200kVA, 400V, 50Hz, 3 Ph Transmitter, Output Freq 167-1042Hz, 2 Signal Outputs to 2 Coupling Cells, Rigid or Loose Coupled EESS-10730-01-0E | MVTECH | MV TECHNOLOGY SOLUTIONS P/L | 260.106.115199 | Active | 1
2429991 | CABLE,POWER,ELECTRICAL | U/Ground, 12.7/22kV, Triplex, 1Cx35mm2 Al/TR-XLPE Insulated/(40/0.85) CWS/HDPE/ PVC WBT/Insect Protected/Nylon Jacket, 500m Steel Drum, ETS 04-01-12 (scm) | MIDLAND | MIDLAND METALS OVERSEAS PTE LTD | MMO22KV3X1X35ATRXWCWSWLATPNJM | Active | 1
2429991 | CABLE,POWER,ELECTRICAL | U/Ground, 12.7/22kV, Triplex, 1Cx35mm2 Al/TR-XLPE Insulated/(40/0.85) CWS/HDPE/ PVC WBT/Insect Protected/Nylon Jacket, 500m Steel Drum, ETS 04-01-12 (scm) | OLEX | OLEX AUSTRALIA PTY LTD | XLNA18THT03KTAA | Active | 2
1543133 | CABLE,POWER,ELECTRICAL | 0.6/1kV, 1C, 150mm2 (37/2.25) Cu/XLPE (X-90UV) Insul, Black, Metre Marked, 250m Wood Drum, JTS 03-01-08 (scm) | MIDLAND | MIDLAND METALS OVERSEAS PTE LTD | MMO-1X150 CU X BLK | Active | 1
1543133 | CABLE,POWER,ELECTRICAL | 0.6/1kV, 1C, 150mm2 (37/2.25) Cu/XLPE (X-90UV) Insul, Black, Metre Marked, 250m Wood Drum, JTS 03-01-08 (scm) | OLEX | OLEX AUSTRALIA PTY LTD | XDCP24SB001AACX | Active | 2
2400210 | CABLE,POWER,ELECTRICAL | 0.6/1kV, 1C, 16mm2 (7/1.70) Cu/XLPE (X-90UV) Sheath, Red, 250m Wood Drum, JTS 03-01-08 | MIDLAND | MIDLAND METALS OVERSEAS PTE LTD | MMO-1X16 CU X RD | Active | 1
2400210 | CABLE,POWER,ELECTRICAL | 0.6/1kV, 1C, 16mm2 (7/1.70) Cu/XLPE (X-90UV) Sheath, Red, 250m Wood Drum, JTS 03-01-08 | OLEX | OLEX AUSTRALIA PTY LTD | XDCP15SB001AAJB | Active | 2
2466902 | CABLE,POWER,ELECTRICAL | 0.6/1kV, 2C+E, 4mm2+2.5mm2 E Cu/X-HF-90 Insul/HFS-90-TP Bedding/DBT/HFS-90-TP, Orange Sheath, Red Blk Grn/Ylw Insul, 500m Wood Drum, JTS 03-01-08 | MIDLAND | MIDLAND METALS OVERSEAS PTE LTD | MMO-2+E X 4 CU XHF HFS DBT HFS | Active | 1
2466928 | CABLE,POWER,ELECTRICAL | 0.6/1kV, 4C+E, 6mm2+2.5mm2 E Cu/X-HF-90 Insul/HFS-90-TP Bedding/DBT/HFS-90-TP, Orange Sheath, Red Wht Blue Blk Grn/Ylw Insul, 500m Wood Drum, JTS 03-01-08 | MIDLAND | MIDLAND METALS OVERSEAS PTE LTD | MMO-4+E X 6 CU XHF HFS DBT HFS | Active | 1
2466936 | CABLE,POWER,ELECTRICAL | 0.6/1kV, 4C+E, 16mm2+6mm2 E Cu/X-HF-90 Insul/HFS-90-TP Bedding/DBT/HFS-90-TP, Orange Sheath, Red Wht Blue Blk Grn/Ylw Insul, 500m Wood Drum, JTS 03-01-08 | MIDLAND | MIDLAND METALS OVERSEAS PTE LTD | MMO-4+EX16 CU X DBT HFS NJ HFS | Active | 1
2432912 | RELAY,PROTECTION | High Impedance Differential Protection, Voltage Operated c/w Metrosil, Setting Range 25 to 175V (25V Steps) | ALSTOM | ALSTOM GRID AUSTRALIA LIMITED | MFAC34V1AA0001A | Active | 5
2432920 | RELAY,PROTECTION | High Impedance Differential Protection, Voltage Operated c/w Metrosil, Setting Range 25 to 325V (50V Steps) | ALSTOM | ALSTOM GRID AUSTRALIA LIMITED | MFAC34V1AB0001A | Active | 5
173 | CONTACTOR | Auxiliary, SFU-K, AFLC, Enermet, CA 6-P2-B-11 | ENERMET | ENERMET PTY LTD (MANUFACTURER) | 171.194.30211 | Active | 5
2432417 | TERMINAL,LUG | Compression Jumper, Al, 4 x 14mm Hole, 50mm Centre, Hex Die A/F 47.5mm, 45Deg Offset Bend on Flat, suit Sulphur 61/3.75 AAAC, AS2395 | PLP | PREFORMED LINE PRODUCTS (AUST) | CTAW-338-FD516-4500 | Active | 5
2432425 | TERMINAL,LUG | Compression Jumper, Al, Undrilled, Hex Die A/F 47.5mm, 45Deg, Flat Bent, Offset, suit Sulphur Conductor, AS2395 | PLP | PREFORMED LINE PRODUCTS (AUST) | CTAW-338-FB516-4500 | Active | 5
3044 | CIRCUIT BREAKER | 145kV, 3150A, 40kA/3sec, 110V DC Control 110V DC Motor, L4 Pollution, ETS 2009/0092/T Item 3, Alstom GL312 F1/4031 | ALSTOM | ALSTOM GRID AUSTRALIA LIMITED | CB145-OD-LT-L4-110VDCC-110VDCM | Active | 1
3322 | PRINTED CIRCUIT BOARD | Converter, Ethernet, Dual Speed, St George STATCOM | AMSC | AMSC AUSTRALIA PTY LTD | 16323 | Active | 1
3323 | PRINTED CIRCUIT BOARD | Current Sense CT Board, St George STATCOM | AMSC | AMSC AUSTRALIA PTY LTD | 7651665 | Active | 1
3328 | PRINTED CIRCUIT BOARD | PM1000 Control Card Inverter Array, St George STATCOM | AMSC | AMSC AUSTRALIA PTY LTD | 7651485 | Active | 1
30305 | TERMINAL BLOCK | Type ZS4S, Switch-Disconnect with Blade, 5.2mm Spacing, 4mm2 Rated Cross-section, Screw Clamp, IP20, Grey | ABBAUST | ABB AUSTRALIA PTY LTD | 1SNK 505 310 R0000 | Active | 1
30306 | TERMINAL BLOCK | Type ZS6, Standard Feed-through, 6mm Spacing, 6mm2 Rated Cross-Section, Screw Clamp, IP20, Grey | ABBAUST | ABB AUSTRALIA PTY LTD | 1SNK 506 010 R0000 | Active | 1
2401085 | TERMINAL BLOCK | Markers 11 - 20, 10 | IPDGROUP | IPD GROUP LIMITED | RC6101120H | Active | 1
2456465 | FIXTURE,LIGHTING | 30W Modular LED (L30), 4K, Nostalgia Type 1, Blue/Grey c/w NEMA PE Cell, Bracket to Dwg 05-01-01, Minor Road, EQTS 05-01-02 (scm) | GERARD | GERARD LIGHTING GROUP | LC99BD14L30 | Phasing | 5
2494615 | RELAY,ELECTROMAGNETIC | Load Control Check Back Receiver, 110V or 30V Input, Frequency Measurement 100Hz - 1350Hz, Adjustable Voltage Trigger | LANDIS | LANDIS GYR (AUST) PTY LTD | KECO_CB-01 | Active | 1
11174 | PARTITION,TERMINAL BLOCK | Type HP2 Support Bracket, SAK Series Fixing Plate, 3mm, Beige, for G32 & TH35 DIN Rail Mtg, u/w ADP2 Protective Cover Strip, Terminal Block Accessory | WEIDMLLR | WEIDMULLER (AUST) PTY LTD | 485660000 | Active | 5
11175 | PARTITION,TERMINAL BLOCK | Type HP3 Support Bracket, SAK Series Fixing Plate, 3mm, Beige, for G32 & TH35 DIN Rail Mtg, u/w ADP3 Protective Cover Strip, Terminal Block Accessory | WEIDMLLR | WEIDMULLER (AUST) PTY LTD | 485760000 | Active | 5
21415 | PARTITION,TERMINAL BLOCK | Type APT-UK, Partition Plate, 56mm Lg, 1.5mm W, 45.7mm H, Gray, suit Terminal Type UK6N & UK10N, Pack of 50 | HAYMANS | HAYMANS ELECTRICAL | PHO3003224 | Active | 1
21415 | PARTITION,TERMINAL BLOCK | Type APT-UK, Partition Plate, 56mm Lg, 1.5mm W, 45.7mm H, Gray, suit Terminal Type UK6N & UK10N, Pack of 50 | PHOENIX | PHOENIX CONTACT PTY LTD | 3003224 | Active | 5
21428 | PARTITION,TERMINAL BLOCK | Type TP-UK35, Partition Plate, 50mm Lg, 7.5mm W, 52mm H, Gray, suit Terminal Type UK35, Pack of 10 | HAYMANS | HAYMANS ELECTRICAL | PHO3008096 | Active | 1
21428 | PARTITION,TERMINAL BLOCK | Type TP-UK35, Partition Plate, 50mm Lg, 7.5mm W, 52mm H, Gray, suit Terminal Type UK35, Pack of 10 | PHOENIX | PHOENIX CONTACT PTY LTD | 3008096 | Active | 5
2469039 | SENSOR,TEMPERATURE | for Scania DC13 Mechanical Parts | SCANIA | SCANIA AUSTRIALIA | 1865315 | Active | 5
2429611 | LOCATOR | (EMS) Electronic Marker System c/w Carry Case | REXEL | REXEL AUSTRALIA | EML100 | Active | 1
2429611 | LOCATOR | (EMS) Electronic Marker System c/w Carry Case | TEN | THE ENERGY NETWORK (AUST) PTY LTD | EML100 | Active | 2
2477222 | FUSE LINK | 33kV Current-Limiting Fuse, 25kA for use in Series with 25K or 15T EDO in High Fault Current Areas | ACCULEC | ACCULEC PTY LTD (303899) | HTDE259025 | Active | 1
2405641 | SWITCH,FUSED | 11kV Holec Magnefix, 1 Switch & 1 Fuse Unit, 3 Ph, Operation Only On All Circuits, to suit Both Front Entry Style & Rect Padmount Substation, | EATONELE | EATON ELECTRIC SYSTEMS PTY LTD | MD414ERGON | Phasing | 1
2406234 | SWITCH,FUSED | 250A, 660V AC, 3 Pole, Accepts DIN Type Fuse Links, Size 1, Switchboard Mounted | FUSECO | FUSECO POWER SOLUTIONS PTY LTD | NH1-3DS | Active | 1
2466399 | CABLE,POWER,ELECTRICAL | Flexible, 0.6/1kV, 1C, 70mm2 (980/0.30) Cu/X-HF-90/HFS-90-TP, 100m Wood Drum, JTS 03-01-08 | MIDLAND | MIDLAND METALS OVERSEAS PTE LTD | MMO-1X70 CU XHF HFS | Active | 1
2459832 | SPLICE ENCLOSURE,FIBRE OPTIC | FOSC-400D5, Closure Joint Box, 710mm c/w Dome Base, Clamp, O-Ring, Splice Tray, Oval Port Heat Shrink Sealing Kit | OPTICAL | OPTICAL FIBRE SYSTEMS PTY LTD | FOSC400-D5-72-1-NNV-S6073 | Active | 1
21863 | SLING,ENDLESS | Synthetic Endless Round Sling, 32kN WLL 400kg, Polyester Webbing, 1.5m Lg, Red Colour | HGHTDYNM | HEIGHT DYNAMICS | 1.5M LG RED | Active | 1
4003 | PLATE,BLANKING | Type 2U-BL 2H, 19" Rack Blanking Plate 2U | B&R | B&R ENCLOSURES PTY LTD | XB-586135/33 | Active | 5
4004 | PLATE,BLANKING | Type 3U-BL, 19" Rack Blanking Plate 3U | B&R | B&R ENCLOSURES PTY LTD | XB-586135/34 | Active | 5
3329 | PRINTED CIRCUIT BOARD | Power Interface Board Inverter Array, St George STATCOM | AMSC | AMSC AUSTRALIA PTY LTD | 7651605 | Active | 1
3273 | TERMINAL BLOCK | I-Core Fingers, St George STATCOM | AMSC | AMSC AUSTRALIA PTY LTD | 16279 | Active | 5
3273 | TERMINAL BLOCK | I-Core Fingers, St George STATCOM | AMSC | AMSC AUSTRALIA PTY LTD | 16279 | Active | 1
30029 | CONNECTOR ASSEMBLY,ELECTRICAL | Compression Bus to 4-Hole Palm Expansion c/w Earth Stirrup, suit 100mm Busbar | ADAPTAUS | ADAPT AUSTRALIA PTY LTD | PLKM8992D100E2 | Active | 1
3295 | CONTACT,ELECTRICAL | 4 NO/NC 240V AC, 6A, Breaker Module CB Part, Aux Contacts, St George STATCOM | AMSC | AMSC AUSTRALIA PTY LTD | 16345 | Active | 5
3295 | CONTACT,ELECTRICAL | 4 NO/NC 240V AC, 6A, Breaker Module CB Part, Aux Contacts, St George STATCOM | AMSC | AMSC AUSTRALIA PTY LTD | 16345 | Active | 1
30024 | CONNECTOR ASSEMBLY,ELECTRICAL | Bus to 4 Hole Palm c/w Earth Stirrup, suit 100mm Busbar | ADAPTAUS | ADAPT AUSTRALIA PTY LTD | PLKM8993D100EA | Active | 1
30027 | CONNECTOR ASSEMBLY,ELECTRICAL | Compression End Cap c/w 4 x Hole Palm, suit 50mm Busbar | ADAPTAUS | ADAPT AUSTRALIA PTY LTD | PLKM1850D050E | Active | 1
3299 | FAN,CIRCULATING | Re-circulation Fan, St George STATCOM | AMSC | AMSC AUSTRALIA PTY LTD | 14714 | Active | 5
3299 | FAN,CIRCULATING | Re-circulation Fan, St George STATCOM | AMSC | AMSC AUSTRALIA PTY LTD | 14714 | Active | 1
3320 | PRINTED CIRCUIT BOARD | CAN 4 Port, Bus I/F Spider BD, St George STATCOM | AMSC | AMSC AUSTRALIA PTY LTD | 16369 | Active | 1
3325 | PRINTED CIRCUIT BOARD | General Analog Conv Board, St George STATCOM | AMSC | AMSC AUSTRALIA PTY LTD | 7651680 | Active | 1
3326 | PRINTED CIRCUIT BOARD | Humidity Sense Board, St George STATCOM | AMSC | AMSC AUSTRALIA PTY LTD | 7651670 | Active | 1
2495307 | COVER | Ormazabal RMU, 1 x Large Cover, 2 x Small Covers, Fixing Strips & Bolts | NTHSPEC | NORTHERN SPECIALISED ELECTRICAL | ERGTXSHR-001 | Active | 5
24179 | LOCKOUT DEVICE | Lock, Handle & Hasp, 3 Point Locking System, c/w S/Steel Rods, S/Steel Handle S/Steel Lock & Hasp, for Padmount Transformers (Rect & Sq) | WILSON | WILSON TRANSFORMER CO. PTY LTD | 3PT LOCKING SET | Active | 1
3300 | FILTER,HARMONIC | Air Filter, Perfect Pleat 2'', St George & Cape River East STATCOM | AMSC | AMSC AUSTRALIA PTY LTD | 17349 | Active | 5
3300 | FILTER,HARMONIC | Air Filter, Perfect Pleat 2'', St George & Cape River East STATCOM | AMSC | AMSC AUSTRALIA PTY LTD | 17349 | Active | 1
3348 | SOLENOID,ELECTRICAL | GE CB Module, Aux Remote Close, St George STATCOM | AMSC | AMSC AUSTRALIA PTY LTD | 16394 | Active | 1
140886 | FUSE,CARTRIDGE | 500V AC, HRC DIN Type Size 2, 315A, ETS 12-02-01 Group E (scm) | FUSECO | FUSECO POWER SOLUTIONS PTY LTD | NH2F-315 | Active | 5
156576 | TERMINATION KIT,ELECTRICAL CABLE | Outdoor, for 22kV, 3 Core, 35mm2, XLPE Insulated Cable Termination, suit IIN1636259 | GILBERT | GILBERT LODGE AUSTRALIA PTY LTD | EPKT24B3XOH3 | Active | 1
154672 | JOINT,ELECTRICAL POWER CABLE | 22kV, 1C, 95 to 240mm2, Al or Cu XLPE Screen Cable, Heatshrink, w/out Links | GILBERT | GILBERT LODGE AUSTRALIA PTY LTD | EPKJ24C1X1XU | Active | 1
140835 | FUSE,CARTRIDGE | 500V AC, HRC DIN Type Size 1, 125A, ETS 12-02-01 Group E (scm) | FUSECO | FUSECO POWER SOLUTIONS PTY LTD | NH1F-125 | Active | 5
124554 | FUSE,CARTRIDGE | 415V AC, HRC Cartridge JS Type, 400A, 2 Hole Bolt-in Slotted Centre Tags, 92mm Fixing Centres Wedge Type Carrier | FUSECO | FUSECO POWER SOLUTIONS PTY LTD | JSU400 | Active | 5
105027 | HOLDER,CUTTING TOOL | Socket Tooth to suit Post Hole Digger | NDE | NATIONAL DRILLING EQUIPMENT | AUGD1060 | Active | 1
418325 | SHACKLE | Bow, Galv, 70kN, 16mm Bolt & Nut C/W Humpback Split Pin, ETS 01-01-01 Dwg 01-07-01 (scm) (P30) | GREGSF | GREG SEWELL FORGINGS PTY LTD | 418325 | Active | 1
418325 | SHACKLE | Bow, Galv, 70kN, 16mm Bolt & Nut C/W Humpback Split Pin, ETS 01-01-01 Dwg 01-07-01 (scm) (P30) | THEWMCCA | TMAC THEW & MCCANN GROUP | AUSPOW705B | Active | 2
418325 | SHACKLE | Bow, Galv, 70kN, 16mm Bolt & Nut C/W Humpback Split Pin, ETS 01-01-01 Dwg 01-07-01 (scm) (P30) | TEN | THE ENERGY NETWORK (AUST) PTY LTD | S07001AUSPOWER705B | Active | 2
418325 | SHACKLE | Bow, Galv, 70kN, 16mm Bolt & Nut C/W Humpback Split Pin, ETS 01-01-01 Dwg 01-07-01 (scm) (P30) | BRITECH | BRI-TECH PTY LTD | S70AE | Active | 2
418287 | SHACKLE | 13mm Body Dia, 16mm Pin Dia, Large Dee, Galv Mild Steel, Tested & Stamped with SWL, AS B278-1968 | BLKWOODJ | J BLACKWOOD & SONS LIMITED | 4971407 | Active | 1
455956 | PIN,INSULATOR | M16, B/100/3.5 x 140mm, ETS 01-01-01, Dwg 01-06-01 (P25) (scm) | GREGSF | GREG SEWELL FORGINGS PTY LTD | 455956 | Active | 1
456006 | PIN,INSULATOR | M20, C/150/7 x 165mm, ETS 01-01-01 Typical Dwg 01-06-02 (P10) | GREGSF | GREG SEWELL FORGINGS PTY LTD | 456006 | Active | 1
168535 | CULVERT BOX | Concrete, 1.9 Tonne, 11kV Padmount Substation Support (scm) | TRI UGRD | TRI UNDERGROUND AUSTRALIA PTY LTD | UNICULVERT | Active | 2
168535 | CULVERT BOX | Concrete, 1.9 Tonne, 11kV Padmount Substation Support (scm) | BUNDCNCT | BUNDABERG CONCRETE CASTERS | 929 | Active | 1
184896 | INSULATION SLEEVING,ELECTRICAL | Heat Shrink Tubing, 50/16mm, 2m Lg, Medium Wall, Cable Trifurcation for Elastimold Terminations | TECONN | TE CONNECTIVITY LTD | MWTM-50/16-150/U(S50) | Active | 1
184896 | INSULATION SLEEVING,ELECTRICAL | Heat Shrink Tubing, 50/16mm, 2m Lg, Medium Wall, Cable Trifurcation for Elastimold Terminations | PLP | PREFORMED LINE PRODUCTS (AUST) | CPA-SRH2-056-016-2000 | Active | 2
184896 | INSULATION SLEEVING,ELECTRICAL | Heat Shrink Tubing, 50/16mm, 2m Lg, Medium Wall, Cable Trifurcation for Elastimold Terminations | GILBERT | GILBERT LODGE AUSTRALIA PTY LTD | MWTM50/16A/U2060 | Active | 2
477372 | SPLICE,CONDUCTOR | Preformed, FT, 3/4/1.75 ACSR, Colour Code Purple (P70) | PLP | PREFORMED LINE PRODUCTS (AUST) | AFS-053 | Active | 1
482791 | THIMBLE | 16mm, Open Ended, ETS 01-01-01 Dwg 01-14-01 (P50) (scm) | GREGSF | GREG SEWELL FORGINGS PTY LTD | 482791 | Active | 1
711312 | COUNTER,ELECTRICAL | Surge Counter, TS PS7/017/SE/84 Rev A | HELTYTON | HELLERMANN TYTON | SC12 | Active | 1
860554 | TRANSFORMER,DISTRIBUTION | Padmount, 11kV, 750kVA, 3 Ph (Rect) LV Switchgear & No HV Switchgear, JTS 02-02-01 Item 7 (scm) | WILSON | WILSON TRANSFORMER CO. PTY LTD | 881-0638-11-AA | Active | 1
474719 | SLEEVE,COMPRESSION | NT, 25mm2/16mm2, Cu, ABC, Hex Die A/F 14.0mm (scm) (P100) | SICAME | SICAME AUSTRALIA PTY LTD | MJPB25-16 | Active | 1
1104682 | OUTREACH ARM | Extension Major Road, 1.5m, Galv Steel, MA7 c/w 2 x M6x60mm S/Steel Bolt, 2 x M6 Nylok Nuts & 2 x M6 Washers, EQTS 05-02-01, Dwg 05-02-07 (scm) | IUPOLE | INTERNATIONAL UTILITY POLES PTY LTD | EX-16824 | Active | 2
1104682 | OUTREACH ARM | Extension Major Road, 1.5m, Galv Steel, MA7 c/w 2 x M6x60mm S/Steel Bolt, 2 x M6 Nylok Nuts & 2 x M6 Washers, EQTS 05-02-01, Dwg 05-02-07 (scm) | INGAL | INGAL EPS | GEX16824 | Active | 2
1104682 | OUTREACH ARM | Extension Major Road, 1.5m, Galv Steel, MA7 c/w 2 x M6x60mm S/Steel Bolt, 2 x M6 Nylok Nuts & 2 x M6 Washers, EQTS 05-02-01, Dwg 05-02-07 (scm) | GMPOLES | GM POLES PTY LTD | SL O/R EXTN 1.5 | Active | 1
4008 | PLATE,BLANKING | Type 4U-BL, 19" Rack Blanking Plate 4U | B&R | B&R ENCLOSURES PTY LTD | XB-586135/35 | Active | 5
4011 | PLATE,BLANKING | Type 6U-BL, 19" Rack Blanking Plate 6U | B&R | B&R ENCLOSURES PTY LTD | XB-586135/36 | Active | 5
4017 | PLATE,BLANKING | Type S3-4U-BL, 19" Rack Blanking Plate 4U, High Size 3 | B&R | B&R ENCLOSURES PTY LTD | XB-586135/39 | Active | 5
4020 | PLATE,BLANKING | Type S8-4U-BL, 19" Rack Blanking Plate 4U, High Size 8 | B&R | B&R ENCLOSURES PTY LTD | XB-586135/42 | Active | 5
2486371 | PLATE,BLANKING | 19" Rack Blanking plate 4U, 24c ASEA Equipment Frame, 166mm W | B&R | B&R ENCLOSURES PTY LTD | XB-586135/61 | Active | 5
30359 | CONTROL,ROTARY SWITCH | SCADA, 3 Pole, 48 x 48mm, Black Handle, Engraving AU9304N: Off-On, S0 F990/A10/-P1L, suit ZSS CB Control Schematics | KRSNMR | KRAUS & NAIMER (MANUFACTURER) | CH10 AU601611 E AUS0010 | Active | 1
2494581 | DISPLAY UNIT | LG Monitor, 23.8" FHD 1920 x 1080 IPS Display, 19VDC Input Supply, HDMI Input, No Audio, No Headphone Out, Desk Stand & VESA Mount, NOT FOR OFFICE USE | LG | LG ELECTRONICS | 24MQ400-B | Active | 5
2494599 | INTERFACE UNIT,COMPUTER | USB Audio Adapter, Input USB2.0, Output 3.5mm Stereo Jack Headset & Mic, 42 x 28 x 10mm, for HMI Client PC Alarm Annunciation, NOT FOR OFFICE USE | VOLANS | VOLANS | VL-UA01 | Active | 5
2494607 | DRONE | DJI Mini4 Pro Flymore Combo, <250g, SanDisk Extreme Pro microSD 128GB, EQL Skin, UGREEN Nexode 35W 2-port Fast charger, DJI RC Screen Protector | UAVME | UAV ME (DRONE SPECIALISTS) | ERG-001 | Active | 1
2494607 | DRONE | DJI Mini4 Pro Flymore Combo, <250g, SanDisk Extreme Pro microSD 128GB, EQL Skin, UGREEN Nexode 35W 2-port Fast charger, DJI RC Screen Protector | D1STORE | D1 STORE PTY LTY (FOR DJI TECH CO) | DJIMINI4PRORC2C | Active | 2
2495182 | TERMINAL BLOCK | URTK/S Test Disconnect Terminal Block, with 2 Test Sockets for 4mm Test Plugs, or for Receiving Bridge Bars or Screw Bridges, Nom Voltage: 400V, Nom Current: | PHOENIX | PHOENIX CONTACT PTY LTD | 311087 | Active | 1
2495208 | PARTITION,TERMINAL BLOCK | TS-RTK - Partition Plate, 0.8 x 72 mm, Grey | PHOENIX | PHOENIX CONTACT PTY LTD | 310211 | Active | 1
3327 | PRINTED CIRCUIT BOARD | PC-104 Board, CPU, EBX, Hercules PCB, St George STATCOM | AMSC | AMSC AUSTRALIA PTY LTD | 16662 | Phasing | 1
3346 | RESISTOR ASSEMBLY | 2 High, St George STATCOM | AMSC | AMSC AUSTRALIA PTY LTD | 6302428 | Active | 1
2435907 | CONNECTOR ELBOW | Set of 3, 630A, Bolted, suit 11kV 1 Core 25-120mm2 XLPE Cable, Shear Bolt Connectors, for Areva HV Switchgear (scm) | SICAME | SICAME AUSTRALIA PTY LTD | CST630 11 2435907 | Active | 1
2435907 | CONNECTOR ELBOW | Set of 3, 630A, Bolted, suit 11kV 1 Core 25-120mm2 XLPE Cable, Shear Bolt Connectors, for Areva HV Switchgear (scm) | TECONN | TE CONNECTIVITY LTD | RSTI-ERG41 | Active | 2
3304 | FILTER,HARMONIC | Fused, 600V, 1A, St George STATCOM | AMSC | AMSC AUSTRALIA PTY LTD | 16670 | Active | 1
3313 | POWER SUPPLY | DC/DC, 24V DC - 12V DC, 200W, St George STATCOM | AMSC | AMSC AUSTRALIA PTY LTD | 16380 | Active | 1
3288 | CIRCUIT BREAKER | MCB, 9-12A w/o Aux Contacts, St George STATCOM | AMSC | AMSC AUSTRALIA PTY LTD | 16359 | Active | 5
3288 | CIRCUIT BREAKER | MCB, 9-12A w/o Aux Contacts, St George STATCOM | AMSC | AMSC AUSTRALIA PTY LTD | 16359 | Active | 1
3349 | SWITCH,FUSED | 400A, Size SQB2, 690/700V AC, Indicator, Harmonic Filter, St George Statcom & Cape River East StatCom | AMSC | AMSC AUSTRALIA PTY LTD | 16926 | Active | 5
3349 | SWITCH,FUSED | 400A, Size SQB2, 690/700V AC, Indicator, Harmonic Filter, St George Statcom & Cape River East StatCom | AMSC | AMSC AUSTRALIA PTY LTD | 16926 | Active | 1
3344 | RELAY,ELECTROMAGNETIC | 4 Ch 12-250V AC, 3A, OPTO-22 Snap-OAC5-I, St George STATCOM | AMSC | AMSC AUSTRALIA PTY LTD | 16337 | Active | 1
3355 | TRANSFORMER | 120VAC, LV, Re-circulating Fans, St George STATCOM | AMSC | AMSC AUSTRALIA PTY LTD | 16481 | Active | 1
2400457 | TIMBER,HARDWOOD | Untreated, 200 x 100 x 20mm, Type MT4 Hardwood, NQ Dwg 10/13 | DALEMYRS | DALE & MEYERS OPERATIONS PTY LTD | XARM2400457 | Active | 1
2400466 | TIMBER,HARDWOOD | Undrilled, 1800 x 75 x 50mm, Hardwood Dressed 1 only 75mm, Face, NQ Dwg 10/59 | DALEMYRS | DALE & MEYERS OPERATIONS PTY LTD | XARM2400466 | Active | 1
3357 | TRANSFORMER | Aux Power, St George STATCOM | AMSC | AMSC AUSTRALIA PTY LTD | 16584 | Active | 1
2474856 | NETWORK SWITCH | Ethernet Switch, 16 Port, 10/100/1000BaseT/TX Unmanaged PoE+ Switch Plus 2-1000BaseSFP Port, Cape River East StatCom | AMSC | AMSC AUSTRALIA PTY LTD | 2001016 | Active | 5
2474856 | NETWORK SWITCH | Ethernet Switch, 16 Port, 10/100/1000BaseT/TX Unmanaged PoE+ Switch Plus 2-1000BaseSFP Port, Cape River East StatCom | AMSC | AMSC AUSTRALIA PTY LTD | 2001016 | Active | 1
2474864 | POWER SUPPLY | AC/DC, 85-264V AC, 90-350V DC Input, 24V DC Output, 10A, Cape River East StatCom | AMSC | AMSC AUSTRALIA PTY LTD | 2000418 | Active | 1
2474864 | POWER SUPPLY | AC/DC, 85-264V AC, 90-350V DC Input, 24V DC Output, 10A, Cape River East StatCom | AMSC | AMSC AUSTRALIA PTY LTD | 2000418 | Active | 5
2474872 | POWER SUPPLY | Converter DC/DC, 19-36V DC Input, 5V DC Single Output, 100W, Cape River East StatCom | AMSC | AMSC AUSTRALIA PTY LTD | 2000381 | Active | 5
2474872 | POWER SUPPLY | Converter DC/DC, 19-36V DC Input, 5V DC Single Output, 100W, Cape River East StatCom | AMSC | AMSC AUSTRALIA PTY LTD | 2000381 | Active | 1
2474880 | POWER SUPPLY | Converter DC/DC, 19-36V DC Input, 12V DC Single Output, 200W, Cape River East StatCom | AMSC | AMSC AUSTRALIA PTY LTD | 2000467 | Active | 5
2474880 | POWER SUPPLY | Converter DC/DC, 19-36V DC Input, 12V DC Single Output, 200W, Cape River East StatCom | AMSC | AMSC AUSTRALIA PTY LTD | 2000467 | Active | 1
3384 | ARRESTER,ELECTRICAL SURGE | Type ABB MWK10, 11kV, for N15kV, 12.5kA Recloser | NULEC | NU-LEC INDUSTRIES PTY LTD | 990000505 | Active | 1
3569 | ARRESTER,ELECTRICAL SURGE | LCD3, 245kV, 1Ph SA, Porcelain, Grey, w/out Insulation Base, EE Dwg 1035802 | ABBAUST | ABB AUSTRALIA PTY LTD | EXLIM Q198-EV245 | Active | 1
3814 | ARRESTER,ELECTRICAL SURGE | Model HE15, 12.7kV, 1Ph, w/out Socket, Outdoor, suit Landis & Gyr Tight Coupled AFLC, ETS 2011/0363/T(9a) | LANDIS | LANDIS GYR (AUST) PTY LTD | 171.340.00015 | Active | 1
3815 | ARRESTER,ELECTRICAL SURGE | Model HE18, 15.3kV, 1Ph, w/out Socket, Outdoor, suit Landis & Gyr Tight Coupled AFLC, ETS 2011/0363/T(9b) | LANDIS | LANDIS GYR (AUST) PTY LTD | 171.340.00018 | Active | 1
1104685 | OUTREACH ARM | Major Road, 3.0m Single, Galv Steel, MA6, EQTS 05-02-01, Dwg 05-02-07 (scm) | IUPOLE | INTERNATIONAL UTILITY POLES PTY LTD | EX-5750 | Active | 2
1104685 | OUTREACH ARM | Major Road, 3.0m Single, Galv Steel, MA6, EQTS 05-02-01, Dwg 05-02-07 (scm) | INGAL | INGAL EPS | XORMS3 | Active | 2
1104685 | OUTREACH ARM | Major Road, 3.0m Single, Galv Steel, MA6, EQTS 05-02-01, Dwg 05-02-07 (scm) | GMPOLES | GM POLES PTY LTD | OC C30S | Active | 1
1251014 | CONNECTOR BODY,PLUG,ELECTRICAL | Switch, Plug In, suit Electronic Ripple Control Receiver, ETS: SS6-2.1 Item 3 (P10) | LANDIS | LANDIS GYR (AUST) PTY LTD | 316.071.00000 1251014 | Active | 1
1251014 | CONNECTOR BODY,PLUG,ELECTRICAL | Switch, Plug In, suit Electronic Ripple Control Receiver, ETS: SS6-2.1 Item 3 (P10) | ENERMET | ENERMET PTY LTD (MANUFACTURER) | RORTC1270009 | Active | 2
924058 | POLE,PUBLIC LIGHTING,METAL | Estate Minor Road, 4.5m, Base Plate Mounted, 350 PCD Bolt Spacing, Bottle Green, EQTS 05-02-01, Dwg 05-02-12 (scm) | GMPOLES | GM POLES PTY LTD | EST-04.5-GR | Active | 2
924058 | POLE,PUBLIC LIGHTING,METAL | Estate Minor Road, 4.5m, Base Plate Mounted, 350 PCD Bolt Spacing, Bottle Green, EQTS 05-02-01, Dwg 05-02-12 (scm) | IUPOLE | INTERNATIONAL UTILITY POLES PTY LTD | EX-15530 | Active | 2
924058 | POLE,PUBLIC LIGHTING,METAL | Estate Minor Road, 4.5m, Base Plate Mounted, 350 PCD Bolt Spacing, Bottle Green, EQTS 05-02-01, Dwg 05-02-12 (scm) | INGAL | INGAL EPS | GEX15530 | Active | 1
1703395 | BOLT,MACHINE | M12 x 180mm, Hex, Galv c/w Galv Hex Nut, Aust Std (P50) | THEBLTPL | THE BOLT PLACE | 1703395 | Active | 1
1631186 | CABLE,POWER,ELECTRICAL | Control, U/G, 0.6/1kV, 12C, 4mm2 Cu, PVC Insulated/Screen/PVC Sheath (7/0.85) Metre Marked, CTS PS16/007/SE/82 (500m Drum) | OLEX | OLEX AUSTRALIA PTY LTD | BPMP09SB012CXWW | Active | 1
1703018 | BOLT,MACHINE | M10 x 180mm, Hex, Galv c/w Galv Hex Nut, Aust Std (P50) | THEBLTPL | THE BOLT PLACE | 1703018 | Active | 1
1704642 | BOLT,MACHINE | M20 x 400mm, Hex, Galv c/w Galv Hex Nut, Aust Std (P10) (scm) | BOLTMAST | BOLTMASTERS | IMHM400G | Active | 2
1704642 | BOLT,MACHINE | M20 x 400mm, Hex, Galv c/w Galv Hex Nut, Aust Std (P10) (scm) | GREGSF | GREG SEWELL FORGINGS PTY LTD | 1704642 | Active | 1
1704677 | BOLT,MACHINE | M20 x 450mm, Hex, Galv c/w Galv Hex Nut, Aust Std (P10) (scm) | BOLTMAST | BOLTMASTERS | IMHM450G | Active | 2
1704677 | BOLT,MACHINE | M20 x 450mm, Hex, Galv c/w Galv Hex Nut, Aust Std (P10) (scm) | GREGSF | GREG SEWELL FORGINGS PTY LTD | 1704677 | Active | 1
1712971 | BOLT,EYE | M20 x 250mm, 40mm ID Eye, Galv Steel, ISO-M, 98kN Min Fail Load c/w Galv Hex Nut, Dwg 01-02-02, Pack of 15 | GREGSF | GREG SEWELL FORGINGS PTY LTD | 1712971 | Active | 1
1704715 | BOLT,MACHINE | M20 x 550mm, Hex, Galv c/w Galv Hex Nut, Aust Std (P10) (scm) | BOLTMAST | BOLTMASTERS | IMHM550G | Active | 2
1704715 | BOLT,MACHINE | M20 x 550mm, Hex, Galv c/w Galv Hex Nut, Aust Std (P10) (scm) | GREGSF | GREG SEWELL FORGINGS PTY LTD | 1704715 | Active | 1
1705444 | BOLT,MACHINE | M24 x 300mm, Hex, Galv c/w Galv Hex Nut, Aust Std (P10) | GREGSF | GREG SEWELL FORGINGS PTY LTD | 1705444 | Active | 1
1425518 | WIRE,ELECTRICAL | Conductor Aerial, SC/GZ, 3/2.75mm, 3100m Wood Drum, JTS 03-03-01 (scm) | MIDLAND | MIDLAND METALS OVERSEAS PTE LTD | MMO-SC/GZ 3/2.75 | Active | 1
1425518 | WIRE,ELECTRICAL | Conductor Aerial, SC/GZ, 3/2.75mm, 3100m Wood Drum, JTS 03-03-01 (scm) | OLEX | OLEX AUSTRALIA PTY LTD | GALSTEEL 3/2.75;30 | Active | 2
1703851 | BOLT,MACHINE | M16 x 60mm, Hex, Galv c/w Galv Hex Nut, Aust Std (P75) | GREGSF | GREG SEWELL FORGINGS PTY LTD | 1703851 | Active | 1
1703913 | BOLT,MACHINE | M16 x 160mm, Hex, Galv c/w Galv Hex Nut, Aust Std (P50) (scm) | BOLTMAST | BOLTMASTERS | HMHM160G | Active | 2
1703913 | BOLT,MACHINE | M16 x 160mm, Hex, Galv c/w Galv Hex Nut, Aust Std (P50) (scm) | GREGSF | GREG SEWELL FORGINGS PTY LTD | 1703913 | Active | 1
1702887 | BOLT,MACHINE | M10 x 40mm, Hex, Galv c/w Galv Hex Nut, Aust Std (P100) | THEBLTPL | THE BOLT PLACE | 1702887 | Active | 1
1702909 | BOLT,MACHINE | M10 x 60mm, Hex, Galv c/w Galv Hex Nut, Aust Std (P50) | THEBLTPL | THE BOLT PLACE | 1702909 | Active | 1
1704006 | BOLT,MACHINE | M16 x 260mm, Hex, Galv c/w Galv Hex Nut, Aust Std (P25) | GREGSF | GREG SEWELL FORGINGS PTY LTD | 1704006 | Active | 1
1704006 | BOLT,MACHINE | M16 x 260mm, Hex, Galv c/w Galv Hex Nut, Aust Std (P25) | BOLTMAST | BOLTMASTERS | HMHM260G | Active | 2
1713099 | BOLT,EYE | M20 x 500mm, 40mm ID Eye, Galv Steel, ISO-M, 98kN Min Fail Load c/w Galv Hex Nut, Dwg 01-02-02, Pack of 10 | GREGSF | GREG SEWELL FORGINGS PTY LTD | 1713099 | Active | 1
1421032 | WIRE,ELECTRICAL | Conductor Aerial, ACSR/GZ, 6/1/3.75mm, BANANA, Fully Greased, 1900m Steel Drum, JTS 03-03-01 (scm) | MIDLAND | MIDLAND METALS OVERSEAS PTE LTD | MMO-BANANA | Active | 1
1421032 | WIRE,ELECTRICAL | Conductor Aerial, ACSR/GZ, 6/1/3.75mm, BANANA, Fully Greased, 1900m Steel Drum, JTS 03-03-01 (scm) | OLEX | OLEX AUSTRALIA PTY LTD | BANANA | Active | 2
1703818 | BOLT,MACHINE | M16 x 50mm, Hex, Galv c/w Galv Hex Nut, Aust Std (P100) | GREGSF | GREG SEWELL FORGINGS PTY LTD | 1703818 | Active | 1
2456457 | FIXTURE,LIGHTING | 17W Modular LED (L17), 4K, Nostalgia Type 1, Blue/Grey c/w NEMA PE Cell, Bracket to Dwg 05-01-01, Minor Road, EQTS 05-01-02 (scm) | GERARD | GERARD LIGHTING GROUP | LC99BD14L17 | Phasing | 5
2457695 | FIXTURE,LIGHTING | 25W Modular LED (L25), 4K, Nostalgia Type 1, Bottle Green c/w NEMA PE Cell, Bracket to Dwg 05-01-01, Minor Road, EQTS 05-01-02 (scm) | GERARD | GERARD LIGHTING GROUP | LC99BD11L25 | Phasing | 1
2457711 | FIXTURE,LIGHTING | 17W Modular LED (L17), 4K, Nostalgia Type 1, Black c/w NEMA PE Cell, Bracket to Dwg 05-01-01, Minor Road, EQTS 05-01-02 (scm) | GERARD | GERARD LIGHTING GROUP | LC99BD12L17 | Phasing | 1
2457745 | FIXTURE,LIGHTING | 25W Modular LED (L25), 4K, Nostalgia Type 2, Blue/Grey c/w NEMA PE Cell, Bracket to Dwg 05-01-07, Minor Road, EQTS 05-01-02 (scm) | GERARD | GERARD LIGHTING GROUP | LC99BD13L25 | Phasing | 1
2462174 | FIXTURE,LIGHTING | 25W Modular LED (L25), 4K, Nostalgia Type 2, Black c/w NEMA PE Cell, Bracket to Dwg 05-01-07, Minor Road, EQTS 05-01-02 (scm) | GERARD | GERARD LIGHTING GROUP | LC99BD22L25 | Phasing | 5
2495232 | LEAD,ELECTRICAL | Set of 3 x 12.7/22kV 35mm2 Cu XLPE, 8m Lg, 600mm Lg Screen, c/w Type A Termination One End Cut & Cap Other | GILBERT | GILBERT LODGE AUSTRALIA PTY LTD | ERGLEADSET8AC | Active | 5
2401428 | LEAD,ELECTRICAL | Flexible Cable, 0.6/1kV, 1C, 185mm2 Cu, Double Insulated Welding Flex, Black (920/0.51) | OLEX | OLEX AUSTRALIA PTY LTD | BDSE89AA0010MNA | Active | 1
2437390 | POLE,LINE CONSTRUCTION,CONCRETE | 30.0m, 615mm Dia, Base Mounted, Comms Pole | ROCLA | ROCLA PTY LTD | SR3-BM30-615 | Active | 5
2437416 | POLE,LINE CONSTRUCTION,CONCRETE | 35.0m, 765mm Dia, Base Mounted, Comms Pole | ROCLA | ROCLA PTY LTD | SR5-BM35-765 | Active | 5
3268 | CONTROL,TRANSMITTER | SFU-K 303, 120kVA, Indoor Cabinet 2280mm c/w 1 Output, Interference Coil/Filter, Glass Front Door, suit Landis & Gyr Tight Coupled AFLC, ETS 2011/0363/T 2b | LANDIS | LANDIS GYR (AUST) PTY LTD | 170.303.11020 | Phasing | 1
3269 | CELL,COUPLING | Columboola, 33kV, 425Hz, Comprises of 1 x T36/120/425/II R&S Isolating Transformer, 3 x T72 /DK/ 160/ 30.60 Tuning Coils, 6 x Phao 15.23/2.4uF | LANDIS | LANDIS GYR (AUST) PTY LTD | 316.467.03000 | Active | 1
2470318 | TAG,INSTRUCTION | Test Marker, Plastic, Self Adhesive, Black Text on Blue B/Ground, space for Equip ID Number, Serial Number, Tested at 100kV / 300mm, 3 x spaces for Retest | CERTAGS | CERTAGS PTY LTD | 8164 | Active | 5
2478295 | CONVERTER,FREQUENCY,STATIC | 120kVA, 400V, 50Hz, 3 Ph Transmitter, Output Freq 167-1042Hz; 2 Signal Outputs to 2 coupling Cells, Rigid or Loose Coupled EESS-10730-01-0E | MVTECH | MV TECHNOLOGY SOLUTIONS P/L | 250.106.115199 | Active | 1
3816 | ARRESTER,ELECTRICAL SURGE | Model HE21, 17.5kV, 1Ph, w/out Socket, Outdoor, suit Landis & Gyr Tight Coupled AFLC, ETS 2011/0363/T(9c) | LANDIS | LANDIS GYR (AUST) PTY LTD | 171.340.00021 | Active | 1
3819 | ARRESTER,ELECTRICAL SURGE | Model HE30, 25kV, 1Ph, w/out Socket, Outdoor, suit Landis & Gyr Tight Coupled AFLC, ETS 2011/0363/T(9f) | LANDIS | LANDIS GYR (AUST) PTY LTD | 171.340.00030 | Active | 1
701009 | ARRESTER,ELECTRICAL SURGE | 5kA, LV, for Connection to Transformer Bushings c/w M10 Line & Earth Studs, ETS 09-01-01 (scm) | ACCULEC | ACCULEC PTY LTD (303899) | LVSD415V | Active | 1
701009 | ARRESTER,ELECTRICAL SURGE | 5kA, LV, for Connection to Transformer Bushings c/w M10 Line & Earth Studs, ETS 09-01-01 (scm) | BRITECH | BRI-TECH PTY LTD | LN51AA | Active | 2
701009 | ARRESTER,ELECTRICAL SURGE | 5kA, LV, for Connection to Transformer Bushings c/w M10 Line & Earth Studs, ETS 09-01-01 (scm) | AKPOWER | AK POWER SOLUTIONS PTY LTD | LN51AA | Active | 2
701112 | ARRESTER,ELECTRICAL SURGE | 22kV, 10kA, for 3 Wire, 22kV & 12.7kV SWER Systems c/w 700mm Lg, 16mm2 Line End Lead & Cap, ETS 09-01-01 (scm) | ACCULEC | ACCULEC PTY LTD (303899) | OB24A-100STEQ | Active | 2
701112 | ARRESTER,ELECTRICAL SURGE | 22kV, 10kA, for 3 Wire, 22kV & 12.7kV SWER Systems c/w 700mm Lg, 16mm2 Line End Lead & Cap, ETS 09-01-01 (scm) | MVTECH | MV TECHNOLOGY SOLUTIONS P/L | S3EK4 240-1CR4-Z Q97 R59 | Active | 1
701112 | ARRESTER,ELECTRICAL SURGE | 22kV, 10kA, for 3 Wire, 22kV & 12.7kV SWER Systems c/w 700mm Lg, 16mm2 Line End Lead & Cap, ETS 09-01-01 (scm) | SIEMENS | SIEMENS LTD | 3EK4 220-1CR4-Z Q97 P50 R59 | Active | 2
2404889 | ARRESTER,ELECTRICAL SURGE | 60kV, 10kA, Polymeric SD | ABBAUST | ABB AUSTRALIA PTY LTD | MWC48 | Active | 2
2404889 | ARRESTER,ELECTRICAL SURGE | 60kV, 10kA, Polymeric SD | ABBAUST | ABB AUSTRALIA PTY LTD | 7800098 | Active | 1
1705495 | BOLT,MACHINE | M24 x 400mm, Hex, Galv c/w Galv Hex Nut, Aust Std (P10) | GREGSF | GREG SEWELL FORGINGS PTY LTD | 1705495 | Active | 1
1705517 | BOLT,MACHINE | M24 x 450mm, Hex, Galv c/w Galv Hex Nut, Aust Std (P5) (scm) | GREGSF | GREG SEWELL FORGINGS PTY LTD | 1705517 | Active | 1
1728507 | NUT,EYE | M16, Galv, Dwg 01-05-01 (P20) (scm) | STEELWAY | STEELWAY ENGINEERING | M16EYENUT | Active | 2
1728507 | NUT,EYE | M16, Galv, Dwg 01-05-01 (P20) (scm) | GREGSF | GREG SEWELL FORGINGS PTY LTD | 1728507 | Active | 1
1749326 | NUT,PLAIN,HEX | M8, S/Steel Gde 304, Aust Std (P100) | THEBLTPL | THE BOLT PLACE | 1749326 | Active | 1
1705293 | BOLT,MACHINE | M24 x 50mm, Hex, Galv c/w Galv Hex Nut, Aust Std (P25) | GREGSF | GREG SEWELL FORGINGS PTY LTD | 1705293 | Active | 1
1634215 | CABLE,POWER,ELECTRICAL | U/Ground, 0.6/1kV, 1C, 300mm2 Al, XLPE Insulated/PVC Sheath SV90, Metre Marked, AS 3198 | OLEX | OLEX AUSTRALIA PTY LTD | BDBA27AA001CXNA | Active | 1
1703808 | BOLT,MACHINE | M16 x 35mm, Hex, Galv c/w Galv Hex Nut, Aust Std (P100) | GREGSF | GREG SEWELL FORGINGS PTY LTD | 1703808 | Active | 1
2400016 | BOLT,MACHINE | M12 x 350mm, Hex, Galv c/w Galv Hex Nut, Aust Std (P30) | THEBLTPL | THE BOLT PLACE | 2400016 | Active | 1
2400020 | BOLT,MACHINE | M16 x 75mm, Hex, Galv c/w Galv Hex Nut, Aust Std (P50) | GREGSF | GREG SEWELL FORGINGS PTY LTD | 2400020 | Active | 1
2400031 | BOLT,MACHINE | M10 x 40mm, Hex, S/Steel Gde 316 c/w S/Steel Gde 304 Hex Nut, Aust Std (P100) | THEBLTPL | THE BOLT PLACE | 2400031 | Active | 1
2400037 | BOLT,MACHINE | M12 x 500mm, 100mm Lg Min Thread, Hex, Galv Steel c/w Metric Hex Nut, AS1111/AS1112 (P25) | THEBLTPL | THE BOLT PLACE | 2400037 | Active | 1
2400041 | BOLT,EYE | M16 x 180mm, Galv c/w Galv Hex Nut, Dwg 01-01-01, Pack of 25 | GREGSF | GREG SEWELL FORGINGS PTY LTD | 2400041 | Active | 1
1975825 | PUTTY | Scotchfill, 36mm x 1.5m (scm) | 3MAUST | 3M AUSTRALIA PTY LTD | MMMSCOTCHFIL | Active | 5
2400092 | NUT,PLAIN,HEX | 5/32" A/F, Brass (P100) | THEBLTPL | THE BOLT PLACE | 2400092 | Active | 1
2400906 | INSULATION SLEEVING,ELECTRICAL | Heat Shrink Tubing, 63/19mm, 100mm Lg, Medium Wall c/w Sealant | TECONN | TE CONNECTIVITY LTD | MWTM-63/19-1200/S(S10) | Active | 1
2400906 | INSULATION SLEEVING,ELECTRICAL | Heat Shrink Tubing, 63/19mm, 100mm Lg, Medium Wall c/w Sealant | PLP | PREFORMED LINE PRODUCTS (AUST) | CPA-SRH2-063-019-100 | Active | 2
2400906 | INSULATION SLEEVING,ELECTRICAL | Heat Shrink Tubing, 63/19mm, 100mm Lg, Medium Wall c/w Sealant | GILBERT | GILBERT LODGE AUSTRALIA PTY LTD | MWTM63/19100 | Active | 2
2400570 | FUSE LINK,EXPULSION | 5A, Class K, 69kV | NGKSTANG | NGK STANGER PTY LTD | FLGE5 | Active | 1
2400413 | CROSSARM,WOOD | Bare, 1200 x 100 x 75mm, Intermediate (P20) | DALEMYRS | DALE & MEYERS OPERATIONS PTY LTD | XARM2400413 | Active | 1
2400634 | FUSE,CARTRIDGE | 415V AC, HRC Cartridge TKM Type, 250A, 2 Hole Bolt in Centre Tags, 133mm Fixing Centres, ETS 12-02-01 Group C (scm) | FUSECO | FUSECO POWER SOLUTIONS PTY LTD | OTKM250 | Active | 5
2400396 | BEND,ELECTRICAL CONDUIT | 100mm, 45 Deg, 1830mm Rad, UPVC, LD, Orange Elec, AS/NZS 2053.2 (scm) | VINIDEX | VINIDEX PTY LTD | 32010 | Active | 2
2400396 | BEND,ELECTRICAL CONDUIT | 100mm, 45 Deg, 1830mm Rad, UPVC, LD, Orange Elec, AS/NZS 2053.2 (scm) | HAYMANS | HAYMANS ELECTRICAL | FABL1845100 | Active | 1
2400622 | FUSE,CARTRIDGE | 12kV, Full Range, RMU DIN Type, 63A, Barrel 359mm Lg, 76.2mm Dia, End Caps 44mm Lg, 76.2mm Dia c/w Striker Pin to DIN Standard 43625 | COOPER | COOPER ELECTRICAL AUSTRALIA PTY LTD | 12BFGHA63 | Active | 1
24171 | METER | AFLC Meter, "DINGO", for Measuring Audio Frequency Signal Strength on Distribution Networks | THEWMCCA | TMAC THEW & MCCANN GROUP | TM01964 | Active | 2
24171 | METER | AFLC Meter, "DINGO", for Measuring Audio Frequency Signal Strength on Distribution Networks | PENTA | PENTA AUST (TMAC THEW & MCCANN/HYLEC) | PA01964 | Active | 1
2495240 | BRACKET,MOUNTING | Cable Support Arm, 1900mm, 110kV, Hot Dipped Galv, Variable Floor Cleat Cable Support, Arm Only | ENI | ENI INDUSTRIES P/L (MANUFACTURER) | 163804 REV | Active | 1
3297 | DISK DRIVE UNIT,MAGNETIC | Data Acquisition Systems Hard Drive, St George STATCOM | AMSC | AMSC AUSTRALIA PTY LTD | 16216 | Active | 5
3297 | DISK DRIVE UNIT,MAGNETIC | Data Acquisition Systems Hard Drive, St George STATCOM | AMSC | AMSC AUSTRALIA PTY LTD | 16216 | Active | 1
3298 | FAN,CIRCULATING | Exhaust Fan, St George STATCOM | AMSC | AMSC AUSTRALIA PTY LTD | 2000707 | Active | 1
3298 | FAN,CIRCULATING | Exhaust Fan, St George STATCOM | AMSC | AMSC AUSTRALIA PTY LTD | 2000707 | Active | 5
3301 | FILTER,HARMONIC | Air Filter, Varicel, 80%, 6'', St George & Cape River East STATCOM | AMSC | AMSC AUSTRALIA PTY LTD | 16300 | Active | 1
3303 | FILTER,HARMONIC | Fuse, 600V, 1A, Time Delay, Class CC, Bussmann, St George STATCOM MC080 | AMSC | AMSC AUSTRALIA PTY LTD | 1201034 | Active | 1
3305 | FILTER,HARMONIC | Fused, 690/700V, 400A, Square, Size 000, St George STATCOM MC052 | AMSC | AMSC AUSTRALIA PTY LTD | 16879 | Active | 1
3306 | FILTER,HARMONIC | Multistage, 250V AC, 36A, 1Ph, DC-400Hz, St George STATCOM | AMSC | AMSC AUSTRALIA PTY LTD | 16541 | Active | 1
3307 | FUSE,CARTRIDGE | 60A, 600V, LP, Time Delay, Class J, St George STATCOM | AMSC | AMSC AUSTRALIA PTY LTD | 16477 | Active | 1
3309 | FUSE,CARTRIDGE | Bussman Cube, 10A, 600V, Time Delay, St George STATCOM | AMSC | AMSC AUSTRALIA PTY LTD | 16565 | Active | 1
2454635 | PARTS KIT,ELECTRONIC EQUIPMENT | Smart Meter Basic Kit & Bracket Retrofit, to 11kV Padmounted Substations (scm) | WILSON | WILSON TRANSFORMER CO. PTY LTD | 678-7008-02 | Active | 5
2493468 | BLADE,BRUSHCUTTER | Milwaukee, 4 Tooth Brushcutter Blade, suits M18 Fuel Brushcutter M18FBC | C&LTOOL | C&L TOOL CENTRE | MILWA49162757 | Active | 1
2493468 | BLADE,BRUSHCUTTER | Milwaukee, 4 Tooth Brushcutter Blade, suits M18 Fuel Brushcutter M18FBC | MILWAUKE | MILWAUKEE POWER TOOLS | 49162757 | Active | 5
2493450 | CUTTER,WEED,WHIP | Milwaukee, M-18 Fuel, Brushcutter Attachment, suits M18FOPH power Head | C&LTOOL | C&L TOOL CENTRE | MILWAM18FOPHBCA | Active | 1
2493450 | CUTTER,WEED,WHIP | Milwaukee, M-18 Fuel, Brushcutter Attachment, suits M18FOPH power Head | MILWAUKE | MILWAUKEE POWER TOOLS | M18FOPHBCA | Active | 5
30369 | CONNECTOR | Compression, Expansion Termination, suit 50mm Busbar c/w P5 Palm | ADAPTAUS | ADAPT AUSTRALIA PTY LTD | PLKM2901D050 | Active | 1
2493898 | SPLICE ENCLOSURE,FIBRE OPTIC | OTP, OFS-200, 12-Way SC/SCA, Wall Mount, 1x Splice Cass, No Thru Adpts | OPTICAL | OPTICAL FIBRE SYSTEMS PTY LTD | OFS-200-12SSC-B-1 | Active | 5
2493971 | SPLICE ENCLOSURE,FIBRE OPTIC | OTP, OFS-800, 96-Way SC/SCA, Wall Mount, IP Rated, 8x Splice Cass, 100x Splice Prot, No Thru Adpts | OPTICAL | OPTICAL FIBRE SYSTEMS PTY LTD | OFS-CSPN-084 | Active | 5
2494011 | SPLICE ENCLOSURE,FIBRE OPTIC | OTP, OFS-900 FC Kit, 24-Way ST/FC, 1RU, 19" Rack Mount, 2x Splice Cass, 25x Splice Prot, 24x FC Thru Adpts, 24x FC SMOF Pigtails | OPTICAL | OPTICAL FIBRE SYSTEMS PTY LTD | OFS-CSPN-088 | Active | 5
30018 | END CAP | Screwed, suit 100mm Busbar | ADAPTAUS | ADAPT AUSTRALIA PTY LTD | PLKM1350D100 | Active | 1
30019 | END CAP | Screwed, suit 50mm Busbar | ADAPTAUS | ADAPT AUSTRALIA PTY LTD | PLKM1350D050 | Active | 1
2407074 | END CAP | Conduit, 125mm, Orange, PVC, HD Rigid, suit HD & LD Electrical | MMELEC | MM ELECTRICAL MERCHANDISING | PIP125CONCAP | Active | 1
2429702 | ARRESTER,ELECTRICAL SURGE | LDC3, Ur=10kV, Uc=8kV, 10kA, Gapless Metal Oxide c/w Insulated Base for 11kV Effectively Earthed Systems | SIEMENS | SIEMENS LTD | 3EL1 010-1PC31-4XA1 | Phasing | 1
2429702 | ARRESTER,ELECTRICAL SURGE | LDC3, Ur=10kV, Uc=8kV, 10kA, Gapless Metal Oxide c/w Insulated Base for 11kV Effectively Earthed Systems | TYCOELEC | TYCO ELECTRONICS | CP8801-000 | Phasing | 2
2400787 | RACEWAY,NONMETALLIC | Cable & Wiring Duct, Slotted, 2m Lg, 80 x 80mm, PVC, Grey, Vert Mtg c/w Lid | PHOENIX | PHOENIX CONTACT PTY LTD | 3240200 | Active | 1
2400787 | RACEWAY,NONMETALLIC | Cable & Wiring Duct, Slotted, 2m Lg, 80 x 80mm, PVC, Grey, Vert Mtg c/w Lid | LEGRAND | LEGRAND AUSTRALIA (MANUFACTURER) | 6361-17 | Active | 2
2400619 | FUSE,CARTRIDGE | 12kV, HRC RMU Oil Immersed Type, 63A, suits Andelect SDAF3 & L&C GF3 Fuse Switches, Barrel 254mm Lg, 68mm Dia, End Caps 40mm Lg, 63.5mm Dia c/w | COOPER | COOPER ELECTRICAL AUSTRALIA PTY LTD | 12OEFMA63 | Active | 1
2400403 | BEND,ELECTRICAL CONDUIT | 80mm, 45 Deg, 1200mm Rad, UPVC, LD, Orange Elec, AS/NZS 2053.2 | HAYMANS | HAYMANS ELECTRICAL | 80LDELE1200R45B | Active | 1
2400802 | JUNCTION BOX | Pilot Cable 2 Way (Dwg 10/83A & B) | HAYMANS | HAYMANS ELECTRICAL | PCR2819/ALCUG4C | Active | 1
2400629 | FUSE,CARTRIDGE | 12kV, Full Range, RMU DIN Type, Air Insulated,125Amp, Barrel 359mm Lg, 76.2mm Dia, End Caps 44mm Lg, 76.2mm Dia with Striker Pin to DIN Standard 43625 | COOPER | COOPER ELECTRICAL AUSTRALIA PTY LTD | 12AKGHA125 | Active | 1
2400260 | CABLE,POWER,ELECTRICAL | U/Ground, 0.6/1kV, 2C x 4mm2 (7/0.85) Cu/PVC Insulated/Neutral Screen/PVC Sheath/Nylon Jacket, 250m Wood Drum, ETS 03-01-05 | OLEX | OLEX AUSTRALIA PTY LTD | BAGP09SB001CXRD | Active | 2
2400260 | CABLE,POWER,ELECTRICAL | U/Ground, 0.6/1kV, 2C x 4mm2 (7/0.85) Cu/PVC Insulated/Neutral Screen/PVC Sheath/Nylon Jacket, 250m Wood Drum, ETS 03-01-05 | MIDLAND | MIDLAND METALS OVERSEAS PTE LTD | MMO-1KV 2X4CPCUNSP | Active | 1
2400590 | FUSE,CARTRIDGE | 30A, 69kV, Boric Acid Filled, Standard Speed, suit SMD-1A Fuse Mounts | S&C ELEC | S&C ELECTRIC COMPANY | 446030R1 | Active | 5
2400590 | FUSE,CARTRIDGE | 30A, 69kV, Boric Acid Filled, Standard Speed, suit SMD-1A Fuse Mounts | PWRHDIST | POWERHOUSE DISTRIBUTION | PH446030R1 | Active | 1
2400778 | BUSHING,ELECTRICAL CONDUIT | Threaded, Female, 25mm, PVC, Not Weather Proof (P50) | HAYMANS | HAYMANS ELECTRICAL | CLI281F/25GRY | Active | 1
2400778 | BUSHING,ELECTRICAL CONDUIT | Threaded, Female, 25mm, PVC, Not Weather Proof (P50) | HAYMANS | HAYMANS ELECTRICAL | CLI281/25GRY | Active | 2
2400648 | SCREW,COACH | M16 x 130mm, Galv, Aust Std (P25) (scm) | GREGSF | GREG SEWELL FORGINGS PTY LTD | 2400648 | Active | 2
2400648 | SCREW,COACH | M16 x 130mm, Galv, Aust Std (P25) (scm) | BOLTMAST | BOLTMASTERS | HMHS130G | Active | 1
2400889 | COVER,ELECTRICITY SUPPLY PILLAR | Large Green Polyethelyne Link Pillar with Extra Venting (Pallets of 12) (scm) | TYCOELEC | TYCO ELECTRONICS | URDIC65PACKSIZE12 | Active | 1
2400889 | COVER,ELECTRICITY SUPPLY PILLAR | Large Green Polyethelyne Link Pillar with Extra Venting (Pallets of 12) (scm) | DULMISON | DULMISON (AUST) PTY LTD | URDIC65 | Active | 5
2400962 | JOINT,ELECTRICAL POWER CABLE | U/Ground, LV, Splice Kit, Cable Terminal Joint, WYE Epoxy Filled Cables | GILBERT | GILBERT LODGE AUSTRALIA PTY LTD | 3M92-NBB2 | Active | 1
2401612 | TAG,INSTRUCTION | Appliance Test Tag (Cricket Bat Style) Rainbow c/w White Plastic Clip, Pack of 100 | HAYMANS | HAYMANS ELECTRICAL | NESTAR | Active | 1
2400997 | TERMINAL,LUG | Cu Crimp, 2.5mm2, M5 Stud, Conductor (P100) | TYCOELEC | TYCO ELECTRONICS | H1436/100 | Active | 1
2401071 | TERMINAL STRIP | Neutral Link, 5 Double Screw, 8mm2 Dia Tunnels, 1 x 16mm2 Cu Terminal Lug, 1 x 8mm2 Hole (MOQ50) | FLOWLINE | FLOWLINE INDUSTRIES PTY LTD | ESA0046 | Active | 1
2400968 | INSULATION SLEEVING,ELEC,SPEC | Sleeve Bushing HV Right Angle Heat Shrinkable, 50 - 95 mm2 Cable, 3 Per Set | TECONN | TE CONNECTIVITY LTD | RSRB-4044 | Active | 1
2400968 | INSULATION SLEEVING,ELEC,SPEC | Sleeve Bushing HV Right Angle Heat Shrinkable, 50 - 95 mm2 Cable, 3 Per Set | GILBERT | GILBERT LODGE AUSTRALIA PTY LTD | RSRB4044 | Active | 2
2401030 | TERMINAL,LUG | Compression, Al, 120mm, 2 x M10 Bolt Holes, Cast | TYCOELEC | TYCO ELECTRONICS | AHC120M2 | Active | 1
2494300 | CIRCUIT BREAKER | MCB, Acti9, iC60N, 4A, 2 Pole, 415V AC, 125V DC, C-Curve | SCHNEIDR | SCHNEIDER PTY LTD (MANUFACTURER) | A9F44204 | Active | 1
2494433 | END CAP | Busbar Side Cover, Acti9, 2 Pole (P10) | SCHNEIDR | SCHNEIDER PTY LTD (MANUFACTURER) | A9XPE210 | Active | 1
4033 | PLATE,MOUNTING | Type 4U-Relay Frame, 19" Rack Mounting Plate 4U, to fit ASEA, Micom | B&R | B&R ENCLOSURES PTY LTD | XB-586135/51 | Active | 5
3302 | FILTER,HARMONIC | Fuse, St George STATCOM | AMSC | AMSC AUSTRALIA PTY LTD | 16879 | Active | 1
3709 | INVERTER,POWER,STATIC | Sinewave IRM Series c/w C/O, 120V DC, 110V DC, 240V AC, 2500W, 19" Rackmount 3U x 350mm D, E-N Link Pre-changeover via External Junction Box | LATRONIC | LATRONIC SUNPOWER PTY LTD | IRM25120KXC | Active | 1
3879 | INVERTER,POWER,STATIC | 125V DC/240V AC, 1000VA, IRM12120 Inverter, Fan Coolled, in 19" Subrack, ETS EESS-10735-01-0B, 00000015 Item 41 | CENTURY | CENTURY YUASA BATTERIES PTY LTD | 336912 | Active | 1
3879 | INVERTER,POWER,STATIC | 125V DC/240V AC, 1000VA, IRM12120 Inverter, Fan Coolled, in 19" Subrack, ETS EESS-10735-01-0B, 00000015 Item 41 | LATRONIC | LATRONIC SUNPOWER PTY LTD | IRM12120 | Active | 5
3881 | INVERTER,POWER,STATIC | 48V DC/240V AC, 1000VA, IRM1248 Inverter, Fan Coolled, in 19" Subrack, ETS EESS-10735-01-0B, 00000015 Item 43 | CENTURY | CENTURY YUASA BATTERIES PTY LTD | 336906 | Active | 1
3881 | INVERTER,POWER,STATIC | 48V DC/240V AC, 1000VA, IRM1248 Inverter, Fan Coolled, in 19" Subrack, ETS EESS-10735-01-0B, 00000015 Item 43 | LATRONIC | LATRONIC SUNPOWER PTY LTD | IRM1248 | Active | 5
3882 | INVERTER,POWER,STATIC | 32V DC/240V AC, 1000VA, IRM1232 Inverter, Fan Coolled, in 19" Subrack, ETS EESS-10735-01-0B, 00000015 Item 44 | CENTURY | CENTURY YUASA BATTERIES PTY LTD | 336910 | Active | 1
3882 | INVERTER,POWER,STATIC | 32V DC/240V AC, 1000VA, IRM1232 Inverter, Fan Coolled, in 19" Subrack, ETS EESS-10735-01-0B, 00000015 Item 44 | LATRONIC | LATRONIC SUNPOWER PTY LTD | IRM1232 | Active | 5
4164 | INVERTER,POWER,STATIC | Assy, Dual IGBT, Power Pole 3X, Cape River East StatCom | AMSC | AMSC AUSTRALIA PTY LTD | 73000220 | Active | 1
30370 | CONNECTOR | Compression, Splice c/w Earthing Stirrup, suit 50mm Busbar | ADAPTAUS | ADAPT AUSTRALIA PTY LTD | PLK1161D050 | Active | 1
2453827 | CONNECTOR,ELECTRICAL | Type SMA, Cable Plug, Reverse Gender, Nickel Plated, suit RG58C/U Cable | RFIND | RF INDUSTRIES PTY LTD | SMA-104RG | Active | 1
2453926 | CONNECTOR,ELECTRICAL | Type N, Panel Mount Jack, Mounted Bulkhead, Silver Plated, suit RG58 Cable | RFIND | RF INDUSTRIES PTY LTD | N-288 | Active | 1
2463214 | CONNECTOR,ELECTRICAL | 6 Pin Socket, 6 Pole Cable Mount Connector Plug, 6 Shell Size, Female Contacts, Push-Pull Mating, IP68, Hino JO8 Electrical Parts | EPDE | ELECTRO-POWER AND DATA EQUIPMENT P/L | HD16-6-96S | Active | 1
2463289 | CONNECTOR,ELECTRICAL | 31 Pin, 31 Pole Bulkhead Mount Connector Socket, 24 Shell Size, Male Contacts, Bayonet Mating, IP67, Thin Wall Wire Seal, Grey Ring, IP67, Hino JO8 | EPDE | ELECTRO-POWER AND DATA EQUIPMENT P/L | HDP24-24-31PT | Active | 1
2463305 | CONNECTOR,ELECTRICAL | Weather-Pack Series, 3-Way Cable Mount Plug, Male Connector, Nylon, Hino JO8 Electrical Parts | EPDE | ELECTRO-POWER AND DATA EQUIPMENT P/L | 12010717 | Active | 1
2463313 | CONNECTOR,ELECTRICAL | Weather-Pack Series, 3-Way Cable Mount Socket, Female Connector, Nylon, Hino JO8 Electrical Parts | EPDE | ELECTRO-POWER AND DATA EQUIPMENT P/L | 12015793 | Active | 1
2463354 | CONNECTOR,ELECTRICAL | Weather-Pack Series, 2-Way Cable Mount Plug, Male Connector, Nylon, Black, Max 20A, Hino JO8 Electrical Parts | EPDE | ELECTRO-POWER AND DATA EQUIPMENT P/L | 12010973 | Active | 1
21811 | TAPE,INSULATION,ELECTRICAL | 3M Super 33+ Premium Vinyl, Black, 19mm x 20m, UV Resistant, Flame Retardant, for Indoor & Outdoor use | 3MAUST | 3M AUSTRALIA PTY LTD | 80611207012 | Active | 5
21811 | TAPE,INSULATION,ELECTRICAL | 3M Super 33+ Premium Vinyl, Black, 19mm x 20m, UV Resistant, Flame Retardant, for Indoor & Outdoor use | BLKWOODJ | J BLACKWOOD & SONS LIMITED | 659008 | Active | 2
21811 | TAPE,INSULATION,ELECTRICAL | 3M Super 33+ Premium Vinyl, Black, 19mm x 20m, UV Resistant, Flame Retardant, for Indoor & Outdoor use | GILBERT | GILBERT LODGE AUSTRALIA PTY LTD | 3M33PLUS-20 | Active | 1
2494227 | CLAMP,SUSPENSION | Armour Grip c/w Structural Rods & Earth, suit 9.6mm SFPOC/SFSJ-12509 OPGW | MOSGRAPH | MOSDORFER GRAPH | KMHY01E238 | Active | 1
2494318 | CIRCUIT BREAKER | MCB, Acti9, iC60N, 6A, 2 Pole, 415V AC, 125V DC, C-Curve | SCHNEIDR | SCHNEIDER PTY LTD (MANUFACTURER) | A9F44206 | Active | 1
2494391 | CIRCUIT BREAKER | MCB, Acti9, iC60N, 63A, 2 Pole, 415V AC, 125V DC, C-Curve | SCHNEIDR | SCHNEIDER PTY LTD (MANUFACTURER) | A9F44263 | Active | 1
2494508 | TERMINAL BLOCK | UT4, Feed-through, 32A Nom, 1000V, Rated 4mm2 Cross Section, 0.14mm2-6mm2 Cross Section, 2 Connections, Screw Connection, Grey, Pack of 50 | PHOENIX | PHOENIX CONTACT PTY LTD | 3044102 | Active | 1
2494557 | LIGHT EMITTING DIODE | Indicator Lamp, Single Chip, Green, 48V AC/DC, BA9s, MBC, for Network Connection Skid | RSPRO | RS PRO COMPONENTS PTY LTD | 210-642 | Active | 1
18083 | BASE,RELAY | Screw Terminal, 28 Female Contacts, Plug-In Conn Terminals, DIN Rail Mount, for Smitt Relay Type D8-R, Pack of 4 | RMSPROD | RMS PRODUCTS (RELAY MONITORING SYSTEMS) | V93 | Active | 1
23785 | LEAD,TEST | Extension Reel, Green & Yellow, 100m Cable Earth Test Reel, PTE-004 | PACTEST | PACIFIC TEST EQUIPMENT P/L | PTE-004/GEEN & YELLOW | Active | 1
2469690 | FIXTURE,LIGHTING | 17W StreetLED MkIII (L17) 4K c/w NEMA PE Cell, Minor Road, EQTS 05-01-02 (scm) | GERARD | GERARD LIGHTING GROUP | JLC99BD01L17 | Phasing | 1
2449262 | ARRESTER,ELECTRICAL SURGE | Sheath Voltage Limiter, 1.5kV, 20kA, Outdoor, Porcelain Housing | AKPOWER | AK POWER SOLUTIONS PTY LTD | 30844 | Active | 1
2449270 | ARRESTER,ELECTRICAL SURGE | Sheath Voltage Limiter, 3.0kV, 20kA, Outdoor, Porcelain Housing | AKPOWER | AK POWER SOLUTIONS PTY LTD | 30634 | Active | 1
2449288 | ARRESTER,ELECTRICAL SURGE | Sheath Voltage Limiter, 4.5kV, 20kA, Outdoor, Porcelain Housing | AKPOWER | AK POWER SOLUTIONS PTY LTD | 30651 | Active | 1
2401330 | CLEVIS,THIMBLE | Galv, 70kN c/w Forged Clevis Pin & Stainless Humpback Pin (P20) (scm) | MACLEAN | MACLEAN POWER SYSTEMS | CTHI-1850 | Active | 1
2400953 | TERMINATION KIT,ELECTRICAL CABLE | Indoor, HV HS 300mm2 Belted or Screened, 3 Core PLYSWS c/w Solvent Wipes, (Less the Bushing Seeves) | GILBERT | GILBERT LODGE AUSTRALIA PTY LTD | RAYEPKT17D3MIH2 | Active | 1
2401382 | CABLE,POWER,ELECTRICAL | U/Ground, 0.6/1kV, 4C, 300mm2 Al, XLPE Insulated | OLEX | OLEX AUSTRALIA PTY LTD | XDDA27AA004CXAA | Active | 1
2401108 | SPLICE,CONDUCTOR | Preformed, FT, 19/2.75 HDBC, Colour Code White (P5) | PLP | PREFORMED LINE PRODUCTS (AUST) | CFS-138 | Active | 1
2401584 | COVER & GUARD,ELECTRICAL CONNECTOR | Shroud Gland, Flexible PVC 93mm, Nom Id | OLEX | OLEX AUSTRALIA PTY LTD | UYAA831AA014 | Active | 2
2401584 | COVER & GUARD,ELECTRICAL CONNECTOR | Shroud Gland, Flexible PVC 93mm, Nom Id | OLEX | OLEX AUSTRALIA PTY LTD | YAA831AA014AAAA | Active | 1
2401063 | SPLICE,CONDUCTOR | Sleeve Compression, 240mm2 Al, Hex Jointing, 90 Deg Sector for Solid | TYCOELEC | TYCO ELECTRONICS | AK4HR240S/1 | Active | 1
2402013 | TRANSFORMER,DISTRIBUTION | Pole Mount, 33kV, 200kVA, 3 Ph (scm) | WILSON | WILSON TRANSFORMER CO. PTY LTD | 874-0619-11 | Active | 1
2401891 | ARRESTER,ELECTRICAL SURGE | 33kV, 10kA, for 19.1kV SWER System c/w Conductor Suspension Clamp & Earth Lead Disconnector, ETS 09-01-01 | MVTECH | MV TECHNOLOGY SOLUTIONS P/L | S3EL5036-0LH11-4ZA9-ZP6AR7AT21 | Active | 1
2401891 | ARRESTER,ELECTRICAL SURGE | 33kV, 10kA, for 19.1kV SWER System c/w Conductor Suspension Clamp & Earth Lead Disconnector, ETS 09-01-01 | SIEMENS | SIEMENS LTD | 3EK4 360-1CR4-Z Q99 M13 P31R59 | Active | 2
2401934 | DIFFUSER,LIGHT | Acrylic,B162 Refractor to suit GTE 400W MV & 400W HPS Unit c/w Hinges & Clips (P10) | SYLVANIA | SYLVANIA SCHREDER | T00000 | Active | 1
2402088 | GASKET MATERIAL | 1200 x 900 x 1.5mm, Nebar | JAMESWLK | JAMES WALKER AUSTRALIA | SJ38217015N8 | Active | 5
2402059 | TRANSFORMER,DISTRIBUTION | Pole Mount, 33kV, 25kVA, 1 Ph (Pallet x 4) (scm) | WILSON | WILSON TRANSFORMER CO. PTY LTD | 873-A384-11 | Active | 1
2402713 | CYLINDER,LOCK | 201 Night Latch, Keyed to MEB Master Key T608, without Keys | LARSENJ | J LARSEN PTY LTD | OZ4/201/CYL/ERG3 | Active | 1
2402824 | WIRE,ELECTRICAL | Conductor Aerial, AAAC/1120, 19/3.25, KRYPTON, ETS 03-03-01 (1200m Drum) | MIDLAND | MIDLAND METALS OVERSEAS PTE LTD | KRYPTON | Active | 2
2402824 | WIRE,ELECTRICAL | Conductor Aerial, AAAC/1120, 19/3.25, KRYPTON, ETS 03-03-01 (1200m Drum) | OLEX | OLEX AUSTRALIA PTY LTD | KRYPTON | Active | 1
2402826 | TRANSFORMER,DISTRIBUTION | Pole Mount, 33kV, 315kVA, 3 Ph (scm) | WILSON | WILSON TRANSFORMER CO. PTY LTD | 874-0620-11 | Active | 1
2403253 | CONNECTOR SET,ELECTRICAL | Strip Electrical, 10mm2, 30A, 12 Compression with Platform | REXEL | REXEL AUSTRALIA | CLI593/30 | Active | 2
2403253 | CONNECTOR SET,ELECTRICAL | Strip Electrical, 10mm2, 30A, 12 Compression with Platform | IDEALELE | IDEAL ELECTRICAL SUPPLIERS | CLI593/30 | Active | 1
2403723 | OUTREACH ARM | Major Road, 1.5m Double, Galv Steel, MA5, EQTS 05-02-01, Dwg 05-02-07 (scm) | INGAL | INGAL EPS | XORMD15 | Active | 2
2403723 | OUTREACH ARM | Major Road, 1.5m Double, Galv Steel, MA5, EQTS 05-02-01, Dwg 05-02-07 (scm) | GMPOLES | GM POLES PTY LTD | OC C15D | Active | 1
2403723 | OUTREACH ARM | Major Road, 1.5m Double, Galv Steel, MA5, EQTS 05-02-01, Dwg 05-02-07 (scm) | IUPOLE | INTERNATIONAL UTILITY POLES PTY LTD | EX-5728 | Active | 2
2404141 | FUSE,CARTRIDGE | 24kV, HRC RMU Full Range Type, 20A, Barrel 565mm Lg, 50.8mm Dia, End Caps 44mm Lg, 50.8mm Dia c/w Striker Pin to DIN Standard 43625 | COOPER | COOPER ELECTRICAL AUSTRALIA PTY LTD | 24FDIHA20 | Active | 1
2404392 | GREASE,GENERAL PURPOSE | Lanolin, Supply 1lt Container (P6) (scm) | RMSRVR | RMS (RIVERSLEIGH MANAGEMENT SERVICES) | EG1 | Active | 1
2407284 | BOLT,EYE | M20 x 425mm, 100mm Lg Thread, Flange c/w S/Steel Humpback Split Pin, ETS 11-09-01 | PLP | PREFORMED LINE PRODUCTS (AUST) | EB425 | Active | 1
2407255 | SOCKET TONGUE | Twisted, 120kN c/w W Clip, ETS 11-09-01 | PLP | PREFORMED LINE PRODUCTS (AUST) | STT120 | Active | 1
2407260 | CLEVIS,SOCKET | 120kN, with W Clip, ETS 11-09-01 | PLP | PREFORMED LINE PRODUCTS (AUST) | SC120A | Active | 1
2409183 | SPACER,PLATE | Packer, 50 x 12 x 40 Lg, Stamp with IIN 2409183, EE Dwg 908968-01 Item 16 | ISM | ISM MANUFACTURING PTY LTD | ERGON-908968-01-16 | Active | 1
2419091 | CROSSARM,COMPOSITE | Fibre, Predrilled, 2400 x 100 x 100mm, 11/22/33kV, Fuse/Link, EE Dwg 925536-01 | WAGNERS | WAGNERS CFT MANUFACTURING | EC006-00036 | Active | 5
2434553 | PORTABLE EARTHING DEVICE | O/H Line, 3 Ph Short Circuiting Assy, 3.5m Al Leads c/w Shotgun Ring, Screw Type Line Clamps & Earthing Cable Assy, 15m Al Lead, min 10kA/1 Sec Rating, | PENTA | PENTA AUST (TMAC THEW & MCCANN/HYLEC) | PA00824 | Active | 1
2434553 | PORTABLE EARTHING DEVICE | O/H Line, 3 Ph Short Circuiting Assy, 3.5m Al Leads c/w Shotgun Ring, Screw Type Line Clamps & Earthing Cable Assy, 15m Al Lead, min 10kA/1 Sec Rating, | THEWMCCA | TMAC THEW & MCCANN GROUP | 2434553 | Active | 2
2434553 | PORTABLE EARTHING DEVICE | O/H Line, 3 Ph Short Circuiting Assy, 3.5m Al Leads c/w Shotgun Ring, Screw Type Line Clamps & Earthing Cable Assy, 15m Al Lead, min 10kA/1 Sec Rating, | THEWMCCA | TMAC THEW & MCCANN GROUP | TM00824 | Active | 5
2434751 | PLIERS | 200mm Lg, Insulating, Fibreglass Reinforced Plastic, S/Steel Wire Cutter, Steel Reinforced Jaw Insert (MOQ100) | TEN | THE ENERGY NETWORK (AUST) PTY LTD | DIS1R | Active | 1
2433233 | DIFFUSER,LIGHT | Plastic, to Suit Sylvania Suburban MV 50, 80W & HPS 70W, Minor Road Luminaires (P10) | SYLVANIA | SYLVANIA SCHREDER | JS00 000 | Phasing | 1
2492239 | ARRESTER,ELECTRICAL SURGE | Class SL, Ur=30kV, Uc=24.4kV, 10kA, Gapless Metal Oxide c/w Pedestal Base for 33kV Effectively Earthed Systems | ACCULEC | ACCULEC PTY LTD (303899) | 300824-3010 | Active | 5
2492239 | ARRESTER,ELECTRICAL SURGE | Class SL, Ur=30kV, Uc=24.4kV, 10kA, Gapless Metal Oxide c/w Pedestal Base for 33kV Effectively Earthed Systems | ACCULEC | ACCULEC PTY LTD (303899) | PVI-LP 300824-3010 | Active | 1
2492247 | ARRESTER,ELECTRICAL SURGE | Class SM, Ur=54kV, Uc=42kV, 10kA, Gapless Metal Oxide c/w Pedestal Base for 66kV Effectively Earthed Systems | ACCULEC | ACCULEC PTY LTD (303899) | EVP 004210-3010 | Active | 1
2463362 | CONNECTOR,ELECTRICAL | Connector, Hino JO8 Electrical Parts, Pack of 10 | NAPA | NAPA AUTO PARTS (ASHDOWN/GLEN WAVERLY) | P-12015792/10 | Active | 1
2463362 | CONNECTOR,ELECTRICAL | Connector, Hino JO8 Electrical Parts, Pack of 10 | EPDE | ELECTRO-POWER AND DATA EQUIPMENT P/L | 12015972 | Active | 2
2463842 | CONNECTOR,ELECTRICAL | Cannon Plug, 2-way Female MPU, Scania DC12 Canopy Parts | HEINZMNN | HEINZMANN AUSTRALIA PTY LTD | 111-300 | Active | 1
2465037 | CONNECTOR,ELECTRICAL | Weather-Pack Series, 2-Way Cable Mount Socket, Female Connector, Nylon, Black, Max 20A, Hino JO8 Electrical Parts | EPDE | ELECTRO-POWER AND DATA EQUIPMENT P/L | 12015792 | Active | 1
2478238 | CONNECTOR,ELECTRICAL | Cable Connector, Two Screw, Clear Insulated, 80A, suits up to 2 x 35mm2 Cable | CLIPSAL | CLIPSAL (BY SCHNEIDER ELECTRIC) | CLI563K35 | Active | 1
2478238 | CONNECTOR,ELECTRICAL | Cable Connector, Two Screw, Clear Insulated, 80A, suits up to 2 x 35mm2 Cable | CLIPSAL | CLIPSAL (BY SCHNEIDER ELECTRIC) | 563K35 | Active | 5
2484335 | CONNECTOR,ELECTRICAL | Inner Cone Socket, 72kV, Brugg Size T0L (583mm) c/w Contact Extension u/w Brugg Plug TFD 1.72-11 | BRUGG | BRUGG CABLES (MANUFACTURER) | S2041 | Active | 1
30371 | CONNECTOR | Compression, Splice, suit 50mm Busbar to 50mm Busbar | ADAPTAUS | ADAPT AUSTRALIA PTY LTD | PLK1000D050 | Active | 1
1015008 | CONNECTOR,ELECTRICAL | BP Single Screw Connector, suit 2 x 6mm2 Cable, 32A, 1-Way (P100) | LEGEND | LEGEND POWER SYSTEMS | C32A1 | Active | 2
1015008 | CONNECTOR,ELECTRICAL | BP Single Screw Connector, suit 2 x 6mm2 Cable, 32A, 1-Way (P100) | CABAC | CABAC (MANUFACTURER) | C32A1 | Active | 1
1015008 | CONNECTOR,ELECTRICAL | BP Single Screw Connector, suit 2 x 6mm2 Cable, 32A, 1-Way (P100) | CLIPSAL | CLIPSAL (BY SCHNEIDER ELECTRIC) | CLI 563/1 | Active | 5
2404171 | CONNECTOR,ELECTRICAL | BP Double Screw Connector, suit 2 x 6mm2 Cable, Bore 5.8mm Dia (P50) | MMELEC | MM ELECTRICAL MERCHANDISING | MTLSC2-2X6/50 | Active | 1
2404171 | CONNECTOR,ELECTRICAL | BP Double Screw Connector, suit 2 x 6mm2 Cable, Bore 5.8mm Dia (P50) | CLIPSAL | CLIPSAL (BY SCHNEIDER ELECTRIC) | CLI 563/2 | Active | 2
2404171 | CONNECTOR,ELECTRICAL | BP Double Screw Connector, suit 2 x 6mm2 Cable, Bore 5.8mm Dia (P50) | IDEALELE | IDEAL ELECTRICAL SUPPLIERS | AMP/QPR | Active | 2
2437069 | CONNECTOR,ELECTRICAL | Type N, Cable Plug, Male, Crimp, Nickel, suit RG58C/U Cable | RFIND | RF INDUSTRIES PTY LTD | N-88 | Active | 1
2437077 | CONNECTOR,ELECTRICAL | Radio Frequency Plug, SMA Type, RG58 Coax Cable Crimp Style | RFIND | RF INDUSTRIES PTY LTD | SMA-104 | Active | 1
2443315 | CONNECTOR,ELECTRICAL | DB25 Port Protector, protects ports from stress of constant plugging & unplugging | BBNS | BLACK BOX NETWORK SERVICES | FA652-R2 | Active | 1
2458982 | ARRESTER,ELECTRICAL SURGE | 24V DC Surge Diverter, Un=24V DC, Uc=38V DC, In=10kA, Imax=20kA, Up=250V, for Battery Control Equipment, suit GUSS | CITEL | CITEL (MANUFACTURER) | DS220-24DC | Active | 5
2471175 | ARRESTER,ELECTRICAL SURGE | Sheath Voltage Limiter, Ur 3kV, In 10kA, Polymeric Housing (Silicone), c/w 2 x M12x25 SS Bolt, 2 x M12 SS Washer | NKT | NKT PTY LTD (AUSTRALIA) | PMSP 10/3 DD | Active | 1
3817 | ARRESTER,ELECTRICAL SURGE | Model HE24, 20kV, 1Ph, w/out Socket, Outdoor, suit Landis & Gyr Tight Coupled AFLC, ETS 2011/0363/T(9d) | LANDIS | LANDIS GYR (AUST) PTY LTD | 171.340.00024 | Active | 1
3818 | ARRESTER,ELECTRICAL SURGE | Model HE27, 22.5kV, 1Ph, w/out Socket, Outdoor, suit Landis & Gyr Tight Coupled AFLC, ETS 2011/0363/T(9e) | LANDIS | LANDIS GYR (AUST) PTY LTD | 171.340.00027 | Active | 1
3820 | ARRESTER,ELECTRICAL SURGE | Model HE33, 27.5kV, 1Ph, w/out Socket, Outdoor, suit Landis & Gyr Tight Coupled AFLC, ETS 2011/0363/T(9g) | LANDIS | LANDIS GYR (AUST) PTY LTD | 171.340.00033 | Active | 1
3821 | ARRESTER,ELECTRICAL SURGE | Model HE36, 30kV, 1Ph, w/out Socket, Outdoor, suit Landis & Gyr Tight Coupled AFLC, ETS 2011/0363/T(9h) | LANDIS | LANDIS GYR (AUST) PTY LTD | 171.340.00036 | Active | 1
104219 | ARRESTER,ELECTRICAL SURGE | Series 3kV, for Connection to Coopers Multi Voltage Regulator Bushings | COOPER | COOPER ELECTRICAL AUSTRALIA PTY LTD | 57A635059003 | Active | 1
104558 | ARRESTER,ELECTRICAL SURGE | LDC2, Ur=96kV, Uc=77kV, 10kA, Gapless Metal Oxide c/w 4x Standoff Insulators, 2x Brackets, Nuts, Bolts & Top Cover, Insulated Base for Effectively Earthed | BOWTHORP | BOWTHORPE AUST P/L (MANUFACTURER) | C03314-000 | Phasing | 1
2402958 | SETSCREW | M12 x 70mm, Hex, S/Steel Gde 316 c/w Hex Nut S/Steel Gde 304, Aust Std (P25) | THEBLTPL | THE BOLT PLACE | 2402958 | Active | 1
2402985 | INSULATOR,STRAIN | 33kV, 200kV BIL, Polymer, 70kN, Tongue & Clevis c/w 16mm Round Pin, ETS 10-02-01, Item 5 (P12) (scm) | MACLEAN | MACLEAN POWER SYSTEMS | DS-25M | Active | 1
2402957 | SETSCREW | M12 x 60mm, Hex, S/Steel Gde 316 c/w Hex Nut S/Steel Gde 304, Aust Std (P25) | HOBSON | HOBSON ENGINEERING CO PTY LTD | XEKBS16XCM120060 | Active | 1
2404223 | CONNECTOR ELBOW | 200A Deadbreak, to suit 22kV 185mm2 Al 1C XLPE Cable, Transformer Termination Lug suit 95mm2 Conductor (Single Elbow Kit Only), C/W Unibail, (scm) | AUSTMOLD | AUSTRALMOLD PTY LTD | 3X(K200LR-16-25.95UN5+MWS) | Active | 1
2407236 | CLAMP,SUPPORT,ELEC CONDUCTOR | Armour Grip, Grape, 30/7/2.5 ACSR/GZ, For use with Clamp End Post Insulator, ETS 11-09-01 | PLP | PREFORMED LINE PRODUCTS (AUST) | D-HSP1750 | Active | 1
2409118 | ROD END,THREADED | Tie Rod, Welded Assembly, Galv Steel, Stamp with "IIN 2409118" | ISM | ISM MANUFACTURING PTY LTD | ERGON-906130-03-84 | Active | 1
2409191 | WASHER,FLAT | Square, M24, 75 x 75 x 6mm, Galv Steel, QESI Dwg 01-04-01 | ISM | ISM MANUFACTURING PTY LTD | ERGON-907224-09-24 | Active | 1
2409415 | CROSSARM,METAL | Tension, 45 x 45 x 5 x 3015mm Lg, Galv Steel, Stamp with "IIN 2409415", EE Dwg 917980-04 Item 3 | ISM | ISM MANUFACTURING PTY LTD | ERGON-917980-04-03 | Active | 1
2409464 | BRACE,CROSSARM | Compression, 90 x 90 x 6 x 2295 Lg, Galv Steel, Stamp with "IIN2409464", EE Dwg 917971-03(2) | ISM | ISM MANUFACTURING PTY LTD | ERGON-917971-03-02 | Active | 1
2437630 | CROSSARM,COMPOSITE | Fibre, Predrilled, 2580mm Lg Nom, 100 x 100mm, for LVP, LVA, LVU, LVT, LVS Construction, EQLS-10036-01, Pack of 50 | PLP | PREFORMED LINE PRODUCTS (AUST) | XRM-EQL-100-2437360 | Active | 2
2437630 | CROSSARM,COMPOSITE | Fibre, Predrilled, 2580mm Lg Nom, 100 x 100mm, for LVP, LVA, LVU, LVT, LVS Construction, EQLS-10036-01, Pack of 50 | WAGNERS | WAGNERS CFT MANUFACTURING | EC006-00062 | Active | 1
3375 | CIRCUIT BREAKER | 170kV, 1250A, 40kA, HV Terminal Palm, Aust Std Type 5, ETS 2004/027/T Item 3, ABB LTB | ABBAUST | ABB AUSTRALIA PTY LTD | 161806 | Active | 1
2463206 | CONNECTOR,ELECTRICAL | 6 Pin Plug, 6 Pole Cable Mount Connector Socket, 6 Shell Size, Male Contacts, Push-Pull Mating, IP67, Hino JO8 Electrical Parts | EPDE | ELECTRO-POWER AND DATA EQUIPMENT P/L | HD10-6-96P | Active | 1
2463222 | CONNECTOR,ELECTRICAL | 3 Pin Plug, 3 Pole Cable Mount Connector Socket, 3 Shell Size, Male Contacts, Push-Pull Mating, IP67, Hino JO8 Electrical Parts | EPDE | ELECTRO-POWER AND DATA EQUIPMENT P/L | HD10-3-96P | Active | 1
2463230 | CONNECTOR,ELECTRICAL | 3 Pin Socket, 3 Pole Cable Mount Connector Plug, 3 Shell Size, Female Contacts, Push-Pull Mating, IP67, Hino JO8 Electrical Parts | EPDE | ELECTRO-POWER AND DATA EQUIPMENT P/L | HD16-3-96S | Active | 1
2463297 | CONNECTOR,ELECTRICAL | 31 Pin, 31 Pole Bulkhead Mount Connector Socket, 24 Shell Size, Male Contacts, Bayonet Mating, IP67, Extra Thin Wall Wire Seal, Blue Ring, IP67, Hino JO8 | EPDE | ELECTRO-POWER AND DATA EQUIPMENT P/L | HDP24-24-31PE | Active | 1
2453793 | CONNECTOR,ELECTRICAL | Type BNC, Cable Plug, Male, Crimp, suit RG58C/U Cable | RFIND | RF INDUSTRIES PTY LTD | BNC-113 | Active | 1
2453801 | CONNECTOR,ELECTRICAL | Type BNC, Cable Jack, Female, Crimp, suit RG58C/U Cable | RFIND | RF INDUSTRIES PTY LTD | BNC-86 | Active | 1
2453819 | CONNECTOR,ELECTRICAL | Type FME, Cable Jack, Female, Crimp, Nickel Plated, suit RG58C/U Cable | RFIND | RF INDUSTRIES PTY LTD | FME-101 | Active | 1
2466811 | CABLE,POWER,ELECTRICAL | 0.6/1kV, 1C, 70mm2 Cu/X-HF-90 Insul/ HFS-90-TP Bedding/DBT/HFS-90-TP Orange Sheath, Natural Insul, 500m Wood Drum, JTS 03-01-08 | MIDLAND | MIDLAND METALS OVERSEAS PTE LTD | MMO-1X70 CU X DBT HFS NJ HFS | Active | 1
2466829 | CABLE,POWER,ELECTRICAL | 0.6/1kV, 1C, 95mm2 Cu/X-HF-90 Insul/ HFS-90-TP Bedding/DBT/HFS-90-TP Orange Sheath, Natural Insul, 250m Wood Drum, JTS 03-01-08 | MIDLAND | MIDLAND METALS OVERSEAS PTE LTD | MMO-1X95 CU X DBT HFS NJ HFS | Active | 1
2495752 | FLOODLIGHT,ELECTRIC | MaxiMaster Gen 3 100-250W, 3000-5000K Selectable Output Asymmetrical Floodlight, c/w Glands & 6mm Term Block | PIERLITE | PIERLITE AUSTRALIA PTY LTD | MML250LSCSA | Active | 1
104559 | ARRESTER,ELECTRICAL SURGE | LDC2, Ur=120kV, Uc=88kV, 10kA, Gapless Metal Oxide c/w Insulated Base for Effectively Earthed Systems, ETS 09-02-01 | TYCOELEC | TYCO ELECTRONICS | C88494-000 | Phasing | 1
104560 | ARRESTER,ELECTRICAL SURGE | LDC2, Ur=45kV, Uc=36kV, 10kA, Gapless Metal Oxide c/w Insulated Base for Non-effectively Earthed Systems, ETS 09-02-01 | TYCOELEC | TYCO ELECTRONICS | C82711-000 | Active | 1
701066 | ARRESTER,ELECTRICAL SURGE | 11kV, 10kA, for 3 Wire, 11kV System, similar to IIN2403488 but supplied with Insulated Base & Earth Lead Disconnector c/w 750mm Lg, 16mm2 Earth Lead fitted | ACCULEC | ACCULEC PTY LTD (303899) | OB12A-100EQ | Active | 2
701066 | ARRESTER,ELECTRICAL SURGE | 11kV, 10kA, for 3 Wire, 11kV System, similar to IIN2403488 but supplied with Insulated Base & Earth Lead Disconnector c/w 750mm Lg, 16mm2 Earth Lead fitted | MVTECH | MV TECHNOLOGY SOLUTIONS P/L | S3EK4120-1CK4-ZQ97R51R59P12P31 | Active | 1
701066 | ARRESTER,ELECTRICAL SURGE | 11kV, 10kA, for 3 Wire, 11kV System, similar to IIN2403488 but supplied with Insulated Base & Earth Lead Disconnector c/w 750mm Lg, 16mm2 Earth Lead fitted | SIEMENS | SIEMENS LTD | 3EK4 180-1CJ4-Z Q97 P31 P12R59 | Active | 2
701120 | ARRESTER,ELECTRICAL SURGE | 22kV, 10kA, for 3 Wire, 22kV System, similar to IIN701112 but supplied with Insulated Base & Earth Lead Disconnector c/w 750mm Earth Lead, ETS 09-01-01 | ACCULEC | ACCULEC PTY LTD (303899) | OB24A-100EQ | Active | 2
701120 | ARRESTER,ELECTRICAL SURGE | 22kV, 10kA, for 3 Wire, 22kV System, similar to IIN701112 but supplied with Insulated Base & Earth Lead Disconnector c/w 750mm Earth Lead, ETS 09-01-01 | MVTECH | MV TECHNOLOGY SOLUTIONS P/L | S3EK4 240-1CR4-Z Q97 R59P12P31 | Active | 1
701120 | ARRESTER,ELECTRICAL SURGE | 22kV, 10kA, for 3 Wire, 22kV System, similar to IIN701112 but supplied with Insulated Base & Earth Lead Disconnector c/w 750mm Earth Lead, ETS 09-01-01 | SIEMENS | SIEMENS LTD | 3EK4 220-1CR4-Z Q97 P31 P12R59 | Active | 2
2401898 | ARRESTER,ELECTRICAL SURGE | LDC2, Ur=60kV, Uc=48kV, 10kA, Gapless Metal Oxide c/w Insulated Base for Effectively Earthed Systems, Dwg BOW-4-004, ETS 09-02-01 (scm) | BRITECH | BRI-TECH PTY LTD | OHIO2173488010 | Active | 2
2401898 | ARRESTER,ELECTRICAL SURGE | LDC2, Ur=60kV, Uc=48kV, 10kA, Gapless Metal Oxide c/w Insulated Base for Effectively Earthed Systems, Dwg BOW-4-004, ETS 09-02-01 (scm) | TYCOELEC | TYCO ELECTRONICS | C22832-000 | Active | 1
2403490 | ARRESTER,ELECTRICAL SURGE | 33kV, 10kA, for 3 Wire, 33kV System for Non-effectively Earthed Areas c/w 700mm Lg, 16mm2 Line End Lead & Cap, ETS 09-01-01 (scm) | ACCULEC | ACCULEC PTY LTD (303899) | OB36A-100STEQ | Active | 2
2403490 | ARRESTER,ELECTRICAL SURGE | 33kV, 10kA, for 3 Wire, 33kV System for Non-effectively Earthed Areas c/w 700mm Lg, 16mm2 Line End Lead & Cap, ETS 09-01-01 (scm) | MVTECH | MV TECHNOLOGY SOLUTIONS P/L | S3EK4 360-1CR4-Z Q97 R59 | Active | 1
2403490 | ARRESTER,ELECTRICAL SURGE | 33kV, 10kA, for 3 Wire, 33kV System for Non-effectively Earthed Areas c/w 700mm Lg, 16mm2 Line End Lead & Cap, ETS 09-01-01 (scm) | SIEMENS | SIEMENS LTD | 3EK4 360-1CR4-Z Q97 R59 | Active | 5
2416170 | RECEIVER,ELECTRONIC | Ripple Control, 425Hz (SW) Multi Channel c/w 1 x Relay Fitted, TAR33HW/33AC-OL/31 Ergon Standard Program, ETS 2008/6145/T | LANDIS | LANDIS GYR (AUST) PTY LTD | 316.333.11320 2416170 | Phasing | 5
2419620 | TERMINATION,PREFORMED | FT, GRAPE, 30/7/2.50 ACSR/GZ c/w Thimble, ETS 01-09-03 (scm) | PLP | PREFORMED LINE PRODUCTS (AUST) | FTG-175-ER | Active | 1
2419042 | CROSSARM,COMPOSITE | Fibre, Predrilled, 2400 x 100 x 100mm, 11kV, Urban, Strain/Termination, use with Crossarm Mounting Bracket, EE Dwg 921992-01 | WAGNERS | WAGNERS CFT MANUFACTURING | EC006-00031 | Active | 5
2423960 | CROSSARM,METAL | Tension RH, 50 x 50 x 5 x 2660mm Lg, Galv Steel, Stamp with "IIN 2423960", EE Dwg 953218-02 Item 3 | DMIGM | DMI GLOBAL MANUFACTURING | C3A | Active | 1
140894 | FUSE,CARTRIDGE | 500V AC, HRC DIN Type Size 2, 355A, ETS 12-02-01 Group E (scm) | FUSECO | FUSECO POWER SOLUTIONS PTY LTD | NH2F-355 | Active | 5
155594 | TERMINATION KIT,ELECTRICAL CABLE | Outdoor, 6.35/11kV, 3 Core, 95mm2, XLPE Cable Termination, suit IIN1636250 | GILBERT | GILBERT LODGE AUSTRALIA PTY LTD | RAYGLA95ESI9 | Active | 1
157304 | COVER,CULVERT BOX | Concrete Lid, Re-enforced, CA Dwg 8-A3-247 | BUNDCNCT | BUNDABERG CONCRETE CASTERS | 935 | Active | 1
455964 | PIN,INSULATOR | M20, A/130/7 x 165mm, Galv Steel, ETS 01-01-01, Dwg 01-06-02 (P10) (scm) | GREGSF | GREG SEWELL FORGINGS PTY LTD | 455964 | Active | 1
431569 | TIE,PREFORMED | Tygard Assembly, 7/3.25 SC/GZ c/w Sheave with 22mm Bore & Filler Rods for OHEW | PLP | PREFORMED LINE PRODUCTS (AUST) | ESGZ098 | Active | 1
456049 | PIN,INSULATOR | Fuse, Pattern B Head, L Type, ETS 01-01-01 Dwg 01-09-01 (P50) | GREGSF | GREG SEWELL FORGINGS PTY LTD | 456049 | Active | 1
168552 | PANEL,POWER DISTRIBUTION | Noryl Plastic, 280 x 205mm | DULMISON | DULMISON (AUST) PTY LTD | UEP288 | Active | 5
854364 | RECLOSER,AUTO | 22kV, 3 Ph, Pole Mounted, Remotely Controllable Circuit Breaker in Accordance with Ergon Capricornia Region Iterim Technical Specification | COOPER | COOPER ELECTRICAL AUSTRALIA PTY LTD | KNOVA27A1231 | Active | 1
860447 | TRANSFORMER,DISTRIBUTION | Padmount, 11kV, 500kVA, 3 Ph (Rect) LV Switchgear, LV Statistical Meter & HV RMU, ETS 02-02-01 | WILSON | WILSON TRANSFORMER CO. PTY LTD | 881-0637-11-AG | Active | 1
2400941 | TERMINATION KIT,ELECTRICAL CABLE | Outdoor, Coldshrink, 11kV, for 95-185mm2 3 Core, PLY Cable c/w Solvent Wipes | INTERENG | INTERTECH ENGINEERING PTY LTD | NOR S 185 RA | Active | 1
2400942 | JOINT,ELECTRICAL POWER CABLE | 11kV, Transition, 185 to 300mm 3 Core PLY, 3 Core XLPE c/w Solvent Wipes | GILBERT | GILBERT LODGE AUSTRALIA PTY LTD | EFSJ11DT9L3 | Active | 1
2401172 | CABLE,POWER,ELECTRICAL | U/Ground, 0.6/1kV, 1C, 25mm2 Cu, PVC Insulated/PVC Sheath (MOQ 250m) | OLEX | OLEX AUSTRALIA PTY LTD | BABC17AA001CXRD | Active | 1
2401925 | LAMP,SODIUM | HP, 400W, Diffuse Elliptical Vapour, Operates on 400W HP Sodium Control Gear w/o Ignitor, EQTS 05-01-01 (scm) | EYELIGHT | EYE LIGHTING AUSTRALIA PTY LTD | 120585 | Active | 1
2401889 | POLE,PUBLIC LIGHTING,METAL | Major Road, 8.5m, Base Plate Mounted, 350 PCD Bolt Spacing, Galv, EQTS 05-02-01, Dwg 05-02-02 (scm) | INGAL | INGAL EPS | I05639-86 | Active | 2
2401889 | POLE,PUBLIC LIGHTING,METAL | Major Road, 8.5m, Base Plate Mounted, 350 PCD Bolt Spacing, Galv, EQTS 05-02-01, Dwg 05-02-02 (scm) | IUPOLE | INTERNATIONAL UTILITY POLES PTY LTD | EX-05639 | Active | 2
2401889 | POLE,PUBLIC LIGHTING,METAL | Major Road, 8.5m, Base Plate Mounted, 350 PCD Bolt Spacing, Galv, EQTS 05-02-01, Dwg 05-02-02 (scm) | GMPOLES | GM POLES PTY LTD | FBM-08.5-S | Active | 1
2401905 | CONTACTOR,MAGNETIC | Control Street Lighting,Type 4 Assembly Enclosed w/o PE Control, Dwg 10/81 | PLP | PREFORMED LINE PRODUCTS (AUST) | D-23748A01 | Active | 1
2456093 | CONNECTOR,ELECTRICAL | DB9 Male/Female, Right Angle Adaptor, Low Profile | ELEMENT | ELEMENT14 PTY LTD (FORMALLY FARNELL) | DG909MF1 | Active | 1
2461028 | CONNECTOR,ELECTRICAL | Type UHF, Cable Plug, Male, Crimp, suit RG58C/U Cable | RFIND | RF INDUSTRIES PTY LTD | UHF-119 | Active | 1
3336 | RELAY,ELECTROMAGNETIC | DPDT, 120V AC, 10A, 8-Pin Spade, REWS, 240V AC Recirculate Fans, St George StatCom | AMSC | AMSC AUSTRALIA PTY LTD | 16332 | Active | 1
3337 | RELAY | DPDT, 24V DC Coil, 8-Pin Spade, Omron LY2N-DC24, 10 Sec Delay Max, St George Statcom & Cape River East StatCom | AMSC | AMSC AUSTRALIA PTY LTD | 16995 | Active | 5
3337 | RELAY | DPDT, 24V DC Coil, 8-Pin Spade, Omron LY2N-DC24, 10 Sec Delay Max, St George Statcom & Cape River East StatCom | AMSC | AMSC AUSTRALIA PTY LTD | 16995 | Active | 1
3339 | RELAY,ELECTROMAGNETIC | Aux Trip Unit, 2500A, Microversa GE Breaker, St George STATCOM | AMSC | AMSC AUSTRALIA PTY LTD | 16653 | Active | 1
3340 | RELAY,ELECTROMAGNETIC | 4 Ch 5-200V DC, 3A AC Input Module, OPTO-22, Snap-ODC5A-I, St George STATCOM | AMSC | AMSC AUSTRALIA PTY LTD | 16377 | Active | 1
3341 | RELAY,ELECTROMAGNETIC | GE CB Breaker Module, Under Voltage Release, St George STATCOM | AMSC | AMSC AUSTRALIA PTY LTD | 16333 | Active | 1
3345 | RELAY | Socket, 8-Pin Spade, Double Tier, Screw Termal, St George StatCom | AMSC | AMSC AUSTRALIA PTY LTD | 11372 | Active | 1
3436 | RELAY,ELECTROMAGNETIC | Aux, DPDT, 10A, 32V DC, Round Pin, Magnetic Latch | IDEC | IDEC (MANUFACTURER) | RR2KP-U-DC32V | Active | 1
178 | POWER SUPPLY | SFU-K 203..503, AFLC , Enermet | ENERMET | ENERMET PTY LTD (MANUFACTURER) | 164.571.01524 | Active | 5
194 | POWER SUPPLY | MBCZ, MSTZ04, Power Supply Module, 220kV Bus Protection, Mica Creek C Substation | AREVA | AREVA T&D AUSTRALIA LTD | MSTZ04D1AA0751B | Phasing | 1
2423911 | BLADE SET,CABLE STRIPPER | suit Cabac Stripper Model AM1 | CABAC | CABAC (MANUFACTURER) | AM1 BLADE | Active | 5
2422202 | CARTRIDGE DISPENSER | Application Gun, for Expanding Foam Filling Compound | GLENFORD | GLENFORDS TOOL CENTRE | TFTOOL | Active | 1
2422657 | GUARD | Cable, Polymeric, 2700mm Lg min, suit 40mm Dia Cable, Secured to Pole by Wood Screws (2 pieces) (scm) | TRI UGRD | TRI UNDERGROUND AUSTRALIA PTY LTD | TRIGUARD40 | Active | 2
2422657 | GUARD | Cable, Polymeric, 2700mm Lg min, suit 40mm Dia Cable, Secured to Pole by Wood Screws (2 pieces) (scm) | VISCOUNT | VISCOUNT ROTATIONAL MOULDINGS | UG0028XA | Active | 1
2427607 | PORTABLE EARTHING DEVICE | Cu, Zone Substations consists of 3 x 1Ph Leads, Outdoor App, 50mm2 @ 12.3kA/1 Sec Rating, 7.5m Lg c/w Earth Clamp CLE420 & Phase Clamp CLP459 compatible with | PENTA | PENTA AUST (TMAC THEW & MCCANN/HYLEC) | PA11401 | Active | 1
2427607 | PORTABLE EARTHING DEVICE | Cu, Zone Substations consists of 3 x 1Ph Leads, Outdoor App, 50mm2 @ 12.3kA/1 Sec Rating, 7.5m Lg c/w Earth Clamp CLE420 & Phase Clamp CLP459 compatible with | THEWMCCA | TMAC THEW & MCCANN GROUP | 2427607 | Active | 2
2427607 | PORTABLE EARTHING DEVICE | Cu, Zone Substations consists of 3 x 1Ph Leads, Outdoor App, 50mm2 @ 12.3kA/1 Sec Rating, 7.5m Lg c/w Earth Clamp CLE420 & Phase Clamp CLP459 compatible with | THEWMCCA | TMAC THEW & MCCANN GROUP | TM11401 | Active | 5
2402131 | HAND CLEANER | Gel, Antiseptic/Lanolin, 4kg Tin | MINEHAN | MINEHAN AGENCIES PTY LTD | 16-02-0242 | Active | 1
2401890 | POLE,PUBLIC LIGHTING,METAL | Major Road, 10.0m, Base Plate Mounted, 350 PCD Bolt Spacing, Galv, EQTS 05-02-01, Dwg 05-02-02 (scm) | INGAL | INGAL EPS | I05641-86 | Active | 2
2401890 | POLE,PUBLIC LIGHTING,METAL | Major Road, 10.0m, Base Plate Mounted, 350 PCD Bolt Spacing, Galv, EQTS 05-02-01, Dwg 05-02-02 (scm) | IUPOLE | INTERNATIONAL UTILITY POLES PTY LTD | EX-05641 | Active | 2
2401890 | POLE,PUBLIC LIGHTING,METAL | Major Road, 10.0m, Base Plate Mounted, 350 PCD Bolt Spacing, Galv, EQTS 05-02-01, Dwg 05-02-02 (scm) | GMPOLES | GM POLES PTY LTD | FBM-10-S | Active | 1
2402729 | MORTAR,PREMIX | 20kg Bag (48 Bags per Pallet) | CEMENTAU | CEMENT AUSTRALIA PTY LTD | 17881 | Active | 1
2402729 | MORTAR,PREMIX | 20kg Bag (48 Bags per Pallet) | RVRSANDS | RIVER SANDS PTY LTD | ONEWAYPALLETTS | Active | 2
2402729 | MORTAR,PREMIX | 20kg Bag (48 Bags per Pallet) | CHARPORT | CHARLES PORTER & SONS PTY LTD | 43110204 | Active | 2
2402300 | SWITCHBOARD,POWER | Switchgear LV Isolator, 2000A, 3 Ph, Bottom Cable Connected | WEBER | WEBER SOUTH PACIFIC PTY LTD | VER2000/AUP01 | Active | 1
2402822 | WIRE,ELECTRICAL | Conductor Aerial, AAAC/1120, 19/4.75mm, OXYGEN, Fully Greased, 1400m Wood Drum, JTS 03-03-01 | OLEX | OLEX AUSTRALIA PTY LTD | OXYGEN | Active | 2
2402822 | WIRE,ELECTRICAL | Conductor Aerial, AAAC/1120, 19/4.75mm, OXYGEN, Fully Greased, 1400m Wood Drum, JTS 03-03-01 | MIDLAND | MIDLAND METALS OVERSEAS PTE LTD | MMO-OXYGEN | Active | 1
2402959 | SETSCREW | M10 x 20mm, Hex, S/Steel Gde 316 c/w S/Steel Gde 304 Hex Nut, Aust Std (P100) (scm) | HOBSON | HOBSON ENGINEERING CO PTY LTD | XEKBS16XCM100020 | Active | 1
2402968 | SCREW,COACH | M10 x 70mm, Galv, Aust Std (P100) | BOLTMAST | BOLTMASTERS | FMHS075G | Active | 2
2402968 | SCREW,COACH | M10 x 70mm, Galv, Aust Std (P100) | GREGSF | GREG SEWELL FORGINGS PTY LTD | 2402968 | Active | 1
2402992 | PIN,INSULATOR | 33kV, Bridging, C/200/11 Stem with M16 x 130 Coachscrew Threaded Shank, SW Dwg 9/10 | TYCOELEC | TYCO ELECTRONICS | C20011BP | Active | 1
2403911 | CLAMP,TREFOIL | To Suit 3 Ph, 185mm2 Cable (scm) | IDEALELE | IDEAL ELECTRICAL SUPPLIERS | UNISTRUT TF41 | Active | 1
2403628 | TAG,INSTRUCTION | Test Marker, Plastic, Self Adhesive, Black Text on Yellow, space for Equip ID Number, Serial Number, Tested at 45kV / 300mm, 3 x spaces for Retest Date c/w | CERTAGS | CERTAGS PTY LTD | 9286 | Active | 5
2403628 | TAG,INSTRUCTION | Test Marker, Plastic, Self Adhesive, Black Text on Yellow, space for Equip ID Number, Serial Number, Tested at 45kV / 300mm, 3 x spaces for Retest Date c/w | PROMARK | PROMARK PTY LTD (MANUFACTURER) | 9286 | Active | 1
2404422 | SPRING | Force Spring, S/Steel, Size 4, for PLYSWS U/Ground Cable Earth Kits | INTERENG | INTERTECH ENGINEERING PTY LTD | 414631 | Active | 1
2404218 | CONNECTOR ELBOW | 400A to suit 185mm2 Cable (Single Elbow) Elastimold K400LRG-HB-185km-12-1 | TECONN | TE CONNECTIVITY LTD | RSES-ERG51 | Active | 1
2404443 | ANCHOR,GUY | Single Helix, 300mm Dia, 35mm2 Hub Metric Thread, Mid Strength 6000ft lb (P4) (scm) | BRITECH | BRI-TECH PTY LTD | T102-1947 | Active | 1
2404654 | TRANSFORMER,DISTRIBUTION | Padmount, 22kV, 500kVA, 3 Ph, LV Switchgear & No HV Switchgear, 3700mm Lg Cubicle | TYREE | TYREE TRANSFORMERS PTY LTD | 315K5XX | Phasing | 5
2404654 | TRANSFORMER,DISTRIBUTION | Padmount, 22kV, 500kVA, 3 Ph, LV Switchgear & No HV Switchgear, 3700mm Lg Cubicle | SCHNEIDR | SCHNEIDER PTY LTD (MANUFACTURER) | X0500V22EA1L2H1 | Phasing | 5
2404654 | TRANSFORMER,DISTRIBUTION | Padmount, 22kV, 500kVA, 3 Ph, LV Switchgear & No HV Switchgear, 3700mm Lg Cubicle | WILSON | WILSON TRANSFORMER CO. PTY LTD | 881-8843-11-AA | Phasing | 1
2404308 | INSULATION SLEEVING,ELECTRICAL | Heat Shrink Tubing, 85/25mm, Medium Wall, Adhesive Lined | TECONN | TE CONNECTIVITY LTD | MWTM-85/25-1200/S(S5) | Active | 1
2404308 | INSULATION SLEEVING,ELECTRICAL | Heat Shrink Tubing, 85/25mm, Medium Wall, Adhesive Lined | LEGEND | LEGEND POWER SYSTEMS | SMDW92/26TK | Active | 2
2404308 | INSULATION SLEEVING,ELECTRICAL | Heat Shrink Tubing, 85/25mm, Medium Wall, Adhesive Lined | GILBERT | GILBERT LODGE AUSTRALIA PTY LTD | MWTM85/251200172 | Active | 2
2493542 | LAMP,LED | Headlamp, Rechargeable, COAST XPH25R, 400 Lumen, IP54, Twist Focus Pure Beam Flood & Spot, 120m Beam, Detachable Handheld Flashlight & Built-in | AMPLITUD | AMPLITUDE PTY LTD (396777) | COAXPH25R | Active | 1
2493559 | BATTERY,STORAGE | Rechargeable, Zithion Battery, ZX310, Suits XPH25R Coast headlamp | AMPLITUD | AMPLITUDE PTY LTD (396777) | COAZX310 | Active | 1
2493575 | CRIMPING TOOL,TERMINAL,HAND | Hand Crimper, Hex Crimper 6-120mm2, 660mm long | CABAC | CABAC (MANUFACTURER) | K06 | Active | 1
19670 | INSULATION SLEEVING,ELECTRICAL | Heat Shrink, EP Polymer, Dull Red, 660mm W, 2.4mm Thk, 36kV, 10m Roll | TECONN | TE CONNECTIVITY LTD | HVIS-10-(B1)-(NS) | Active | 5
2456283 | INSULATION SLEEVING,ELECTRICAL | Heat Shrink Tubing, 38/19mm, 25m Roll, Yellow/Green, Thin Wall | TECONN | TE CONNECTIVITY LTD | HS-G/Y-40/20-SP | Active | 1
2456283 | INSULATION SLEEVING,ELECTRICAL | Heat Shrink Tubing, 38/19mm, 25m Roll, Yellow/Green, Thin Wall | LEGEND | LEGEND POWER SYSTEMS | XLP38YG | Active | 2
2456291 | INSULATION SLEEVING,ELECTRICAL | Heat Shrink Tubing, 25/8mm, 50m Roll, Yellow/Green, Thin Wall | TECONN | TE CONNECTIVITY LTD | HS-G/Y-25/12.5-SP | Active | 1
2456291 | INSULATION SLEEVING,ELECTRICAL | Heat Shrink Tubing, 25/8mm, 50m Roll, Yellow/Green, Thin Wall | LEGEND | LEGEND POWER SYSTEMS | XLP25YG | Active | 2
3437 | RELAY,ELECTROMAGNETIC | Aux, DPDT, 10A, 48V DC, Round Pin, Magnetic Latch | IDEC | IDEC (MANUFACTURER) | RR2KP-U-DC48V | Active | 1
3438 | RELAY,ELECTROMAGNETIC | Aux, DPDT, 10A, 110V DC, Round Pin, Magnetic Latch, Momentary Checkbutton | IDEC | IDEC (MANUFACTURER) | RR2KP-U-DC110V | Active | 1
3439 | RELAY,ELECTROMAGNETIC | Aux, 3PDT, 10A, 32V DC, Round Pin, General Purpose | IDEC | IDEC (MANUFACTURER) | RR3PA-U-DC32V | Active | 1
3440 | RELAY,ELECTROMAGNETIC | Aux, 3PDT, 10A, 48V DC, Round Pin, General Purpose | IDEC | IDEC (MANUFACTURER) | RR3PA-U-DC48V | Active | 1
3443 | RELAY,ELECTROMAGNETIC | Aux, 10A, 120/125V DC, 4 C/O Plug-In, Blade Plug-In | RMSPROD | RMS PRODUCTS (RELAY MONITORING SYSTEMS) | D-D125 | Active | 1
3444 | RELAY,ELECTROMAGNETIC | Aux, 10A, 120/125V DC, 4 C/O Plug-In, Blade Plug-In, Magnetic Arc Blowouts | RMSPROD | RMS PRODUCTS (RELAY MONITORING SYSTEMS) | D-B-D125 | Active | 1
3445 | RELAY,ELECTROMAGNETIC | Aux, 10A, 120/125V DC, 3 C/O +1 N/C Plug-In, Blade Plug-In, Bistable Latch | RMSPROD | RMS PRODUCTS (RELAY MONITORING SYSTEMS) | BD-D125 | Active | 1
3781 | RELAY,ELECTROMAGNETIC | Aux, Anti Pumping, B10-13, 32V DC Control Voltage, suit ABB VBF 36.20.25 CB (1 x per CB) ETS 2009/0092/T Item 7P | ABBAUST | ABB AUSTRALIA PTY LTD | 7900202 | Phasing | 1
2494151 | TERMINATION KIT,ELECTRICAL CABLE | Outdoor, 22kV, 400mm2 Al, 1 Core XLPE c/w Heat Shrink Cable Term Kit, Solvent Wipes, Cable Core Lugs, Cable Screen Lugs | TECONN | TE CONNECTIVITY LTD | EPKT-24E1XO-A-AMPC-PL | Active | 1
2494151 | TERMINATION KIT,ELECTRICAL CABLE | Outdoor, 22kV, 400mm2 Al, 1 Core XLPE c/w Heat Shrink Cable Term Kit, Solvent Wipes, Cable Core Lugs, Cable Screen Lugs | TECONN | TE CONNECTIVITY LTD | ES7586-000 | Active | 2
2494169 | JOINT,ELECTRICAL POWER CABLE | 22kV, 400mm2 Al, 1C XLPE Cable, Insect Protected c/w Heat Shrink Cable Joint Kit, Solvent Wipes, Mechanical Cable Connectors, Cable Screen Links, 1Ph Only | TECONN | TE CONNECTIVITY LTD | ES7584-000 | Active | 2
2494169 | JOINT,ELECTRICAL POWER CABLE | 22kV, 400mm2 Al, 1C XLPE Cable, Insect Protected c/w Heat Shrink Cable Joint Kit, Solvent Wipes, Mechanical Cable Connectors, Cable Screen Links, 1Ph Only | TECONN | TE CONNECTIVITY LTD | MXSU-5141-PL | Active | 1
3314 | POWER SUPPLY | AC/DC, 24V DC, 100 - 240V AC, 240W, 1Ph, St George STATCOM | AMSC | AMSC AUSTRALIA PTY LTD | 16353 | Active | 1
3315 | POWER SUPPLY | AC/DC, 24V DC, 100 - 240V AC, 480W, St George STATCOM | AMSC | AMSC AUSTRALIA PTY LTD | 16347 | Active | 1
3316 | POWER SUPPLY | DC/DC, 9V DC, 50W, St George STATCOM | AMSC | AMSC AUSTRALIA PTY LTD | 16348 | Active | 1
3864 | POWER SUPPLY | G1, 80W, 24V / 3,4A, suit FQD Transmitter Control, ETS 2011/0363/T 12p-FQD | LANDIS | LANDIS GYR (AUST) PTY LTD | 6000.000.00054 | Active | 1
3865 | POWER SUPPLY | G2, 30W, 24V / 1,3A, suit FQD Transmitter Control, ETS 2011/0363/T 12q-FQD | LANDIS | LANDIS GYR (AUST) PTY LTD | 142.120.7820 | Active | 1
24828 | POWER SUPPLY | Power Supply Module, for NOJA RC10 Series | NOJA | NOJA POWER SWITCHGEAR PTY LTD | PSMS-02 | Active | 1
2442952 | POWER SUPPLY | RFL 9110, 19", 1RU RFL Chassis, suit DM20 FFSK Modem | PLC | POWERLINE COMMUNICATIONS (AUST) | RFL 9110 48DC | Active | 1
2461986 | POWER SUPPLY | SCADA, RTU50, 17-170V DC, Wide Range PS Module 100W | SCHNEIDR | SCHNEIDER PTY LTD (MANUFACTURER) | SY-0702076 | Active | 1
2469435 | POWER SUPPLY | 1.9A, Isolated 48 to 5V DC, for SP2 | NETIC | NET IMPROVEMENT CONSULTING PTY LTD | AK-DCW048-5 | Active | 2
2469435 | POWER SUPPLY | 1.9A, Isolated 48 to 5V DC, for SP2 | DUONS | DUONS PTY LTD (AKCP PRODUCTS) | DCW048-5 | Active | 1
2430122 | TERMINATION KIT,ELECTRICAL CABLE | Indoor, 11kV, 35mm2, Al, Triplex (1C wound 3 in hand) TR-XLPE Cable, 11kV Magnefix MD Series RMU & SFU c/w Cable Term Kit, Holec 502.0047/3 Connection | GILBERT | GILBERT LODGE AUSTRALIA PTY LTD | ERGIXSU-HOL-BSMV | Active | 1
170 | CONTACTOR | Output, SFU-K 503, AFLC, Enermet | ENERMET | ENERMET PTY LTD (MANUFACTURER) | 171.206.00300 | Active | 5
2432441 | TERMINAL,LUG | Compression Jumper, Al, Undrilled, Hex Die A/F 47.5mm, 30 Deg, Edge Bent, Centre, suit Sulphur Conductor, AS2395 | PLP | PREFORMED LINE PRODUCTS (AUST) | CTAW-338-FB516-0030 | Active | 5
2432474 | TERMINAL,LUG | Compression Jumper, Al, 4 x 14mm Hole, Hex Die A/F 40.0mm, 45 Deg, Flat Bent, Offset, 50mm Centres, suit Oxygen Conductor, AS2395 | MMELEC | MM ELECTRICAL MERCHANDISING | LA2375F45 | Active | 2
2432474 | TERMINAL,LUG | Compression Jumper, Al, 4 x 14mm Hole, Hex Die A/F 40.0mm, 45 Deg, Flat Bent, Offset, 50mm Centres, suit Oxygen Conductor, AS2395 | PLP | PREFORMED LINE PRODUCTS (AUST) | CTAW-238-FD516-4500 | Active | 1
2432516 | TERMINAL,LUG | Compression Jumper, Al, 4 x 14mm Hole, Hex Die A/F 28.5mm, Straight Offset, 50mm Centres, suit Pluto Conductor, AS2395 | PLP | PREFORMED LINE PRODUCTS (AUST) | CTA-188-15211 | Active | 5
2432532 | TERMINAL,LUG | Compression, Al, 100mm2, 4 x 14mm Holes, 50mm Centre, Hex Die 28.5A/F, 45Deg Flat Bent Offset, Neon/Pluto 19/3.75, AS2395 | MMELEC | MM ELECTRICAL MERCHANDISING | LA1875F45 | Active | 2
2432532 | TERMINAL,LUG | Compression, Al, 100mm2, 4 x 14mm Holes, 50mm Centre, Hex Die 28.5A/F, 45Deg Flat Bent Offset, Neon/Pluto 19/3.75, AS2395 | PLP | PREFORMED LINE PRODUCTS (AUST) | CTAW-188-FD516-4500 | Active | 1
2432540 | TERMINAL,LUG | Compression, Al, 100mm2, Undrilled, Hex Die 28.5A/F, 45Deg Flat Bent Offset, Neon/Pluto 19/3.75, AS2395 | PLP | PREFORMED LINE PRODUCTS (AUST) | CTAW-188-FB516-4500 | Active | 5
2404210 | CONNECTOR ELBOW | Set of 3, 630A, Bolted, suit 22kV 1 Core 158mm2 XLPE Cable, NKT CB 24-630 | DELTA | DELTA POWER AUSTRALIA PTY LTD | 2632396 | Active | 2
2404210 | CONNECTOR ELBOW | Set of 3, 630A, Bolted, suit 22kV 1 Core 158mm2 XLPE Cable, NKT CB 24-630 | NKT | NKT PTY LTD (AUSTRALIA) | 2632144 | Active | 1
2404219 | JOINT,ELECTRICAL POWER CABLE | 22kV, 35mm2 Al, Triplex XLPE Cable, Insect Protected c/w Cold Shrink Cable Joint Kit, Solvent Wipes, 25-95mm Mechanical Cable Connectors, | TECONN | TE CONNECTIVITY LTD | CSJR-ERG63 | Active | 1
2404388 | SILICON,TECHNICAL | 601, 350g Can | HAYMANS | HAYMANS ELECTRICAL | TM12437 | Active | 1
2404388 | SILICON,TECHNICAL | 601, 350g Can | THEWMCCA | TMAC THEW & MCCANN GROUP | SILICONE601 | Active | 2
2404423 | SPRING | Force Spring, S/Steel, Size 5, for PLYSWS U/Ground Cable Earth Kits | INTERENG | INTERTECH ENGINEERING PTY LTD | CFS5 | Active | 1
2405230 | SPLICE,CONDUCTOR | Preformed, FT, 19/3.75 AAC, Pluto & 19/3.75 AAAC, Neon, Colour Code Black (P5) | TYCOELEC | TYCO ELECTRONICS | ALS1875 | Active | 1
2405060 | PLASTIC SHEET | Visqueen Clear 100um Thk, 100 x 2m Rolls | BLKWOODJ | J BLACKWOOD & SONS LIMITED | 4415206 | Active | 1
2405436 | PANEL,POWER DISTRIBUTION | Link Isolating, 3 Way Support for URD LV Pillar | DULMISON | DULMISON (AUST) PTY LTD | UEP11T3A | Active | 5
2405642 | SWITCHGEAR | RMU, SD, 11kV Oil Filled with Busbar Extensions on Both Ends & Extended Height Stands to be Fitted with Test Points | ABBAUST | ABB AUSTRALIA PTY LTD | 5813126 | Active | 1
2405135 | PILLAR | Small Distribution c/w Base, Busbar Neutral Bar & Earth Bar Holec Part No. AFK & Base AFK-4-U | EATONELE | EATON ELECTRIC SYSTEMS PTY LTD | CDC590/N3301004 | Phasing | 1
2405030 | JOINT,ELECTRICAL POWER CABLE | 11kV, Inline Heatshrink 120 to 185mm2 3 Core Al OR Cu | GILBERT | GILBERT LODGE AUSTRALIA PTY LTD | RAYCHEMEFSJ11C | Active | 1
2406752 | BOLT,EYE | M20 x 550mm, Galv c/w Galv Hex Nut, Dwg 01-01-01, Pack of 10 | GREGSF | GREG SEWELL FORGINGS PTY LTD | 2406752 | Active | 1
2406620 | GASKET MATERIAL | 1200 x 900 x 5mm, Cork Compound NEBAR N80 | JAMESWLK | JAMES WALKER AUSTRALIA | SJ38217050N8 | Active | 5
2452530 | SPLICE ENCLOSURE,FIBRE OPTIC | OFS-900 Series, Termination Panel, 24-Way, 1RU Rack Mount Enclosure c/w 2 x Cassettes, suit FC/ST Adaptors | OPTICAL | OPTICAL FIBRE SYSTEMS PTY LTD | OFS-900-ST-B2 | Active | 1
3783 | RELAY,ELECTROMAGNETIC | Aux, Spring Charge Motor, B10-18, 32V DC Control Voltage, suit ABB VBF 36.20.25 CB (1 x per CB) ETS 2009/0092/T Item 7R | ABBAUST | ABB AUSTRALIA PTY LTD | 7900201 | Phasing | 1
3784 | RELAY,ELECTROMAGNETIC | Aux, Anti Pumping, B10-13, 48V DC Control Voltage, suit ABB VBF 36.20.25 CB (1 x per CB) ETS 2009/0092/T Item 7S | ABBAUST | ABB AUSTRALIA PTY LTD | 7900206 | Phasing | 1
3786 | RELAY,ELECTROMAGNETIC | Aux, Spring Charge Motor, B10-18, 48V DC Control Voltage, suit ABB VBF 36.20.25 CB (1 x per CB) ETS 2009/0092/T Item 7U | ABBAUST | ABB AUSTRALIA PTY LTD | 7900205 | Phasing | 1
3790 | RELAY,ELECTROMAGNETIC | Aux, Anti Pumping, B10-13, 125V DC Control Voltage, suit ABB VBF 36.20.25 CB (1 x per CB) ETS 2009/0092/T Item 7Y | ABBAUST | ABB AUSTRALIA PTY LTD | 7900214 | Phasing | 1
3791 | RELAY,ELECTROMAGNETIC | Aux, Indication, B10-17, 125V DC Control Voltage, suit ABB VBF 36.20.25 CB (1 x per CB) ETS 2009/0092/T Item 7Z | ABBAUST | ABB AUSTRALIA PTY LTD | 7900225 | Phasing | 1
2492494 | RELAY,ELECTROMAGNETIC | Mini Relay, 250VAC, 12VDC, 8A, 0.37kW, 8 Pin Flat, 2 Pole, 2CO, 300 Ohm, 3 Breaking/10 Making ms, 100000 Cycles, Plug-In Mount/Faston Connection, Silver | HAYMANS | HAYMANS ELECTRICAL | FID46.52.007412VDC | Active | 1
2476976 | POWER SUPPLY | MD100m E20 Module, 20W, 17.5–160V DC Input, Wide Range Voltage Supply | CGI | CGI TECHNOLOGIES & SOLUTIONS P/L | MD100M-PSU | Active | 1
2427656 | INVERTER,POWER,STATIC | Continuous, 3000W c/w 6m Lg 70mm2 Leads, 24V DC to 240V AC, to Mount in Vehicle to Power 240V AC Tools or Appliances | LATRONIC | LATRONIC SUNPOWER PTY LTD | LS3024C(6)DP | Phasing | 1
2433472 | FIXTURE,LIGHTING | 50W Mercury Vapour Nostalgia Type 2 Luminaire, Blue/Grey c/w Integral Control Gear, PE Cell, Diffuse Lamp & Power Factor Correction, JTS 05-01-01, | SYLVANIA | SYLVANIA SCHREDER | LQ10BD23L | Phasing | 1
3009 | TRANSFORMER,POWER | 66/11kV, 10MVA, Dyn1, 10%, A/C, 21T -20/+5%, 48V, Conservator, CT-66-3-9, LDC-11, CT-N-1-5N, Aux PIT's, ETS 2006/0132/T(32-4) | WILSON | WILSON TRANSFORMER CO. PTY LTD | P1115 | Active | 1
2433811 | CABLE,POWER,ELECTRICAL | U/Ground, 6.35/11kV, Triplex, 1Cx400mm2 Al/TR-XLPE Insulated/WBT/CWS 13.1kA 1Sec /MDPE, 350m Steel Drum, ETS 04-01-11 | MIDLAND | MIDLAND METALS OVERSEAS PTE LTD | MMO-11KV 3X1X400ATRXWBTCWSWBTM | Active | 1
2433811 | CABLE,POWER,ELECTRICAL | U/Ground, 6.35/11kV, Triplex, 1Cx400mm2 Al/TR-XLPE Insulated/WBT/CWS 13.1kA 1Sec /MDPE, 350m Steel Drum, ETS 04-01-11 | OLEX | OLEX AUSTRALIA PTY LTD | XJZA28TDWT3LWAA | Active | 2
2433498 | FIXTURE,LIGHTING | 70W HP Sodium Nostalgia Type 2 Luminaire Blue/Grey c/w Integral Control Gear, PE Cell, Lamp & Power Factor Correction, Minor Roads, EQTS 05-01-01 (scm) | GERARD | GERARD LIGHTING GROUP | LQ41BD23L | Phasing | 1
2434348 | RECLOSER,AUTO | 19.1kV, SWER, 400A, 6kA Cap c/w Ctrl Cub suit ext 240V Supply in Subs, 7m Ctrl Cable, 20mm Dia Stem Terminals DNP 3.0, ETS 06-07-02 (scm) | SCHNEIDR | SCHNEIDER PTY LTD (MANUFACTURER) | W27-ACR-SOLID-24-6-125-19.1KV | Active | 1
2434439 | CROSSARM,COMPOSITE | Fibre, Predrilled, 4139 x 125 x 125mm, 110kV, Wishbone, Set of 3 Xarms, Top/Middle/Brace, Packaged in Sets, EE Dwg 944182-02 | WAGNERS | WAGNERS CFT MANUFACTURING | EC006-00502, 00503, 00802 | Active | 5
2406796 | TERMINAL,LUG | Compression, Al, 2 x M12 Bolt Holes, Hex Die A/F 22.0, 19/3.25 AAC, ETS 01-09-23 (P1) | TYCOELEC | TYCO ELECTRONICS | AL68/1 | Active | 1
2407079 | GUARD,LAMP | Stone Shield, Sylvania Urban Series Streetlight (scm) | GERARD | GERARD LIGHTING GROUP | JA00004 | Active | 1
2407139 | DAMPER,VIBRATION,TRANSMISSION LINE | Stockbridge Type, OPGW, 14.0 mm with Structural Rods, ETS 11-09-01 | PLP | PREFORMED LINE PRODUCTS (AUST) | D-DB05B12SS + D-FORVL137LL-4 | Active | 2
2407139 | DAMPER,VIBRATION,TRANSMISSION LINE | Stockbridge Type, OPGW, 14.0 mm with Structural Rods, ETS 11-09-01 | TEN | THE ENERGY NETWORK (AUST) PTY LTD | 4D20-23.4OPGW | Active | 1
2407139 | DAMPER,VIBRATION,TRANSMISSION LINE | Stockbridge Type, OPGW, 14.0 mm with Structural Rods, ETS 11-09-01 | DULHUNTY | DULHUNTY POWER (AUST) PTY LTD | 4D20-23.4: OPGW | Active | 2
2407117 | LINER,SAFETY HELMET | Thermal Flame Retardant, Metal Eyelets Removed & Hole Sewn in Cotton | ACCULEC | ACCULEC PTY LTD (303899) | SWL12FPS | Active | 1
2407117 | LINER,SAFETY HELMET | Thermal Flame Retardant, Metal Eyelets Removed & Hole Sewn in Cotton | BRITECH | BRI-TECH PTY LTD | SWL12FPS | Active | 2
2407265 | SHACKLE | Bow, Galv Steel, 160kN c/w Clevis Bolt, Nut & Hump Split Pin, ETS 11-09-01 | PLP | PREFORMED LINE PRODUCTS (AUST) | S160A | Active | 1
2409456 | BRACE,CROSSARM | Compression, 90 x 90 x 6 x 2295 Lg, Galv Steel, Stamp with "IIN2409456", EE Dwg 917971-03(1) | ISM | ISM MANUFACTURING PTY LTD | ERGON-917971-03-01 | Active | 1
2409027 | CROSSARM,METAL | Tension Brace, 1980mm Lg, 50 x 50 x 5mm, LH, Galv Steel, Stamp with "IIN2409027", Dwg ES000741-01 (scm) | ISM | ISM MANUFACTURING PTY LTD | ERGON-908942-02-04 | Active | 1
2409241 | CROSSARM,METAL | Welded Assy, 200 x 200 x 5 x 5200mm Lg, Galv Steel, Stamp with "IIN 2409241", EE Dwg 916556-04 Item 116 | ISM | ISM MANUFACTURING PTY LTD | ERGON-916556-04-116 | Active | 1
2409506 | BRACE,CROSSARM | Tension, 45 x 45 x 5 x 2450 Lg, Galv Steel, Stamp with "IIN2409506", EE Dwg 917971-03(6) | ISM | ISM MANUFACTURING PTY LTD | ERGON-917971-03-06 | Active | 1
2409514 | PLATE,METAL | Tension Gusset, 8mm Plate, Galv Steel, Stamp with "IIN 2409514" EE Dwg 917971-03 Item 9 | ISM | ISM MANUFACTURING PTY LTD | ERGON-917971-03-09 | Active | 1
2493724 | SLEEVES,ELECTRICAL WORKERS | Class 3, Extra Curve, Live Line Sleeves (pair) Length 725mm, Large Size 28.5" | YOTSUGI | YOTSUGI CO. LTD | RIS3RYECL-YT | Active | 5
2493799 | SLEEVES,ELECTRICAL WORKERS | Class 4, Extra Curve, Live Line Sleeves (pair) Length 675mm, Regular Size 26.5" | YOTSUGI | YOTSUGI CO. LTD | RIS4RYECR-YT | Active | 5
2493807 | SLEEVES,ELECTRICAL WORKERS | Class 4, Extra Curve, Live Line Sleeves (pair) Length 725mm, Large Size 28.5" | YOTSUGI | YOTSUGI CO. LTD | RIS4RYECL-YT | Active | 5
2451664 | BATTERY,STORAGE | 12V, 12Ah, 6mm Terminal, for ADVC2 Control Box, suit Schneider ADVC (Set of 2) | SCHNEIDR | SCHNEIDER PTY LTD (MANUFACTURER) | 998000055 | Active | 2
2451664 | BATTERY,STORAGE | 12V, 12Ah, 6mm Terminal, for ADVC2 Control Box, suit Schneider ADVC (Set of 2) | NQBATT | NORTH QLD BATTERIES | ES12-12 | Active | 1
2453603 | BATTERY,STORAGE | TP9100 Battery, 2400mAh Li-Ion, for TP9160 Portable Radio | TAITCOMM | TAIT COMMUNICATIONS (TAIT LTD) | TPA-BA-206 | Active | 1
2476281 | BATTERY,STORAGE | 12V, 10Ah, Lithium Deep-Cycle Battery | DRYPOWER | DRYPOWER BATTERIES | 12LFP11.4 | Active | 2
2476281 | BATTERY,STORAGE | 12V, 10Ah, Lithium Deep-Cycle Battery | FORBES | FORBES BATTERIES AND ELECTRONICS | V-LFP-12-10 | Active | 1
2479079 | BATTERY,STORAGE | 48V, 150Ah, Dual String, 2 x 8 UXH75-6 VRLA, Subs Battery Bank, Item 3H | CENTURY | CENTURY YUASA BATTERIES PTY LTD | 3I-341240 | Active | 1
18085 | RELAY,ELECTROMAGNETIC | High Speed Tripping Relay, 48V DC Coil, 3 C/O Contacts, Plug-In, u/w V23 DIN Rail Relay Base | RMSPROD | RMS PRODUCTS (RELAY MONITORING SYSTEMS) | DR-D048 | Active | 5
2435188 | HARNESS,SAFETY,INDUSTRIAL | Style B, Size Large, Full Body, Fall Arrest, for Ladders & Platforms, ETS RSE01 | HGHTDYNM | HEIGHT DYNAMICS | 653L4017 | Active | 1
2435204 | HARNESS,SAFETY,INDUSTRIAL | Style E, Size Large, Full Body, Fall Arrest, for large Transformer & Substation Structures, ETS RSE01 | HGHTDYNM | HEIGHT DYNAMICS | 823L0018 | Active | 1
2435204 | HARNESS,SAFETY,INDUSTRIAL | Style E, Size Large, Full Body, Fall Arrest, for large Transformer & Substation Structures, ETS RSE01 | HGHTDYNM | HEIGHT DYNAMICS | SALA 823L0018 | Active | 2
2434900 | SWITCH,FUSED | URD 250A, CFS Linking Panel c/w Heat Shrink Phase Barriers (scm) | FLOWLINE | FLOWLINE INDUSTRIES PTY LTD | ESQ084 | Active | 1
2434900 | SWITCH,FUSED | URD 250A, CFS Linking Panel c/w Heat Shrink Phase Barriers (scm) | STEMAR | STEMAR ELECTRICAL PRODUCTS | SIT16861 | Active | 2
3173 | TRANSFORMER,CURRENT | 72.5kV, 1200/5A, 50Hz, Post Type 1Ph Outdoor, 5 Core, Metering in Core 3, Standard, L4 Pollution, ETS 2010/0321/T Item 13A | KONCAR | KONCAR - ELECTRICAL INDUSTRY INC | CT072-13A-1200-5A-L4-5C-M3 | Active | 1
3312 | CONTACTOR,MAGNETIC | Aux Trip Plug, 2500A Microversa GE Breaker, St George STATCOM MC069 | AMSC | AMSC AUSTRALIA PTY LTD | 2000010 | Active | 1
3321 | PRINTED CIRCUIT BOARD | CAN Bus Module, Fibre Optics, I/F Single Channel, St George STATCOM | AMSC | AMSC AUSTRALIA PTY LTD | 16213 | Active | 1
2408789 | STRAPPING | Earth, Crossarm, Galv Steel, PL 50x3x150 Lg, 28mm Hole, Stamp with "IIN 2408789" EE Dwg 905348-02 Item No 5 | ISM | ISM MANUFACTURING PTY LTD | ERGON-905348-02-05 | Active | 1
2409217 | WASHER,FLAT | Square, M20, 100 x 100 x 8mm, Galv, EE Dwg ES000627-01 | ISM | ISM MANUFACTURING PTY LTD | ERGON-907224-10 | Active | 1
2409324 | PLATE,METAL | Yoke, 260 x 190 x 20PL, 288kN, Stay, Galv Steel, Stamp with "IIN 2409324" EE Dwg 90745-02 Item 11 | ISM | ISM MANUFACTURING PTY LTD | ERGON-907451-02-11 | Active | 1
2408896 | BRACE,CROSSARM | Compression, LH, 75 x 75 x 6 x 2586 Lg, Galv Steel, Stamp with "IIN2408896", EE Dwg 906882-02(2) | ISM | ISM MANUFACTURING PTY LTD | ERGON-906882-02-02 | Active | 1
2409597 | PLATE,METAL | Stay Attachment Plate, PL 10mm x 75 x 1000 Lg, Galv Steel, Stamp with "IIN 2409597" EE Dwg 917971-03 Item 11 | ISM | ISM MANUFACTURING PTY LTD | ERGON-917971-03-11 | Active | 1
2409068 | CROSSARM,METAL | Welded Assy, 250 x 150 x 5 x 4800mm Lg, Galv Steel, Stamp with "IIN 2409068" | ISM | ISM MANUFACTURING PTY LTD | ERGON-906130-02-4800 | Active | 1
2418861 | TERMINAL BOARD | Panel, Street Light Pole, Slip Base, QESI Dwg # 05-06-03 (scm) | FLOWLINE | FLOWLINE INDUSTRIES PTY LTD | ESQ072 | Active | 1
2418861 | TERMINAL BOARD | Panel, Street Light Pole, Slip Base, QESI Dwg # 05-06-03 (scm) | MMELEC | MM ELECTRICAL MERCHANDISING | I3SLPSB-ROK | Active | 2
2418986 | CROSSARM,COMPOSITE | Fibre, Predrilled, 3300 x 100 x 100mm, 11/22/33kV, Rural, Intermediate, use with Crossarm Mounting Bracket, EE Dwg 921992-07 | WAGNERS | WAGNERS CFT MANUFACTURING | EC006-00041 | Active | 5
2419075 | CROSSARM,COMPOSITE | Fibre, Predrilled, 2525mm Lg Nom, 100 x 100mm, 11kV Intermediate, EQLS-10034-01 | WAGNERS | WAGNERS CFT MANUFACTURING | EC093-00004 | Active | 1
474609 | SLEEVE,COMPRESSION | FT, Mars, 7/3.75 AAC, Hex Die 18.0mm A/F, Al, AS1154-1 | TECONN | TE CONNECTIVITY LTD | FT50A/1 | Active | 5
474609 | SLEEVE,COMPRESSION | FT, Mars, 7/3.75 AAC, Hex Die 18.0mm A/F, Al, AS1154-1 | TYCOELEC | TYCO ELECTRONICS | FT50A/1 | Active | 1
474615 | SLEEVE,COMPRESSION | FT, Moon, 7/4.75 AAC, Hex Die 22.0mm A/F, Al, AS1154-1 | TECONN | TE CONNECTIVITY LTD | FT61A/1 | Active | 5
474615 | SLEEVE,COMPRESSION | FT, Moon, 7/4.75 AAC, Hex Die 22.0mm A/F, Al, AS1154-1 | TYCOELEC | TYCO ELECTRONICS | FT61A/1 | Active | 1
1103815 | PANEL,FUSE | Street Lighting for Major Road Pole, Dwg 05-06-02 (P20) (scm) | MMELEC | MM ELECTRICAL MERCHANDISING | I3SLPMAJ-ROK | Active | 2
1103815 | PANEL,FUSE | Street Lighting for Major Road Pole, Dwg 05-06-02 (P20) (scm) | FLOWLINE | FLOWLINE INDUSTRIES PTY LTD | ESQ064/1 | Active | 1
1250098 | METER,WATTHOUR | Prog Id 82502, Mk10E, 3 Element, 3Ph, 4 Wire, 240V, 5-20A, Class 0.5S, Bottom Connect, 200/5 CT Multi Tariff Business, Undercover Comms Capable, | EDMI | EDMI PTY LTD | 1E00-20H0-611-27-F11-2D0300-03 | Active | 5
860555 | TRANSFORMER,DISTRIBUTION | Padmount, 11kV, 750kVA, 3 Ph (Rect) LV Switchgear, LV Statistical Meter & HV RMU, ETS 02-02-01 | WILSON | WILSON TRANSFORMER CO. PTY LTD | 881-0638-11-AG | Active | 1
1713757 | BOLT,EYE | M20 x 300mm, Galv, Extension c/w Galv Hex Nut, 300mm from end of Bolt to Plate suit Composite Arms, Dwg ES000751-01 | GREGSF | GREG SEWELL FORGINGS PTY LTD | 1713757 | Active | 1
2479087 | BATTERY,STORAGE | 48V, 150Ah, Dual String, 2 x 8 UXH75-6 VRLA, Subs Battery Bank, c/w Rack, Item 3H+R | CENTURY | CENTURY YUASA BATTERIES PTY LTD | 3I+R-341241 | Active | 1
2481968 | BATTERY,STORAGE | 18V, 8.0Ah, M18 Red Li-Ion, for Milwaukee Tools | C&LTOOL | C&L TOOL CENTRE | MIWWAM18FB8 | Active | 1
2481968 | BATTERY,STORAGE | 18V, 8.0Ah, M18 Red Li-Ion, for Milwaukee Tools | MILWAUKE | MILWAUKEE POWER TOOLS | M18FB8 | Active | 5
2487965 | BATTERY,STORAGE | 32V, 180Ah, Dual String, 10 x UXH100-6 VRLA Monoblocs c/w Enclosed Rack, Substation Battery Bank, Contract 10591, Item 16c | CENTURY | CENTURY YUASA BATTERIES PTY LTD | 341308 | Active | 1
2487981 | BATTERY,STORAGE | 48V, 1000Ah, Dual String, 48 x UXL550-2 VRLA Monoblocs c/w Enclosed Rack, Substation Battery Bank, Contract 10591, Item 14c | CENTURY | CENTURY YUASA BATTERIES PTY LTD | 341303 | Active | 1
16945 | RESPIRATOR,AIR FILTERING | Sundstrom SR100 Half Face, Med/Lge c/w Mask Body, Filter Attachment, Head Harness, Membrane Seat, Inhalation & Exhalation Membrane, Protective Cap | BLKWOODJ | J BLACKWOOD & SONS LIMITED | 01359378/03217 | Active | 2
16945 | RESPIRATOR,AIR FILTERING | Sundstrom SR100 Half Face, Med/Lge c/w Mask Body, Filter Attachment, Head Harness, Membrane Seat, Inhalation & Exhalation Membrane, Protective Cap | BLKWOODJ | J BLACKWOOD & SONS LIMITED | 1359378 | Active | 1
2465805 | RESPIRATOR,AIR FILTERING | RFF4000, Full Face Respirator Mask Kit, M-L c/w Pro2000 Filter CF 32 A2B2E2K2-P3 & 3M Storage Bag | ALLENS | ALLENS INDUSTRIAL PRODUCTS | RFF4000SF6KIT | Active | 1
2465805 | RESPIRATOR,AIR FILTERING | RFF4000, Full Face Respirator Mask Kit, M-L c/w Pro2000 Filter CF 32 A2B2E2K2-P3 & 3M Storage Bag | ALLENS | ALLENS INDUSTRIAL PRODUCTS | SHIGEMATSU 05STS04 - STS | Active | 5
2459121 | COVER | Pit Safe Cover 12/8, 1200mm Lg, 800 x 30mm, Yellow, Embossed with Ergon Energy (scm) | OXFORDPL | OXFORD PLASTICS SYSTEM LTD | 307 | Active | 1
2473676 | COVER | Milwaukee, Impact Wrench Protective Boot, Rubber, for M18 Fuel CPIW Small Impact Wrenches | MILWAUKE | MILWAUKEE POWER TOOLS | 49162754 | Phasing | 5
2473676 | COVER | Milwaukee, Impact Wrench Protective Boot, Rubber, for M18 Fuel CPIW Small Impact Wrenches | TTLTOOL | TOTAL TOOLS TOWNSVILLE | MILWA49162754 | Phasing | 1
2491884 | COVER | Blank Cover for Access Module, suit SEL ICON | SEL | SCHWEITZER ENGINEERING LAB PTY LTD | 8049-01 | Active | 1
2491892 | COVER | Protected Line Module Cover, suit SEL ICON | SEL | SCHWEITZER ENGINEERING LAB PTY LTD | 8098-01 | Active | 1
2491900 | COVER | Submodule Cover, suit SEL ICON | SEL | SCHWEITZER ENGINEERING LAB PTY LTD | 8099-01 | Active | 1
2495679 | TIMBER,HARDWOOD | Untreated Pole, 20m Lg, 20kN, P20/20 | FCRC | FRASER COAST REGIONAL COUNCIL | P20/20 | Active | 5
2495737 | TIMBER,HARDWOOD | Untreated Pole, 23m Lg, 12kN, P23/12 | FCRC | FRASER COAST REGIONAL COUNCIL | P23/12 | Active | 5
3331 | PRINTED CIRCUIT BOARD | Single Ethernet, PC/104 Plus PPM 10/100, St George STATCOM | AMSC | AMSC AUSTRALIA PTY LTD | 16857 | Active | 1
3287 | CIRCUIT BREAKER | MCB, 4A, Z-Trip, MC066, St George STATCOM | AMSC | AMSC AUSTRALIA PTY LTD | 17365 | Active | 5
3287 | CIRCUIT BREAKER | MCB, 4A, Z-Trip, MC066, St George STATCOM | AMSC | AMSC AUSTRALIA PTY LTD | 17365 | Active | 1
3289 | CIRCUIT BREAKER | MCB, 15A, St George STATCOM | AMSC | AMSC AUSTRALIA PTY LTD | 16531 | Active | 5
3289 | CIRCUIT BREAKER | MCB, 15A, St George STATCOM | AMSC | AMSC AUSTRALIA PTY LTD | 16531 | Active | 1
3311 | FUSEHOLDER,BASE & CARRIER | 690/700V, 800A, Size 3, Inverter Pole Fuse, St George STATCOM | AMSC | AMSC AUSTRALIA PTY LTD | 16321 | Active | 1
30035 | CONNECTOR ASSEMBLY,ELECTRICAL | Compression Splice c/w 4 Hole Palm Assembly Transverse, suit 100mm Busbar | ADAPTAUS | ADAPT AUSTRALIA PTY LTD | PLKM1150D100P5 | Active | 1
30036 | CONNECTOR ASSEMBLY,ELECTRICAL | Compression Splice c/w 4 Hole Palm Pad, suit 100mm Busbar | ADAPTAUS | ADAPT AUSTRALIA PTY LTD | PLKM1100D100E1P5 | Active | 1
2438596 | BOX ASSEMBLY,FENCING | Strainer for Unstable Soil c/w Post 1 x 2100mm (100mmNB/75x75mm Angle), Top Rail 1 x 60NB, Turnbuckle, Wire Brace, Bolt & Nut, 2 x Upper & Lower Brackets, | WARWICKG | WARWICK GATES PTY LTD (MANUFACTURER) | DBAK-B | Active | 5
2423986 | CROSSARM,METAL | Compression RH, 75 x 75 x 5 x 2496mm Lg, Galv Steel, Stamp with "IIN 2423986", EE Dwg 953218-02 Item 1 | DMIGM | DMI GLOBAL MANUFACTURING | C1B | Active | 1
2424018 | RECLOSER,AUTO | 11kV, 3 Ph, 400A, 12.5kA Cap, Vacuum Interrupting, SF6 insulated, O/door Pole Mount c/w Ctrl Cub, Insulated Cable Droppers, Aux VT 240V & HV Leads, | SCHNEIDR | SCHNEIDER PTY LTD (MANUFACTURER) | N15-ACR-SF6-15-12-110 | Active | 5
2422160 | PARTS KIT,TERMINAL JUNCTION | Terminal Box, Fixed Base Pole Kit c/w 2 x Terminal Blocks for Fixed Base Street Light Pole (scm) | VELNAH | VELNAH PTY LTD | JEDL242501 | Active | 1
2422160 | PARTS KIT,TERMINAL JUNCTION | Terminal Box, Fixed Base Pole Kit c/w 2 x Terminal Blocks for Fixed Base Street Light Pole (scm) | MMELEC | MM ELECTRICAL MERCHANDISING | I3S-BPFBDR-ROK | Active | 2
2424034 | RECLOSER,AUTO | 33kV, 3 Ph, 400A, 12.5kA Cap, Vacuum Interrupting, SF6 insulated, O/door Pole Mount c/w Ctrl Cub, Insulated Cable Droppers, Aux VT 240V & HV Leads, | SCHNEIDR | SCHNEIDER PTY LTD (MANUFACTURER) | N38-ACR-SF6-38-12-170 | Active | 5
2424042 | TRANSFORMER,VOLTAGE | 11kV/240V, 50VA, 1 Ph, External Aux Power Supply c/w Pole Mounting Bracket, suits Schneider ONLY, ETS 06-07-03(6) (scm) | SCHNEIDR | SCHNEIDER PTY LTD (MANUFACTURER) | 990003200 | Active | 1
2423655 | CABLE,POWER,ELECTRICAL | U/Ground, 19.1/33kV, 1C x 50mm2 Al/ TR-XLPE Insulated/CWS 4.9kA 1Sec/WBT/ PVC/Nylon Jacket/HPDE, 500m Steel Drum, ETS 04-02-04 (scm) | MIDLAND | MIDLAND METALS OVERSEAS PTE LTD | MMO-33KV 1X50ATRXWBTCWSWBTPNJM | Active | 1
2423655 | CABLE,POWER,ELECTRICAL | U/Ground, 19.1/33kV, 1C x 50mm2 Al/ TR-XLPE Insulated/CWS 4.9kA 1Sec/WBT/ PVC/Nylon Jacket/HPDE, 500m Steel Drum, ETS 04-02-04 (scm) | OLEX | OLEX AUSTRALIA PTY LTD | XNHA19WWT01CXAA | Active | 2
2480911 | END PLATE,TERMINAL BLOCK | End Cover, D-ST 2.5-Quattro-MT, 29.1mm D, 2.2mm W, 84mm H, Grey, suit PT 2.5-MT-Quattro Terminal Block | PHOENIX | PHOENIX CONTACT PTY LTD | 3038590 | Active | 1
2483899 | ENCLOSURE | Double-walled Outdoor Housing, Pole Mtg c/w Double-bit Key no.5, 3mm Double-bit 41mm Lg Lock Insert & 27mm Lg Lock Insert | RITTAL | RITTAL AUSTRALIA PTY LTD | 9791045 | Active | 1
21412 | END PLATE,TERMINAL BLOCK | Type D-UK 4/10, End Cover, 42.5mm Lg, 1.8mm W, 35.9mm H, Gray, Universal Mtg, suit Terminal UK6N & UK10N, Pack of 50 | HAYMANS | HAYMANS ELECTRICAL | PHO3003020 | Active | 1
21412 | END PLATE,TERMINAL BLOCK | Type D-UK 4/10, End Cover, 42.5mm Lg, 1.8mm W, 35.9mm H, Gray, Universal Mtg, suit Terminal UK6N & UK10N, Pack of 50 | PHOENIX | PHOENIX CONTACT PTY LTD | 3003020 | Active | 5
2469211 | END PLATE,TERMINAL BLOCK | FEM13U End Section, Black, 1.5mm Spacing | ABBAUST | ABB AUSTRALIA PTY LTD | 1SNA 199 635 R2400 | Active | 1
3335 | PROCESSOR,GATEWAY | Ethernet Router, HUB, DAS & Master Control, St George STATCOM | AMSC | AMSC AUSTRALIA PTY LTD | 16459 | Active | 1
24940 | PROCESSOR,GATEWAY | Access Point 2 c/w Smart Hub PCB, Modem & Antenna, 1m Pink Cat5e Cable, for Smart Hub Network | EAQ | ELECTRONICS ASSEMBLY QUEENSLAND PTY LTD | ACCESS POINT 2 | Active | 1
24943 | PROCESSOR,GATEWAY | Smart Hub 2 Kit c/w PCB Enclosure with Black Cable, 1m Pink Cat5e Cable, Installation MODBUS Register List | EAQ | ELECTRONICS ASSEMBLY QUEENSLAND PTY LTD | SMART HUB 2 | Active | 1
2467983 | PROCESSOR,GATEWAY | ATOP Technologies SE5001, Universal 1 Port RJ-45 Serial Device Server, DB9 Connector, 75bps to 230Kbps, 9~30V DC, 300mA Nom, Ethernet Comms | ATOP | ATOP TECHNOLOGIES INC | SE5001 | Active | 5
2437655 | POLE,LINE CONSTRUCTION,CONCRETE | 30.0m, 840mm Dia, Base Mounted, Comms Pole | ROCLA | ROCLA PTY LTD | SR5-BM30-840 | Active | 5
3362 | CIRCUIT BREAKER | 36kV, 2000A, 25kA/3sec, 240V DC Control, 240V DC Motor, L4 Pollution, ETS 2009/0092/T Item 1, ABB VBF 36.20.25 | ABBAUST | ABB AUSTRALIA PTY LTD | CB036-OD-LT-L4-240VDCC-240VDCM | Active | 1
3367 | INDICATOR,DIGITAL DISPLAY | TPI Encoder Module, 85-264V AC, 110-300V DC, BCD Output, 35 POS | WILSON | WILSON TRANSFORMER CO. PTY LTD | 872-0070P11 | Active | 1
30294 | TERMINAL,LUG | AS5, Al, 4 Hole, 50mm Centre, 30 Deg Palm Angle Offset, Sulphur 61/3.75 AAAC | PLP | PREFORMED LINE PRODUCTS (AUST) | CTA-338-35211 | Active | 5
2426054 | SWITCH,AIR BREAK | 22kV, 630A, 200kV BIL, 3 Ph, Unitised Ganged, Horizontal Side Break General Purpose c/w Load Break Device, to suit Top & Mid Pole Composite Insulator (scm) | NGKSTANG | NGK STANGER PTY LTD | 70209/562 | Active | 1
2426070 | CABLE,POWER,ELECTRICAL | U/Ground, 6.35/11kV, 1C x 630mm2 Cu/ TR-XLPE Insulated/Insect Protected/ Fire Retardant, 500m Steel Drum, ETS 04-05-01 (scm) | CBLGRID | CABLE GRID AUSTRALIA PTY LTD | CGA475 | Active | 2
2426070 | CABLE,POWER,ELECTRICAL | U/Ground, 6.35/11kV, 1C x 630mm2 Cu/ TR-XLPE Insulated/Insect Protected/ Fire Retardant, 500m Steel Drum, ETS 04-05-01 (scm) | MIDLAND | MIDLAND METALS OVERSEAS PTE LTD | MMO-11KV 1X630CTRXWBTCWSHFSHFS | Active | 1
2426989 | LEAD,ELECTRICAL | Earth Bonding Lead + PG Clamp (10kA/0.5 sec), 1m long, suit 14mm OPGW Armour Grip Suspension Units, to Ergon Transmission Line Spec (scm) | PLP | PREFORMED LINE PRODUCTS (AUST) | EBL-OPGW01-0719-ER | Active | 1
2426989 | LEAD,ELECTRICAL | Earth Bonding Lead + PG Clamp (10kA/0.5 sec), 1m long, suit 14mm OPGW Armour Grip Suspension Units, to Ergon Transmission Line Spec (scm) | DULHUNTY | DULHUNTY POWER (AUST) PTY LTD | ERG-2426989 | Active | 2
2425858 | BUSBAR | Flat, Cu Strap, 4m Lg, 25 x 2.5mm, Earthing, TS 03-03-01 (scm) | PRIMETAL | PRIMARY METALS & ALLOYS PTY LTD | 1-1000-5 | Active | 1
2425866 | BUSBAR | Flat, Annealed Cu, 4m Lg, 40 x 4mm, Round Edge, TS 03-03-01 (scm) | PRIMETAL | PRIMARY METALS & ALLOYS PTY LTD | 1-1018 | Active | 1
2476505 | BUSBAR | Tubular, Silver Plated, 97mm Lg, Complete Connection Piece, for use in Magnefix/Hazemeyer MD4 RMU | EATONELE | EATON ELECTRIC SYSTEMS PTY LTD | 2683.189 | Active | 1
2476513 | BUSBAR | Tubular, Silver Plated, 139mm Lg, Pre-Mid 90s Connecting Top, Complete Connection Piece, for use in Magnefix/Hazemeyer MD4 RMU | EATONELE | EATON ELECTRIC SYSTEMS PTY LTD | 2683.19 | Active | 1
2476521 | BUSBAR | Tubular, Silver Plated, 85mm Lg, Pre-Mid 90s Connecting Centre, Complete Connection Piece, for use in Magnefix/Hazemeyer MD4 RMU | EATONELE | EATON ELECTRIC SYSTEMS PTY LTD | 2683.191 | Active | 1
2476539 | BUSBAR | Tubular, Silver Plated, 31mm Lg, Complete Connection Piece, for use in Magnefix/Hazemeyer MD4 RMU | EATONELE | EATON ELECTRIC SYSTEMS PTY LTD | 2683.192 | Active | 1
2438893 | END CAP | Conduit, 100mm, Orange, HD, suit 100mm Pressure Pipe | CLIPSAL | CLIPSAL (BY SCHNEIDER ELECTRIC) | CLI 262P100 | Active | 5
30003 | PUSH BUTTON | Illuminated, White, Full Voltage, Input Various Voltages, Round for Front Panel Mounting, LED not included | IPDGROUP | IPD GROUP LIMITED | HW1L-M1F11D2-W | Active | 1
30003 | PUSH BUTTON | Illuminated, White, Full Voltage, Input Various Voltages, Round for Front Panel Mounting, LED not included | IDEC | IDEC (MANUFACTURER) | HW1L-M1F11D2-W | Active | 2
30005 | PUSH BUTTON | Convertor Illuminated, White c/w White 6V LED, 90-140V, DC-DC | IDEC | IDEC (MANUFACTURER) | HW1LM1F11DCDCDW6 | Active | 1
30360 | CLAMP,ELECTRICAL | Transverse, Tee, Bolted Run Palm Tap, AS4T, 2 Hole 50mm Centre, suit Oxygen 19/4.75 AAAC | PLP | PREFORMED LINE PRODUCTS (AUST) | BRPTT-196240-AS4-T | Active | 5
2439792 | COVER,ACCESS | Pole Hole, 3mm Thk, 1035 x 1035mm c/w Folded Edges, Al Checker-plate, EE Dwg 1027672-01 | SAFESCRN | SAFETY SCREENS AUSTRALIA PTY LTD | SSAPHC1050 | Phasing | 1
105091 | TIE,PREFORMED | Side, Neck Dia 54mm Insulator, 7/3.25 SC/GZ, Armoured (scm) | PLP | PREFORMED LINE PRODUCTS (AUST) | GST160A54 | Active | 1
2457950 | BATTERY,STORAGE | 125V, 125Ah, Dual String, 38 x UXH75-6 VRLA Monoblocs c/w Rack, Subs Standby Battery Bank, Contract 10591, Item 1b | CENTURY | CENTURY YUASA BATTERIES PTY LTD | 341273 | Active | 1
2457976 | BATTERY,STORAGE | 125V, 224Ah, Dual String, 38 x UXH125-6 VRLA Monoblocs c/w Rack, Subs Standby Battery Bank, Contract 10591, Item 3b | CENTURY | CENTURY YUASA BATTERIES PTY LTD | 341275 | Active | 1
2457984 | BATTERY,STORAGE | 110V, 90Ah, Dual String, 18 x UXH50-12 VRLA Monoblocs c/w Rack, Subs Standby Battery Bank, Contract 10591, Item 4b | CENTURY | CENTURY YUASA BATTERIES PTY LTD | 341276 | Active | 1
2457992 | BATTERY,STORAGE | 110V, 125Ah, Dual String, 36 x UXH75-6 VRLA Monoblocs c/w Rack, Subs Standby Battery Bank, Contract 10591, Item 5b | CENTURY | CENTURY YUASA BATTERIES PTY LTD | 341277 | Active | 1
2458024 | BATTERY,STORAGE | 110V, 400Ah, Dual String, 108 x UXL220-2 VRLA Monoblocs c/w Rack, Subs Standby Battery Bank, Contract 10591, Item 8b | CENTURY | CENTURY YUASA BATTERIES PTY LTD | 341280 | Active | 1
2458032 | BATTERY,STORAGE | 48V, 90Ah, Dual String, 8 x UXH50-12 VRLA Monoblocs c/w Rack, Subs Standby Battery Bank, Contract 10591, Item 9b | CENTURY | CENTURY YUASA BATTERIES PTY LTD | 341281 | Active | 1
2458057 | BATTERY,STORAGE | 48V, 180Ah, Dual String, 8 x FXH100-12S VRLA Monoblocs c/w Rack, Subs Standby Battery Bank, Contract 10591, Item 11b | CENTURY | CENTURY YUASA BATTERIES PTY LTD | 313122-ITEM 3D+R | Active | 1
2458065 | BATTERY,STORAGE | 48V, 224Ah, Dual String, 16 x UXH125-6 VRLA Monoblocs c/w Rack, Subs Standby Battery Bank, Contract 10591, Item 12b | CENTURY | CENTURY YUASA BATTERIES PTY LTD | 341284 | Active | 1
2458099 | BATTERY,STORAGE | 32V, 125Ah, Dual String, 10 x UXH75-6 VRLA Monoblocs c/w Rack, Subs Standby Battery Bank, Contract 10591, Item 15b | CENTURY | CENTURY YUASA BATTERIES PTY LTD | 341287 | Active | 1
2458123 | BATTERY,STORAGE | 110V, 180Ah, Dual String, 36 x UXH100-6 VRLA Monoblocs c/w Enclosed Rack, Subs Standby Battery Bank, Contract 10591, Item 6c | CENTURY | CENTURY YUASA BATTERIES PTY LTD | 341298 | Active | 1
2494268 | BATTERY,STORAGE | 125V, 180Ah, Dual String, 38 x UXH100-6 VRLA Monoblocs, c/w Enclosed Rack, Subs Standby Battery Bank, Contract 10591, Item 2c | CENTURY | CENTURY YUASA BATTERIES PTY LTD | 341310 | Active | 1
395451 | CLOTH,CLEANING | Wipers, HD, Industrial, 60 x 40cm, Green 94164, Pack of 12 | BLKWOODJ | J BLACKWOOD & SONS LIMITED | 1502790 | Active | 1
2401722 | CLOTH,CLEANING | Bag of Rags, Medium Cotton, Coloured, 10kg Slab, for Wiping | STATEWD | STATEWIDE FASTNERS & ENGEERING SUPPLIES | RAGMIXCOTTKG10 | Active | 1
2401722 | CLOTH,CLEANING | Bag of Rags, Medium Cotton, Coloured, 10kg Slab, for Wiping | BLKWOODJ | J BLACKWOOD & SONS LIMITED | 1200292 | Active | 2
2493906 | SPLICE ENCLOSURE,FIBRE OPTIC | OTP, OFS-200, 12-Way ST/FC, Wall Mount, 1x Splice Cass, No Thru Adpts | OPTICAL | OPTICAL FIBRE SYSTEMS PTY LTD | OFS-200-12ST/FC-B-1 | Active | 5
2493948 | SPLICE ENCLOSURE,FIBRE OPTIC | OTP, OFS-200, 24-Way SC/SCA, Wall Mount, IP Rated, 2x Splice Cass, No Thru Adpts | OPTICAL | OPTICAL FIBRE SYSTEMS PTY LTD | OFS-200-24SSC-B-2-IP | Active | 5
2493989 | SPLICE ENCLOSURE,FIBRE OPTIC | OTP, OFS-800 SCA Kit, 96-Way SC/SCA, Wall Mount, IP Rated, 8x Splice Cass, 100x Splice Prot, 72x SCA Thru Adpts, 72x SCA SMOF Pigtails | OPTICAL | OPTICAL FIBRE SYSTEMS PTY LTD | OFS-CSPN-085 | Active | 5
2494029 | SPLICE ENCLOSURE,FIBRE OPTIC | OTP, OFS-900 ST Kit, 24-Way ST/FC, 1RU, 19" Rack Mount, 2x Splice Cass, 25x Splice Prot, 24x ST Thru Adpts, 24x ST OM1 Pigtails | OPTICAL | OPTICAL FIBRE SYSTEMS PTY LTD | OFS-CSPN-089 | Active | 5
2494045 | SPLICE ENCLOSURE,FIBRE OPTIC | OTP, OFS-900 DLC OM3 Kit, 24-Way SC/SCA, 1RU, 19" Rack Mount, 2x Splice Cass, 25x Splice Prot, 12x DLC OM3 Thru Adpts, 12x SC Blanks, 24x LC OM3 Pigtails | OPTICAL | OPTICAL FIBRE SYSTEMS PTY LTD | OFS-CSPN-091 | Active | 5
2494060 | SPLICE ENCLOSURE,FIBRE OPTIC | OTP, OFS-200 ST Kit, 24-Way ST/FC, Wall Mount, IP Rated, 2x Splice Cass, 25x Splice Prot, 24x ST Thru Adpts, 24x ST OM1 Pigtails | OPTICAL | OPTICAL FIBRE SYSTEMS PTY LTD | OFS-CSPN-093 | Active | 5
2494110 | SPLICE ENCLOSURE,FIBRE OPTIC | CLJ, FOSC-400D5 Kit, Patch Basket, 2x SC/SCA Splice/Patch Tray, 45mm Splice Prot, 12x DLC SMOF Thru Adpts, 24x LC SMOF Pigtails, 6x 1m LC-LC Duplex Patch | OPTICAL | OPTICAL FIBRE SYSTEMS PTY LTD | OFS-CSPN-098 | Active | 5
2494128 | SPLICE ENCLOSURE,FIBRE OPTIC | OTP, GEN MOD-12 Sub Kit, 12-Way SC/SCA, Wall Mount, SS IP Rated, 5x Splice Prot, 2x DLC OM3 Thru Adpts, 4x LC OM3 Pigtails | OPTICAL | OPTICAL FIBRE SYSTEMS PTY LTD | OFS-CSPN-099 | Active | 5
2494136 | SPLICE ENCLOSURE,FIBRE OPTIC | OTP, GEN MOD-12 DTS Kit, 12-Way SC/SCA, Wall Mount, SS IP Rated, 10x Splice Prot 4x E2000 OM3 Thru Adpts, 4x E2000 OM3 Pigtails, 4x SCA Thru Adpts, 4x SCA SMOF | OPTICAL | OPTICAL FIBRE SYSTEMS PTY LTD | OFS-CSPN-100 | Active | 5
20387 | JOINT,ELECTRICAL POWER CABLE | 11kV, 3Ph, for 185-400mm2 Triplex to 3 Core 300mm2 Cu/Al 11kV PLYHDPE, Heatshrink Joint | JBJOINT | JB JOINTING SUPPLIES PTY LTD | 11-185/400-XL/PL-1C/3C-J | Active | 2
20387 | JOINT,ELECTRICAL POWER CABLE | 11kV, 3Ph, for 185-400mm2 Triplex to 3 Core 300mm2 Cu/Al 11kV PLYHDPE, Heatshrink Joint | OLEX | OLEX AUSTRALIA PTY LTD | 17JTM3.1.400W+M185.400 CW/EQ | Active | 2
20387 | JOINT,ELECTRICAL POWER CABLE | 11kV, 3Ph, for 185-400mm2 Triplex to 3 Core 300mm2 Cu/Al 11kV PLYHDPE, Heatshrink Joint | TECONN | TE CONNECTIVITY LTD | MXSU-EX333 | Active | 1
1276279 | TERMINAL BLOCK | Test, ESAA Pattern c/w Clear Cover & Ergon Energy Logo, Incl Additional "E" Link Incorporating 4V Links, Insulated Knurled Knobs (red, white/blue) & | CLIPSAL | CLIPSAL (BY SCHNEIDER ELECTRIC) | CLI 1008 | Active | 2
1276279 | TERMINAL BLOCK | Test, ESAA Pattern c/w Clear Cover & Ergon Energy Logo, Incl Additional "E" Link Incorporating 4V Links, Insulated Knurled Knobs (red, white/blue) & | EUGAQUIP | EUGAQUIP ENGINEERING | TBO76CEL-MK1 | Active | 1
2401075 | TERMINAL BLOCK | Through 6mm2, Grey, M6/8 (P50) | IPDGROUP | IPD GROUP LIMITED | CTS6U | Active | 1
2401075 | TERMINAL BLOCK | Through 6mm2, Grey, M6/8 (P50) | MMELEC | MM ELECTRICAL MERCHANDISING | M6/8 | Active | 2
2429918 | CABLE,POWER,ELECTRICAL | U/Ground, 6.35/11kV, 1C x 400mm2 Cu/ TR-XLPE Insulated/(40/1.70) CWS/PVC WBT/ HDPE/Insect Protected/Nylon Jacket, 500m Steel Drum, TS 04-01-11 (scm) | MIDLAND | MIDLAND METALS OVERSEAS PTE LTD | MMO11KV1X400CTRXWCWSWPNJM | Active | 1
2429918 | CABLE,POWER,ELECTRICAL | U/Ground, 6.35/11kV, 1C x 400mm2 Cu/ TR-XLPE Insulated/(40/1.70) CWS/PVC WBT/ HDPE/Insect Protected/Nylon Jacket, 500m Steel Drum, TS 04-01-11 (scm) | OLEX | OLEX AUSTRALIA PTY LTD | XJHP28WWT01CXAA | Active | 2
21673 | COVER,ELECTRICAL EQUIPMENT | Replacement Cover, Clip-On, for Electrical Box, Streetlight, Circuit Breaker, Enclosure | ACCULEC | ACCULEC PTY LTD (303899) | CB-MF-CR | Active | 1
104217 | INSULATOR,PIN | Bridging, 33kV, 170kV BIL, Polyethylene, Vertical Vice Top, Pattern 'C' Thread, Dwg 891659-1 | BRITECH | BRI-TECH PTY LTD | HPI35VTP | Active | 1
10013 | INSULATOR,STANDOFF | Porcelain, 80mm Dia, 80mm H, M16 Mounting Bolts Termination & Bracket, suit 66kV Porcelain Cable Terminations Set of 4 (scm) | CBLGRID | CABLE GRID AUSTRALIA PTY LTD | S1436-4 | Active | 2
10013 | INSULATOR,STANDOFF | Porcelain, 80mm Dia, 80mm H, M16 Mounting Bolts Termination & Bracket, suit 66kV Porcelain Cable Terminations Set of 4 (scm) | INTERENG | INTERTECH ENGINEERING PTY LTD | P-ESSPARTS | Active | 1
18119 | INSULATOR,STANDOFF | Line Post, Synthetic Composite, 132kV Nom, 1550mm Nom Lg, Horizontal c/w Bendable Gain Base Mtg, 356mm Pole Mtg Centres, 2 Hole Drop Tongue End | THEWMCCA | TMAC THEW & MCCANN GROUP | TM00728 | Active | 1
18683 | INSULATOR,STANDOFF | Line Post, Synthetic Composite, 132kV Nom, 1550mm Nom Lg, Horizontal c/w Bendable Gain Base & Assy Bolts, 305mm Pole Mtg Centres, Fitted to | GRAPHSOL | GRAPH SOLUTIONS PTY LTD | 132500C.5 | Active | 1
150008 | INSULATOR,STANDOFF | Busbar Standoff Indoor, 660V, M10 Thread Both Ends (scm) | IPDGROUP | IPD GROUP LIMITED | 14NB5 | Active | 1
2405137 | INSULATOR,STANDOFF | LV, 75mm H x 58mm D, M10 Tapped Hole Each End | HYLEC | HYLEC ENERGY SOLUTIONS | S017510 | Active | 1
2437986 | INSULATOR,STANDOFF | Indoor Post, M12 Thread, Dwg # EESS-10031-04 | EMCPAC | EMC PACIFIC PTY LTD | BBI 52 | Active | 5
2480929 | INSULATOR,STANDOFF | Neutral Bus, Ertalon, 120mm Dia, M12 Bolt Hole, for Bundle Constructions | PENTA | PENTA AUST (TMAC THEW & MCCANN/HYLEC) | PA01656 | Active | 1
2480929 | INSULATOR,STANDOFF | Neutral Bus, Ertalon, 120mm Dia, M12 Bolt Hole, for Bundle Constructions | THEWMCCA | TMAC THEW & MCCANN GROUP | TM01656 | Active | 2
3759 | LEAD,ELECTRICAL | 15m Lead, suit HAT-200 Current Transducer, EESS-10735-01-0B | LEGEND | LEGEND POWER SYSTEMS | RPS-RT15M0-RTP | Active | 1
4061 | LEAD,ELECTRICAL | Multiplexer Cable, PDH, 15m Lg, 4W E&M 20 Pair Stub Cable P1 & P2, suit 21236, EE Dwg 903187-01 | COMMTEL | COMMTEL NETWORK SOLUTIONS | STD-0034-P1-20-15M & P2-20-15M | Active | 1
4069 | LEAD,ELECTRICAL | Multiplexer Cable, PDH, 15m Lg, V24 10 Pair Stub Cable P1 & P2, suit 24020, EE Dwg 903187-03 | COMMTEL | COMMTEL NETWORK SOLUTIONS | STD-0036-P1-10-15M & P2-10-15M | Active | 1
4080 | LEAD,ELECTRICAL | Multiplexer Cable, PDH, 5m Lg, Subscriber Unit P1, 10 Pair Stub Cable, suit 21206, EE Dwg 903187-04 | COMMTEL | COMMTEL NETWORK SOLUTIONS | STD-0037-P2-10-5M | Active | 1
4093 | LEAD,ELECTRICAL | Multiplexer Cable, PDH, 15m Lg, Stub Cable 4 Pair Assembly, 3 x 7 | COMMTEL | COMMTEL NETWORK SOLUTIONS | STD-0044-P1-04-15M | Active | 1
4130 | LEAD,ELECTRICAL | Multiplexer Cable, PDH, 10m Lg, Mux Generic 2Mbs, 120 Ohm, 4 Pair, 3 x 7 Connector | COMMTEL | COMMTEL NETWORK SOLUTIONS | STD-0076-P2-04-10M | Active | 1
22827 | LEAD,ELECTRICAL | Flexible Insulated Jumper Cable, 3m Lg, Cable Meets Requirements ASTM F2321, kV Rating 15kV Phase to Phase, 10kV Phase to Earth, 400A Rated, 1.1 Smooth Jaw Al | TEN | THE ENERGY NETWORK (AUST) PTY LTD | BRITECH JUMPER3MEX | Active | 1
25393 | LEAD,ELECTRICAL | Bridge, LV Fused Temporary Bypass LV Temporary Fused Bridge; 80 amp Inline Fuse Installer, Strictly for use as per WP9435 | PENTA | PENTA AUST (TMAC THEW & MCCANN/HYLEC) | PA21860 | Active | 1
25393 | LEAD,ELECTRICAL | Bridge, LV Fused Temporary Bypass LV Temporary Fused Bridge; 80 amp Inline Fuse Installer, Strictly for use as per WP9435 | HYLEC | HYLEC ENERGY SOLUTIONS | INLINEFUSE80A | Active | 2
2469203 | TERMINAL BLOCK | Type ML10/13.SN Screw Clamp, Disconnect with Lever, Black/Blue | ABBAUST | ABB AUSTRALIA PTY LTD | 1SNA 199 105 R2200 | Active | 1
2480812 | TERMINAL BLOCK | PT6-T, Disconnect VT Terminal, Brown, 1000V, 32A, 91 x 10 x 63mm, 35mm DIN Rail Mtg, Clip-on, 0.5-10mm Cond Size | PHOENIX | PHOENIX CONTACT PTY LTD | 1322569 | Active | 1
2480820 | TERMINAL BLOCK | PT6-T, Disconnect DC Terminal, 1000V, 32A, Grey, 91 x 10 x 63mm, 35mm DIN Rail Mtg, Clip-on, 0.5-10mm Cond Size | PHOENIX | PHOENIX CONTACT PTY LTD | 1326583 | Active | 1
2455210 | POLE,LINE CONSTRUCTION,CONCRETE | 35.0m, 540mm Dia, Direct Imbedded, Comms Pole, Dwg 903386-02 | ROCLA | ROCLA PTY LTD | SR2-H35-540 | Active | 5
25093 | CABLE,POWER,ELECTRICAL | U/Ground, 6.35/11kV, 35mm2 Al Circular Stranded Compacted WB, TRXLPE/WBT/ CWS/WBT/MDPE, | MIDLAND | MIDLAND METALS OVERSEAS PTE LTD | MMO-11KV 3 | Active | 1
25093 | CABLE,POWER,ELECTRICAL | U/Ground, 6.35/11kV, 35mm2 Al Circular Stranded Compacted WB, TRXLPE/WBT/ CWS/WBT/MDPE, | MIDLAND | MIDLAND METALS OVERSEAS PTE LTD | MMO-11KV 3X1X35ATRXWBTSCRWBTH | Active | 1
2468114 | PROCESSOR,GATEWAY | Lantronix UDS1100, Single-Port, 9-30VDC Input, 1 x DM25F DCE Conn, Serial Interface RS-232/422/485, 300bps to 921.6Kbps Serial to Enet Terminal Server | MMELEC | MM ELECTRICAL MERCHANDISING | LTXS52252 | Active | 2
2468114 | PROCESSOR,GATEWAY | Lantronix UDS1100, Single-Port, 9-30VDC Input, 1 x DM25F DCE Conn, Serial Interface RS-232/422/485, 300bps to 921.6Kbps Serial to Enet Terminal Server | HAYMANS | HAYMANS ELECTRICAL | LAN1650340 | Active | 2
2468114 | PROCESSOR,GATEWAY | Lantronix UDS1100, Single-Port, 9-30VDC Input, 1 x DM25F DCE Conn, Serial Interface RS-232/422/485, 300bps to 921.6Kbps Serial to Enet Terminal Server | LANTRONX | LANTRONIX INC. (MANUFACTURER) | UD1100002-01 | Active | 1
2469807 | LIGHT EMITTING DIODE | Multi Chip, White, 130V AC/DC, BA9s, for 48V, 110V & 125V DC Applications | MMELEC | MM ELECTRICAL MERCHANDISING | ASS142A-130/W | Active | 1
23738 | BAG,TEXTILE | Bulk Dirt Bag, Open Top Flat Bottom, 90 x 90 x 120cm, Heavy Duty Lifting via 4 Corner Loops, Single Trip Bag Safety Factor 5:1, SWL 1, 250kg | CRASTI | CRASTI AND COMPANY PTY LTD | 120-BB01900-187 | Active | 1
2494276 | TRANSMITTER,TEMPERATURE | RTDT225, 2 Wire Output 4-20mA (loop), Input 0-100DegC, Direct, Option Loop Voltage 31 to 55V (60V for 30Sec), u/w PT100 Temperature Probe | APCS | ANALOGUE PROCESS CONTROL SERVICE (MANU) | RTDT225-141A | Active | 1
2494326 | CIRCUIT BREAKER | MCB, Acti9, iC60N, 10A, 2 Pole, 415V AC, 125V DC, C-Curve | SCHNEIDR | SCHNEIDER PTY LTD (MANUFACTURER) | A9F44210 | Active | 1
2494425 | BUSBAR | Comb, Act9, 12 Module, 2 Pole, 100A | SCHNEIDR | SCHNEIDER PTY LTD (MANUFACTURER) | A9XPH224 | Active | 1
2494441 | CONNECTOR,RECEPTACLE | Double Switch Socket-Outlet, 250V, 10A, 3 Pin, Horizontal Mount | CLIPSAL | CLIPSAL (BY SCHNEIDER ELECTRIC) | CLI2025WE | Active | 1
2494458 | ENCLOSURE | Surface Enclosure, Double GPO Mounting Box, Rectangular, 20mm End Entries, 115mm, White | CLIPSAL | CLIPSAL (BY SCHNEIDER ELECTRIC) | CLI238WE | Active | 1
2494474 | COVER | Mounting Enclosure Lid, 1 Gang, Square, Grey c/w Gasket, suit Enclosure Mounting Back Box, for Anderson Plug | CLIPSAL | CLIPSAL (BY SCHNEIDER ELECTRIC) | CLI56L1GY | Active | 1
2494482 | RELAY | Trip Circuit Supervision Relay, 50V DC, Green LED Under Normal Conditions | RMSPROD | RMS PRODUCTS (RELAY MONITORING SYSTEMS) | 1X30-CBA | Active | 1
2494516 | PARTITION,TERMINAL BLOCK | Type ATP-URTK/SP, Partition Plate, 64mm Lg, 2mm W, 99mm H, Grey, Pack of 100 | PHOENIX | PHOENIX CONTACT PTY LTD | 311139 | Active | 1
2494524 | BRIDGE,TERMINAL BLOCK | Type FBS 4-6, Plug-in Jumper, 4 Positions, 6.2mm Pitch, Red, Pack of 50 | PHOENIX | PHOENIX CONTACT PTY LTD | 3030255 | Active | 1
2494532 | END PLATE,TERMINAL BLOCK | Type D-UT 2,5/10, End Cover, 39.8mm D, 2.2mm W, 47mm H, Grey | PHOENIX | PHOENIX CONTACT PTY LTD | 3047028 | Active | 1
2494540 | LIGHT EMITTING DIODE | Indicator Lamp, Single Chip, White, 48V AC/DC, BA9s, MBC, for Network Connection Skid | RSPRO | RS PRO COMPONENTS PTY LTD | 209-349 | Active | 1
2494565 | LIGHT EMITTING DIODE | Indicator Lamp, Single Chip, Red, 48V AC/DC, BA9s, MBC, for Network Connection Skid | RSPRO | RS PRO COMPONENTS PTY LTD | 210-636 | Active | 1
18088 | RELAY,ELECTROMAGNETIC | High Speed Tripping Relay, 48V DC Coil, 7 C/O Contacts, Plug-In, u/w V93 DIN Rail Relay Base | RMSPROD | RMS PRODUCTS (RELAY MONITORING SYSTEMS) | 5ND8RD048Y | Active | 1
2493823 | RESPIRATOR OUTFIT | Versaflo TRM-307C, TR-300+ PAPR Ready-to-go Kit, c/w M-307 Helmet with Flame Resistant Face Seal, Charger, P3 Filter & Padded Bag | ALLENS | ALLENS INDUSTRIAL PRODUCTS | AT010590548 | Active | 1
2493823 | RESPIRATOR OUTFIT | Versaflo TRM-307C, TR-300+ PAPR Ready-to-go Kit, c/w M-307 Helmet with Flame Resistant Face Seal, Charger, P3 Filter & Padded Bag | 3MAUST | 3M AUSTRALIA PTY LTD | AT010590548 | Active | 5
2493831 | RESPIRATOR,PORTABLE | Versaflo TR-315A, Powered Air Purifying Respirator System | ALLENS | ALLENS INDUSTRIAL PRODUCTS | XA010037779 | Active | 1
2493831 | RESPIRATOR,PORTABLE | Versaflo TR-315A, Powered Air Purifying Respirator System | 3MAUST | 3M AUSTRALIA PTY LTD | XA010037779 | Active | 5
2493849 | RESPIRATOR,AIR FILTERING | Versaflo M-307, High Impact Helmet & Faceshield, c/w Coated Visor & Flame Resistant Face Seal | ALLENS | ALLENS INDUSTRIAL PRODUCTS | 70071562006 | Active | 1
2493849 | RESPIRATOR,AIR FILTERING | Versaflo M-307, High Impact Helmet & Faceshield, c/w Coated Visor & Flame Resistant Face Seal | 3MAUST | 3M AUSTRALIA PTY LTD | 70071562006 | Active | 5
2493856 | HOSE ASSY,AIR BREATHING | Versaflo BT-30, Length Adjusting Breathing Tube, Quick Release Swivel Connection, for Versaflo TR-300 Series PAPR | ALLENS | ALLENS INDUSTRIAL PRODUCTS | XA007706584 | Active | 1
2493856 | HOSE ASSY,AIR BREATHING | Versaflo BT-30, Length Adjusting Breathing Tube, Quick Release Swivel Connection, for Versaflo TR-300 Series PAPR | 3MAUST | 3M AUSTRALIA PTY LTD | XA007706584 | Active | 5
2493864 | FILTER | Versaflo TR-3600 Prefilter, Particulate Filter, for Versaflo TR-300 Series PAPR | ALLENS | ALLENS INDUSTRIAL PRODUCTS | AT010592650 | Active | 1
2493864 | FILTER | Versaflo TR-3600 Prefilter, Particulate Filter, for Versaflo TR-300 Series PAPR | 3MAUST | 3M AUSTRALIA PTY LTD | AT010592650 | Active | 5
2493880 | BELT | Versaflo TR-327, Easy-clean Waist Belt, for Versaflo TR-300 Series PAPR | ALLENS | ALLENS INDUSTRIAL PRODUCTS | XA007706709 | Active | 1
2493880 | BELT | Versaflo TR-327, Easy-clean Waist Belt, for Versaflo TR-300 Series PAPR | 3MAUST | 3M AUSTRALIA PTY LTD | XA007706709 | Active | 5
105124 | LEAD,ELECTRICAL | Lugged, Alum, 2.5m, 11kA/1sec | TEN | THE ENERGY NETWORK (AUST) PTY LTD | 16K2.5MLEAD | Active | 1
105125 | LEAD,ELECTRICAL | Lugged, Alum, 3.5m, 11kA/1sec | TEN | THE ENERGY NETWORK (AUST) PTY LTD | 16K3.5MLEAD | Active | 1
105126 | LEAD,ELECTRICAL | Lugged, Alum, 15m, 11kA/1sec | TEN | THE ENERGY NETWORK (AUST) PTY LTD | 16K15MLEAD | Active | 1
105127 | LEAD,ELECTRICAL | Lugged, Alum, 2.5m, 7kA/1sec | TEN | THE ENERGY NETWORK (AUST) PTY LTD | 10K2.5MLEAD | Active | 1
105128 | LEAD,ELECTRICAL | Lugged, Alum, 3.5m, 7kA/1sec | TEN | THE ENERGY NETWORK (AUST) PTY LTD | 10K3.5MLEAD | Active | 1
105129 | LEAD,ELECTRICAL | Lugged, Alum, 15m, 7kA/1sec | PENTA | PENTA AUST (TMAC THEW & MCCANN/HYLEC) | PA01317 | Active | 1
105129 | LEAD,ELECTRICAL | Lugged, Alum, 15m, 7kA/1sec | THEWMCCA | TMAC THEW & MCCANN GROUP | TM01317 | Active | 2
2494573 | ARRESTER,ELECTRICAL SURGE | SPD G4 15kV/15kA, Ur=255V, Uoc=15kV, In=5kA, Imax=15kA, suits Philips RoadFlair Lumianire & Tango Floodlights | PHILIPS | PHILIPS AUSTRALIA PTY LTD | 911401820190 | Active | 1
2426955 | LEAD,ELECTRICAL | Earth Bonding Lead + PG Clamp (8kA/0.5 sec), suit 7/3.25 SC/GZ & SC/AC Armour Grip Suspension Units, to Ergon Transmission Line Spec (scm) | PLP | PREFORMED LINE PRODUCTS (AUST) | AU25831+AU52756 | Active | 5
2448157 | LEAD,ELECTRICAL | Bridge, LV, Temporary, 200A Capacity, Insulated, for use in Pillars & on ABC c/w Insulated Piercing Clamps | PENTA | PENTA AUST (TMAC THEW & MCCANN/HYLEC) | PA21743 | Active | 1
2448157 | LEAD,ELECTRICAL | Bridge, LV, Temporary, 200A Capacity, Insulated, for use in Pillars & on ABC c/w Insulated Piercing Clamps | HYLEC | HYLEC ENERGY SOLUTIONS | TECH70X500BYPASS | Active | 2
2454932 | LEAD,ELECTRICAL | Multiplexer Cable, PDH, 5m Lg, 8 Channel, Exchange Card P6 1022.01, 10 Pair Stub Cable, suit Avara FXO, EE Dwg 903187-11 | COMMTEL | COMMTEL NETWORK SOLUTIONS | CNS-STD-0181-P2-10-5M | Active | 1
2454940 | LEAD,ELECTRICAL | Multiplexer Cable, PDH, 10m Lg, 8 Channel, Exchange Card P6 1022.01, 10 Pair Stub Cable, suit Avara FXO, EE Dwg 903187-11 | COMMTEL | COMMTEL NETWORK SOLUTIONS | CNS-STD-0181-P2-10-10M | Active | 1
2454957 | LEAD,ELECTRICAL | Multiplexer Cable, PDH, 15m Lg, 8 Channel, Exchange Card P6 1022.01, 10 Pair Stub Cable, suit Avara FXO, EE Dwg 903187-11 | COMMTEL | COMMTEL NETWORK SOLUTIONS | CNS-STD-0181-P2-10-15M | Active | 1
2454965 | LEAD,ELECTRICAL | Multiplexer Cable, PDH, 5m Lg, 8 Channel, Subscriber Card P6 1023.01, 10 Pair Stub Cable, suit Avara FXS, EE Dwg 903187-12 | COMMTEL | COMMTEL NETWORK SOLUTIONS | CNS-STD-0182-P2-10-5M | Active | 1
2454981 | LEAD,ELECTRICAL | Multiplexer Cable, PDH, 15m Lg, 8 Channel, Subscriber Card P6 1023.01, 10 Pair Stub Cable, suit Avara FXS, EE Dwg 903187-12 | COMMTEL | COMMTEL NETWORK SOLUTIONS | CNS-STD-0182-P2-10-15M | Active | 1
2456325 | LEAD,ELECTRICAL | Multiplexer Cable, PDH, 5m Lg, DB4 2M T1-T2-T3-T4, 10 Pair, 2 x 32 to Tail | COMMTEL | COMMTEL NETWORK SOLUTIONS | CNS-STD-0185-5M | Active | 1
2456333 | LEAD,ELECTRICAL | Multiplexer Cable, PDH, 10m Lg, DB4 2M T1-T2-T3-T4, 10 Pair, 2 x 32 to Tail | COMMTEL | COMMTEL NETWORK SOLUTIONS | CNS-STD-0185-10M | Active | 1
2456341 | LEAD,ELECTRICAL | Multiplexer Cable, PDH, 15m Lg, DB4 2M T1-T2-T3-T4, 10 Pair, 2 x 32 to Tail | COMMTEL | COMMTEL NETWORK SOLUTIONS | CNS-STD-0185-15M | Active | 1
2457638 | LEAD,ELECTRICAL | Multiplexer Cable, PDH, 1m Lg, DFX100 to DB4, 120 Ohm, 2M T1/T2/T3/T4, 4 Pair, 3 x 7 Eruo to RJ45 | COMMTEL | COMMTEL NETWORK SOLUTIONS | CNS-STD-0111-1M | Active | 1
2457737 | FIXTURE,LIGHTING | 17W Modular LED (L17), 4K, Nostalgia Type 2, Blue/Grey c/w NEMA PE Cell, Bracket to Dwg 05-01-07, Minor Road, EQTS 05-01-02 (scm) | GERARD | GERARD LIGHTING GROUP | LC99BD13L17 | Phasing | 1
2469708 | FIXTURE,LIGHTING | 17W StreetLED MkIII (L17A) 4K Aeroscreen c/w NEMA PE Cell, Minor Road, EQTS 05-01-02 (scm) | GERARD | GERARD LIGHTING GROUP | JLC99BD11L17 | Phasing | 1
2478956 | LAMP,LED | 21W, Tubular, E27 Cap, 4000K | GE | GENERAL ELECTRIC COMPANY | S93150913 | Active | 1
701082 | ARRESTER,ELECTRICAL SURGE | 11kV, 5kA, for 3 Wire, 11kV System c/w 700mm Lg, 16mm2 Line End & Cap, ETS 09-01-01 (scm) | ACCULEC | ACCULEC PTY LTD (303899) | OB12A-100STEQ | Active | 2
701082 | ARRESTER,ELECTRICAL SURGE | 11kV, 5kA, for 3 Wire, 11kV System c/w 700mm Lg, 16mm2 Line End & Cap, ETS 09-01-01 (scm) | MVTECH | MV TECHNOLOGY SOLUTIONS P/L | S3EK4 120-1CK4-Z Q97 R59 | Active | 1
701082 | ARRESTER,ELECTRICAL SURGE | 11kV, 5kA, for 3 Wire, 11kV System c/w 700mm Lg, 16mm2 Line End & Cap, ETS 09-01-01 (scm) | SIEMENS | SIEMENS LTD | 3EK4 120-1CK4-Z Q97 R59 | Active | 5
2403488 | ARRESTER,ELECTRICAL SURGE | 11kV, 10kA, for 3 Wire, 11kV System, M12 Terminal Studs on Line & Earth Sides w/out Line End Lead & Cap, ETS 09-01-01 (scm) | ACCULEC | ACCULEC PTY LTD (303899) | OB12A-100STEQ | Active | 2
2403488 | ARRESTER,ELECTRICAL SURGE | 11kV, 10kA, for 3 Wire, 11kV System, M12 Terminal Studs on Line & Earth Sides w/out Line End Lead & Cap, ETS 09-01-01 (scm) | MVTECH | MV TECHNOLOGY SOLUTIONS P/L | S3EK4 120-1CK4-Z Q99 | Active | 1
2403488 | ARRESTER,ELECTRICAL SURGE | 11kV, 10kA, for 3 Wire, 11kV System, M12 Terminal Studs on Line & Earth Sides w/out Line End Lead & Cap, ETS 09-01-01 (scm) | SIEMENS | SIEMENS LTD | 3EK4 120-1CK4-Z Q99 P50 | Active | 5
2494144 | CONNECTOR ELBOW | Set of 3, 630A, Bolted, suit 22kV 1C 400mm2 Al XLPE Polylam Cable | TECONN | TE CONNECTIVITY LTD | ES7585-000 | Active | 2
2494144 | CONNECTOR ELBOW | Set of 3, 630A, Bolted, suit 22kV 1C 400mm2 Al XLPE Polylam Cable | TECONN | TE CONNECTIVITY LTD | RSTI-5951-PL | Active | 1
2426948 | LEAD,ELECTRICAL | Earth Bonding Lead + PG Clamp (8kA/0.5 sec), suit 7/2.75 SC/GZ & SC/AC Armour Grip Suspension Units, to Ergon Transmission Line Spec (scm) | PLP | PREFORMED LINE PRODUCTS (AUST) | AU25831+AU52755 | Active | 5
104638 | SPLICE ENCLOSURE,FIBRE OPTIC | FOSC-400B, 36 to 36 Core Fibre Cable, U/Ground & O/Head Installation (scm) | OPTICAL | OPTICAL FIBRE SYSTEMS PTY LTD | Q9927 | Phasing | 2
104638 | SPLICE ENCLOSURE,FIBRE OPTIC | FOSC-400B, 36 to 36 Core Fibre Cable, U/Ground & O/Head Installation (scm) | OPTICAL | OPTICAL FIBRE SYSTEMS PTY LTD | OFS-SPL-ERG-36 | Phasing | 1
2417939 | SPLICE ENCLOSURE,FIBRE OPTIC | OPGW c/w Entry Glands & Nipples for 2 x 14 OD, AFL 24 SMOF OPGW, Splice Cassette, Tower Mount Hardware, Band-it strap not incl | OPTICAL | OPTICAL FIBRE SYSTEMS PTY LTD | OFS-10801-B00B8(001)008(001)TP | Active | 1
2435402 | SPLICE ENCLOSURE,FIBRE OPTIC | OPGW c/w Entry Glands & Nipples for 2 x 14.0mm OD, AFL 48 SMOF OPGW, Splice Cassette, Tower/Pole Mount Hardware, Band-it strap not incl (scm) | OPTICAL | OPTICAL FIBRE SYSTEMS PTY LTD | 1080-2-B00B-8(001)008(001)-TP | Active | 1
2471308 | SPLICE ENCLOSURE,FIBRE OPTIC | FOSC-400B, 96 to 96 Core Fibre Cable, Enclosure c/w 6 Trays, U/Ground & O/Head Installation (scm) | OPTICAL | OPTICAL FIBRE SYSTEMS PTY LTD | OFS-FOSC-400B-144F-KIT | Active | 1
2493997 | SPLICE ENCLOSURE,FIBRE OPTIC | OTP, OFS-800, 72-Way ST/FC, Wall Mount, IP Rated, 6x Splice Cass, 100x Splice Prot, No Thru Adpts | OPTICAL | OPTICAL FIBRE SYSTEMS PTY LTD | OFS-CSPN-086 | Active | 5
2494052 | SPLICE ENCLOSURE,FIBRE OPTIC | OTP, OFS-200 FC Kit, 24-Way ST/FC, Wall Mount, IP Rated, 2x Splice Cass, 25x Splice Prot, 24x FC Thru Adpts, 24x FC SMOF Pigtails | OPTICAL | OPTICAL FIBRE SYSTEMS PTY LTD | OFS-CSPN-092 | Active | 5
2494094 | SPLICE ENCLOSURE,FIBRE OPTIC | OTP, OFS-400 SCA Kit, 72-Way SC/SCA, 2RU 19" Rack Mount, 3x High Cap Splice Cass, 75x Splice Prot, 72x SCA Thru Adpts, 72x SCA SMOF Pigtails | OPTICAL | OPTICAL FIBRE SYSTEMS PTY LTD | OFS-CSPN-096 | Active | 5
2494102 | SPLICE ENCLOSURE,FIBRE OPTIC | OTP, OFS-400 FC Kit, 48-Way SC/SCA, Wall Mount, 4x Splice Cass, 50x Splice Prot, 48x FC Thru Adpts, 48x FC SMOF Pigtails | OPTICAL | OPTICAL FIBRE SYSTEMS PTY LTD | OFS-CSPN-097 | Active | 5
22545 | SWITCH,FUSED | 630A, 660V, 3 Pole, HRC Fuseway, Bottom Terminal Connectors, suit Jean Muller LV Switchboard (scm) | PENTA | PENTA AUST (TMAC THEW & MCCANN/HYLEC) | PA21782 | Active | 1
22545 | SWITCH,FUSED | 630A, 660V, 3 Pole, HRC Fuseway, Bottom Terminal Connectors, suit Jean Muller LV Switchboard (scm) | WILSON | WILSON TRANSFORMER CO. PTY LTD | 816-7261N10 | Active | 2
22545 | SWITCH,FUSED | 630A, 660V, 3 Pole, HRC Fuseway, Bottom Terminal Connectors, suit Jean Muller LV Switchboard (scm) | HYLEC | HYLEC ENERGY SOLUTIONS | HS1XL3031096FK_PSD1 | Active | 2
23300 | SWITCH,FUSED | 400A Fuse Disconnector Switch, 415V, 3 Ph, Vertically Mounted on a Steel Frame c/w Rear Termination Cover & Mounting Fixings, TS 521 (scm) | FLOWLINE | FLOWLINE INDUSTRIES PTY LTD | ESQ23300 | Active | 5
2434587 | GROUNDING SET | Earthing Cable Assy, Extra Long 20m Lead, min 6kA/1 Sec c/w Shotgun Ring, Screw Type Line Clamps, in Storage Bag | PENTA | PENTA AUST (TMAC THEW & MCCANN/HYLEC) | PA00827 | Active | 1
2434587 | GROUNDING SET | Earthing Cable Assy, Extra Long 20m Lead, min 6kA/1 Sec c/w Shotgun Ring, Screw Type Line Clamps, in Storage Bag | THEWMCCA | TMAC THEW & MCCANN GROUP | 2434587 | Active | 2
2434587 | GROUNDING SET | Earthing Cable Assy, Extra Long 20m Lead, min 6kA/1 Sec c/w Shotgun Ring, Screw Type Line Clamps, in Storage Bag | THEWMCCA | TMAC THEW & MCCANN GROUP | TM00827 | Active | 5
2434595 | GROUNDING SET | Earthing Cable Assy, Extra Long 20m Lead, min 10kA/1 Sec c/w Shotgun Ring, Screw Type Line Clamps, in Storage Bag | PENTA | PENTA AUST (TMAC THEW & MCCANN/HYLEC) | PA00829 | Active | 1
2434595 | GROUNDING SET | Earthing Cable Assy, Extra Long 20m Lead, min 10kA/1 Sec c/w Shotgun Ring, Screw Type Line Clamps, in Storage Bag | THEWMCCA | TMAC THEW & MCCANN GROUP | 2434595 | Active | 2
2434595 | GROUNDING SET | Earthing Cable Assy, Extra Long 20m Lead, min 10kA/1 Sec c/w Shotgun Ring, Screw Type Line Clamps, in Storage Bag | THEWMCCA | TMAC THEW & MCCANN GROUP | TM00829 | Active | 5
2479990 | GROUNDING SET | Hazemeyer Single PED c/w 3 Handles in Orange Bag | PENTA | PENTA AUST (TMAC THEW & MCCANN/HYLEC) | PA00444 | Active | 1
2479990 | GROUNDING SET | Hazemeyer Single PED c/w 3 Handles in Orange Bag | THEWMCCA | TMAC THEW & MCCANN GROUP | TM00444 | Active | 2
2479990 | GROUNDING SET | Hazemeyer Single PED c/w 3 Handles in Orange Bag | THEWMCCA | TMAC THEW & MCCANN GROUP | 2479990 | Active | 2
2496487 | CONVERTER,SIGNAL DATA | Ethernet/Fibre Media Converter, 10/100BaseT, MMOF, ST Connectors, Cape River East StatCom | AMSC | AMSC AUSTRALIA PTY LTD | 2000417 | Active | 1
2496487 | CONVERTER,SIGNAL DATA | Ethernet/Fibre Media Converter, 10/100BaseT, MMOF, ST Connectors, Cape River East StatCom | AMSC | AMSC AUSTRALIA PTY LTD | 2000417 | Active | 5
22815 | END CAP | Magnefix 11kV, for Hazemeyer, MD4 Switchcap Protection Cap, Insulated | EATONELE | EATON ELECTRIC SYSTEMS PTY LTD | 2685.157 | Active | 5
104209 | END CAP | Suit 16mm2 - 95mm2 ABC Cable (P100) (scm) | LEGEND | LEGEND POWER SYSTEMS | PC16-150 | Active | 1
104209 | END CAP | Suit 16mm2 - 95mm2 ABC Cable (P100) (scm) | SICAME | SICAME AUSTRALIA PTY LTD | CES 2 (95MMSQ) | Active | 2
2403898 | END CAP | Conduit, 80mm, Orange, PVC, HD Rigid, suit HD & LD Electrical | MMELEC | MM ELECTRICAL MERCHANDISING | PIP80CONCAP | Active | 1
2403899 | END CAP | Conduit, 32mm, Orange, PVC, LD Electrical | HAYMANS | HAYMANS ELECTRICAL | FABL26232 | Active | 1
2403900 | END CAP | Conduit, 40mm, Orange, PVC, LD Electrical | HAYMANS | HAYMANS ELECTRICAL | FABL26240 | Active | 1
2493435 | MODULE,TRANSCEIVER | 10G, SFP+ BiDi LR, TX1270 / RX1330nm, 20km, SMF, LC Simplex Connector, Programmable | FLEXOPTX | FLEXOPTIX UNIVERSAL TRANSCEIVERS | P.B1696.20.ADI | Active | 5
2459956 | LEAD,ELECTRICAL | Bridge, LV, 3-Way, Temporary, 200A Capacity, Insulated, for use in Pillars & on ABC c/w 3 Insulated Piercing Clamps | PENTA | PENTA AUST (TMAC THEW & MCCANN/HYLEC) | PA21685 | Active | 1
2459956 | LEAD,ELECTRICAL | Bridge, LV, 3-Way, Temporary, 200A Capacity, Insulated, for use in Pillars & on ABC c/w 3 Insulated Piercing Clamps | HYLEC | HYLEC ENERGY SOLUTIONS | HEK50LVERG-01 | Active | 2
2477172 | LEAD,ELECTRICAL | ALTD HV Inline Link, 1.2m, Cu 50mm2 Braid, Clear Yellow Sheath, 280A Continous Rated, Duckbill to DBL Palm with Heatshrink & Hardware | ACCULEC | ACCULEC PTY LTD (303899) | ALTDLEAD50LGDK | Active | 1
2401130 | CABLE,POWER,ELECTRICAL | 0.6/1kV, 1C, 25mm2 (19/1.35) Hard Drawn, Cu/XLPE (X-90UV) Sheath, Black, 250m Wood Drum, JTS 03-01-08 (scm) | OLEX | OLEX AUSTRALIA PTY LTD | XDCT17SB001AACX | Active | 2
2401130 | CABLE,POWER,ELECTRICAL | 0.6/1kV, 1C, 25mm2 (19/1.35) Hard Drawn, Cu/XLPE (X-90UV) Sheath, Black, 250m Wood Drum, JTS 03-01-08 (scm) | MIDLAND | MIDLAND METALS OVERSEAS PTE LTD | MMO-1X25 CU X BLK | Active | 1
2401145 | CABLE,POWER,ELECTRICAL | 450/750V, 2C, 6mm2 (7/1.04) Cu/PVC Insul /PVC Sheath, White, Flat, 100m Plastic Spool, JTS 03-01-08 | MIDLAND | MIDLAND METALS OVERSEAS PTE LTD | MMO-2X6 CU PVC PVC FLAT | Active | 1
2401145 | CABLE,POWER,ELECTRICAL | 450/750V, 2C, 6mm2 (7/1.04) Cu/PVC Insul /PVC Sheath, White, Flat, 100m Plastic Spool, JTS 03-01-08 | OLEX | OLEX AUSTRALIA PTY LTD | CACP11A5002WVAA | Active | 2
104633 | SWITCH,FUSED | 1260A, 660V AC, 3 Pole, Accepts DIN Type Fuse Links Size 3, suits 185mm Busbar Spacing c/w Operating Cover (Fuse Carrier) Base, Arcing Chambers, Contacts | WEBER | WEBER SOUTH PACIFIC PTY LTD | WEBERVERD3AUP01 | Active | 1
675094 | SWITCH,FUSED | 630A, 660V AC, 3 Pole, Accepts DIN Fuse Link Size 3 or 2, Bottom Terminal Connectors, suit LV Distribution Cabinet & 11kV Padmount LV Board, EPS 0049 (scm) | WEBER | WEBER SOUTH PACIFIC PTY LTD | VER3-L-P07 | Active | 1
675123 | SWITCH,FUSED | 400A Fuse Disconnect Device, 415VAC, 3Ph Ganged, ABC, suits DIN Type Fuse Links Size 1 & 2, M12 Bolted Lug Terminals on Line & Load Sides, Dwg 71969-5EX2 | NGKSTANG | NGK STANGER PTY LTD | 71969-5EX2 | Active | 1
675159 | SWITCH,FUSED | 800A, 660V AC Single Pole Crossarm Mtg Accepts, Fuse Links: 111mm or 133/184mm Fixing Centres M16 Terminal Palm Bolts Spec ETS 06-02-01 (scm) | NGKSTANG | NGK STANGER PTY LTD | NZ4211EXP/2 | Active | 1
2495216 | PLUG | PSBJ 3,5/18/6 WH - Test Plug Strip, # of Positions: 1, White | PHOENIX | PHOENIX CONTACT PTY LTD | 311317 | Active | 1
2467058 | FIXTURE,LIGHTING | 50W RoadFlair BRP391 (L50A) 4K, Major Road, EQTS 05-01-02 (scm) | PHILIPS | PHILIPS AUSTRALIA PTY LTD | BRP391LED60/NW50WDWVPSDP7ANZ | Phasing | 1
2467074 | FIXTURE,LIGHTING | 80W RoadFlair BRP391 (L80A) 4K, Major Road, EQTS 05-01-02 (scm) | PHILIPS | PHILIPS AUSTRALIA PTY LTD | BRP391LED96/NW80WDWVPSDP7ANZ | Phasing | 1
2467082 | FIXTURE,LIGHTING | 170W RoadFlair BRP393 (L170A) 3K, Major Road, EQTS 05-01-02 (scm) | PHILIPS | PHILIPS AUSTRALIA PTY LTD | 824110174251 | Phasing | 1
2471944 | FIXTURE,LIGHTING | 240W RoadFlair BRP393 (L240A) 3K, Major Road, EQTS 05-01-02 (scm) | PHILIPS | PHILIPS AUSTRALIA PTY LTD | 824110174261 | Phasing | 1
477534 | SPLICE,CONDUCTOR | Preformed, FT, HDBC, 7/2.75 & 7/0.104" (Imp) Cu, Colour Code White (scm) | PLP | PREFORMED LINE PRODUCTS (AUST) | CFS-083 | Active | 1
854046 | REACTOR-TRANSFORMER | Pole Mount, 12.7kV 25kVAr, 1 Ph Shunt (scm) | ABBAUST | ABB AUSTRALIA PTY LTD | 250562 | Active | 5
854771 | SECTIONALISER | Electronic, 36kV, 170kV BIL c/w Crossarm Mount Bracket, Actuating Current, 16A, 3 Count, 200A, Cont Rating Reset Time 25 to 35 Sec OA Min Cont Operating Short | ABBAUST | ABB AUSTRALIA PTY LTD | 7502928 | Active | 2
854771 | SECTIONALISER | Electronic, 36kV, 170kV BIL c/w Crossarm Mount Bracket, Actuating Current, 16A, 3 Count, 200A, Cont Rating Reset Time 25 to 35 Sec OA Min Cont Operating Short | ABBAUST | ABB AUSTRALIA PTY LTD | 7505396/7502296/7502013 | Active | 1
553058 | INSULATOR,LINE POST | 66kV, 350kV BIL, Porcelain, Horizontal Clamp Top, M24 Stud not supplied, ETS 10-01-01, Item 16 | TECONN | TE CONNECTIVITY LTD | LP-R12.5EH350-1920PG | Active | 1
560526 | INSULATOR,PIN | Bridging, 11/22kV, 5kN, 150kV BIL, Porcelain, Pattern 'C' Thread, ETS 10-01-01, Item 6, Dwg 10-01-02 (scm) | MACLEAN | MACLEAN POWER SYSTEMS | BRIDGE | Active | 1
477712 | SPLICE,CONDUCTOR | Preformed, FT, 3/2.75 SC/AC (P50) (scm) | PLP | PREFORMED LINE PRODUCTS (AUST) | AWFS-K023 | Active | 1
482384 | TIE,PREFORMED | Top, Neck Dia 112mm, 7/4.75 AAC & AAAC 6/4.75+7/1.60 ACSR, Armoured (scm) (P50) | PLP | PREFORMED LINE PRODUCTS (AUST) | AWDT-240A-112 | Active | 1
477631 | SPLICE,CONDUCTOR | Preformed, FT, 19/2.00 SC/GZ | ADAPTAUS | ADAPT AUSTRALIA PTY LTD | GFS100 | Active | 1
482856 | CLEVIS,THIMBLE | Al, 70kN, 70/CTH QESI Dwg 01-14-03 c/w Round Clevis Pin (P30) (scm) | TEN | THE ENERGY NETWORK (AUST) PTY LTD | CTHA-2600 | Active | 1
482856 | CLEVIS,THIMBLE | Al, 70kN, 70/CTH QESI Dwg 01-14-03 c/w Round Clevis Pin (P30) (scm) | PLP | PREFORMED LINE PRODUCTS (AUST) | ACT-27-16 | Active | 2
1103813 | PANEL,FUSE | Street Lighting for Minor Road Pole, Terminal Panel width to be 46mm, Dwg CEC V4 S8 P9 (P15) (scm) | MMELEC | MM ELECTRICAL MERCHANDISING | I3SLPMIN-ROK | Active | 2
1103813 | PANEL,FUSE | Street Lighting for Minor Road Pole, Terminal Panel width to be 46mm, Dwg CEC V4 S8 P9 (P15) (scm) | FLOWLINE | FLOWLINE INDUSTRIES PTY LTD | ESQ063 | Active | 1
1313013 | CABLE,POWER,ELECTRICAL | 0.6/1kV, 1C x 16mm2 (7/1.70) Hard Drawn Cu/XLPE (X-90UV) Insulated, Metre Marked 250m Wood Drum, JTS 03-01-08 (scm) | MIDLAND | MIDLAND METALS OVERSEAS PTE LTD | MMO-1X16 CU X BLK | Active | 1
1313013 | CABLE,POWER,ELECTRICAL | 0.6/1kV, 1C x 16mm2 (7/1.70) Hard Drawn Cu/XLPE (X-90UV) Insulated, Metre Marked 250m Wood Drum, JTS 03-01-08 (scm) | OLEX | OLEX AUSTRALIA PTY LTD | XDCT15SB001AACX | Active | 2
1315024 | CABLE,POWER,ELECTRICAL | Aerial, 0.6/1kV, 4 x 10mm2 HD Cu, PVC Insulated, Twisted (7/1.35) Metre Marked (250m Drum) | OLEX | OLEX AUSTRALIA PTY LTD | HAFT13AA004AAAA | Active | 1
924065 | POLE,PUBLIC LIGHTING,METAL | Estate Minor Road, 4.5m, Base Plate Mounted, 350 PCD Bolt Spacing, Blue/ Grey, EQTS 05-02-01, Dwg 05-02-12 (scm) | GMPOLES | GM POLES PTY LTD | EST-04.5-BG | Active | 2
924065 | POLE,PUBLIC LIGHTING,METAL | Estate Minor Road, 4.5m, Base Plate Mounted, 350 PCD Bolt Spacing, Blue/ Grey, EQTS 05-02-01, Dwg 05-02-12 (scm) | IUPOLE | INTERNATIONAL UTILITY POLES PTY LTD | EX-17196 | Active | 2
924065 | POLE,PUBLIC LIGHTING,METAL | Estate Minor Road, 4.5m, Base Plate Mounted, 350 PCD Bolt Spacing, Blue/ Grey, EQTS 05-02-01, Dwg 05-02-12 (scm) | INGAL | INGAL EPS | GEX17196 | Active | 1
910839 | CROSSARM,WOOD | Bare, 2100 x 100 x 100mm, Maint (P15) (scm) | DALEMYRS | DALE & MEYERS OPERATIONS PTY LTD | XARM0910839 | Active | 1
2459428 | SPLICE ENCLOSURE,FIBRE OPTIC | OFS-900 Series, Termination Panel, 24-Way, 1RU Rack Mount Enclosure c/w 2 x Cassettes, suit SC/DLC Adaptors | OPTICAL | OPTICAL FIBRE SYSTEMS PTY LTD | OFS-900-SSC-B2 | Active | 1
2477180 | LEAD,ELECTRICAL | ALTD HV Inline Link, 1.2m, Cu 50mm2 Braid, Clear Yellow Sheath, 280A Continous Rated, Stalk Lug to DBL Palm with Heatshrink & Hardware | ACCULEC | ACCULEC PTY LTD (303899) | ALTDLEAD50LGSTK | Active | 1
2477578 | LEAD,ELECTRICAL | Input/Output Cable, Flat Ribbon, 2m Lg | CGI | CGI TECHNOLOGIES & SOLUTIONS P/L | IORBCD-2M | Active | 1
2477586 | LEAD,ELECTRICAL | Input/Output Cable, Twisted Pairs, 2m Lg | CGI | CGI TECHNOLOGIES & SOLUTIONS P/L | IORBCA-2M | Active | 1
2479277 | LEAD,ELECTRICAL | Ribbon, 34 Way, MUIB to MCSU, suits Rectifier Technologies Battery Charger, fits all Models | LEGEND | LEGEND POWER SYSTEMS | RT34WAY1.2M-RCABLE | Active | 1
2492841 | LEAD,ELECTRICAL | suit Pole Mount/OD Ground Mount Monitors, 5m x 6mm2 Lead, Set of 4, Colour coded RD/BU/WH/BL | DYNAMRAT | DYNAMIC RATINGS | CAB-0011 | Active | 1
16610 | SEALER,STEEL STRAPPING,HAND | Crimping Tool C001, for Crimping 9.5mm S/Steel Strapping 304SS | STATEWD | STATEWIDE FASTNERS & ENGEERING SUPPLIES | C001-C00169 | Active | 1
2481810 | COUPLING,EARTH ROD | 12.7mm Dia, Coupler for Pointed Rod, ETS 01-08-01 Item 2 | ERICO | NVENT ERICO PRODUCTS AUSTRALIA P/L | CC12F | Active | 1
2481810 | COUPLING,EARTH ROD | 12.7mm Dia, Coupler for Pointed Rod, ETS 01-08-01 Item 2 | PLP | PREFORMED LINE PRODUCTS (AUST) | CBE-127-COUPLER | Active | 2
2404122 | SWITCH,FUSED | 400A, 660V AC, 3 Pole, Accepts DIN Type Fuse Links, Size 2, Switchboard Mounted | FUSECO | FUSECO POWER SOLUTIONS PTY LTD | NH2-3DS | Active | 2
2404122 | SWITCH,FUSED | 400A, 660V AC, 3 Pole, Accepts DIN Type Fuse Links, Size 2, Switchboard Mounted | IPDGROUP | IPD GROUP LIMITED | KETO-00-3/F | Active | 1
2496685 | LOUVRE,LIGHT | StreetLED2, for Reduced Road Reserve Width, suits StreetLED MkII | SYLVANIA | SYLVANIA SCHREDER | JLB00006 | Active | 1
2403827 | CLOTH,CLEANING | Chux, Regular, 60 x 45cm, White (5 packs per ctn) | BLKWOODJ | J BLACKWOOD & SONS LIMITED | 4293606 | Active | 1
2496701 | KIT | Versaflo BT-953, Cleaning & Storage Kit suit BT-63/64 Breathing Tubes, for Versaflo TR-300 Series PAPR | ALLENS | ALLENS INDUSTRIAL PRODUCTS | 70071730892 | Active | 1
2496701 | KIT | Versaflo BT-953, Cleaning & Storage Kit suit BT-63/64 Breathing Tubes, for Versaflo TR-300 Series PAPR | 3MAUST | 3M AUSTRALIA PTY LTD | 70071730892 | Active | 5
2496727 | CHARGER,BATTERY | Versaflo TR-344A, PAPR Quad-Station Battery Charger Kit, for Versaflo TR-300 Series PAPR | 3MAUST | 3M AUSTRALIA PTY LTD | AT010590282 | Active | 5
2496727 | CHARGER,BATTERY | Versaflo TR-344A, PAPR Quad-Station Battery Charger Kit, for Versaflo TR-300 Series PAPR | ALLENS | ALLENS INDUSTRIAL PRODUCTS | AT010590282 | Active | 1
2496750 | PROTECTOR,HEARING | Earmuffs, Cap-Mount, 3M Peltor H31P3AF, for Versaflo TR-300 Series PAPR | 3MAUST | 3M AUSTRALIA PTY LTD | AT010592841 | Active | 5
2496750 | PROTECTOR,HEARING | Earmuffs, Cap-Mount, 3M Peltor H31P3AF, for Versaflo TR-300 Series PAPR | ALLENS | ALLENS INDUSTRIAL PRODUCTS | AT010592841 | Active | 1
2496776 | PAD,HELMET | Versaflo M-957, Forehead Comfort Pad, for Versaflo TR-300 Series PAPR, Pack of 20 | 3MAUST | 3M AUSTRALIA PTY LTD | XA007705925 | Active | 5
2496776 | PAD,HELMET | Versaflo M-957, Forehead Comfort Pad, for Versaflo TR-300 Series PAPR, Pack of 20 | ALLENS | ALLENS INDUSTRIAL PRODUCTS | XA007705925 | Active | 1
2496784 | FACE SEAL,RESPIRATOR | Versaflo M-936, Comfort Faceseal, for Versaflo TR-300 Series PAPR, Pack of 5 | 3MAUST | 3M AUSTRALIA PTY LTD | UU008294835 | Active | 5
2496784 | FACE SEAL,RESPIRATOR | Versaflo M-936, Comfort Faceseal, for Versaflo TR-300 Series PAPR, Pack of 5 | ALLENS | ALLENS INDUSTRIAL PRODUCTS | UU008294835 | Active | 1
2496792 | VISOR,FACESHIELD | Versaflo M-928, Peel-Off Visor Cover, Clear, for Versaflo TR-300 Series PAPR, Pack of 40 | 3MAUST | 3M AUSTRALIA PTY LTD | 70071564341 | Active | 5
2496792 | VISOR,FACESHIELD | Versaflo M-928, Peel-Off Visor Cover, Clear, for Versaflo TR-300 Series PAPR, Pack of 40 | ALLENS | ALLENS INDUSTRIAL PRODUCTS | 70071564341 | Active | 1
2496800 | VISOR,FACESHIELD | Versaflo M-924-25, Peel-Off Visor Cover, Tinted, for Versaflo TR-300 Series PAPR, Pack of 25 | 3MAUST | 3M AUSTRALIA PTY LTD | 70071767332 | Active | 5
2496800 | VISOR,FACESHIELD | Versaflo M-924-25, Peel-Off Visor Cover, Tinted, for Versaflo TR-300 Series PAPR, Pack of 25 | ALLENS | ALLENS INDUSTRIAL PRODUCTS | 70071767332 | Active | 1
2496826 | ARRESTER | Versaflo TR-362, Spark Arrester, for Versaflo TR-300 Series PAPR | 3MAUST | 3M AUSTRALIA PTY LTD | XA007706659 | Active | 5
2496826 | ARRESTER | Versaflo TR-362, Spark Arrester, for Versaflo TR-300 Series PAPR | ALLENS | ALLENS INDUSTRIAL PRODUCTS | XA007706659 | Active | 1
2496834 | VISOR,FACESHIELD | Versaflo M-927, Premium Visor, Scratch & Chemical Resistant, for Versaflo TR-300 Series PAPR, Pack of 5 | 3MAUST | 3M AUSTRALIA PTY LTD | 70071562188 | Active | 5
2496834 | VISOR,FACESHIELD | Versaflo M-927, Premium Visor, Scratch & Chemical Resistant, for Versaflo TR-300 Series PAPR, Pack of 5 | ALLENS | ALLENS INDUSTRIAL PRODUCTS | 70071562188 | Active | 1
2496842 | CLOTH,CLEANING | Everguard, Tack Cloths, Impregnated with Resin to hold Dust, Elements, Fibres & Dirt, for Asbestos PAPR Kit, Pack of 50 | ALLENS | ALLENS INDUSTRIAL PRODUCTS | SMHTACRAG | Active | 1
1702631 | BOLT,MACHINE | M8 x 50mm, Hex, Galv c/w Galv Hex Nut, Aust Std (P150) | THEBLTPL | THE BOLT PLACE | 1702631 | Active | 1
1425011 | WIRE,ELECTRICAL | Conductor Aerial, SC/AC, 7/3.25mm, 6200m Wood Drum, JTS 03-03-01 | OLEX | OLEX AUSTRALIA PTY LTD | ALCLAD 7/3.25;30 | Active | 2
1425011 | WIRE,ELECTRICAL | Conductor Aerial, SC/AC, 7/3.25mm, 6200m Wood Drum, JTS 03-03-01 | MIDLAND | MIDLAND METALS OVERSEAS PTE LTD | MMO-SC/AC 7/3.25 | Active | 1
1704529 | BOLT,MACHINE | M20 x 200mm, Hex, Galv c/w Galv Hex Nut, Aust Std (P20) (scm) | GREGSF | GREG SEWELL FORGINGS PTY LTD | 1704529 | Active | 1
1703417 | BOLT,MACHINE | M12 x 200mm, Hex, Galv c/w Galv Hex Nut, Aust Std (P50) | THEBLTPL | THE BOLT PLACE | 1703417 | Active | 1
1704464 | BOLT,MACHINE | M20 x 160mm, Hex, Galv c/w Galv Hex Nut, Aust Std (P25) (scm) | GREGSF | GREG SEWELL FORGINGS PTY LTD | 1704464 | Active | 1
1713412 | BOLT,EYE | M24 x 300mm, Galv c/w Galv Hex Nut, Dwg 01-02-03, Pack of 15 | GREGSF | GREG SEWELL FORGINGS PTY LTD | 1713412 | Active | 1
1766621 | ANCHOR,GUY | Single Helix, 200mm Dia, 35mm2 Hub Metric Thread, Mid Strength 6000ft lb (P4) (scm) | BRITECH | BRI-TECH PTY LTD | T102-1945 | Active | 1
1631291 | CABLE,POWER,ELECTRICAL | Control, U/G, 0.6/1kV, 24C, 1.5mm2 Cu, PVC Insulated/Screen/PVC Sheath (7/0.50) Metre Marked, CTS PS16/007/SE/82 Rev C (250m Drum) (MOQ 1000m) | OLEX | OLEX AUSTRALIA PTY LTD | BPMP05SB024CXWW | Active | 1
1420051 | CABLE,POWER,ELECTRICAL | Aerial, 0.6/1kV, 4 x 25mm2 Al ABC, XLPE Insulated (LVABC), 200m Wood Drum, JTS 03-03-02 (scm) | MIDLAND | MIDLAND METALS OVERSEAS PTE LTD | MMO-LVABC 4X25 AL X | Active | 1
1420051 | CABLE,POWER,ELECTRICAL | Aerial, 0.6/1kV, 4 x 25mm2 Al ABC, XLPE Insulated (LVABC), 200m Wood Drum, JTS 03-03-02 (scm) | OLEX | OLEX AUSTRALIA PTY LTD | XDAB17AA004AAAA | Active | 2
2400021 | BOLT,MACHINE | M16 x 110mm, Hex, Galv c/w Galv Hex Nut, Aust Std (P50) | GREGSF | GREG SEWELL FORGINGS PTY LTD | 2400021 | Active | 1
2401991 | TRANSFORMER,DISTRIBUTION | Pole Mount, 11/6.6kV, 315kV, 3 Ph, Bushing Entry | ABBAUST | ABB AUSTRALIA PTY LTD | 101468 | Active | 1
2402988 | INSULATOR,LINE POST | 11kV, 95kV BIL, Polymer, Horizontal Clamp Top, 250mm L, 12kN Suitable for use with Galv M20 Bolt Morlynn P/N LPC15 (scm) | TECONN | TE CONNECTIVITY LTD | EK3039-000 | Active | 1
2403901 | END CAP | Conduit, 100mm, Orange, PVC, HD Rigid, suit HD & LD Electrical | MMELEC | MM ELECTRICAL MERCHANDISING | PIP100CONCAP | Active | 1
2403902 | END CAP | Conduit, 150mm, Orange, PVC, HD Rigid, suit HD & LD Electrical | MMELEC | MM ELECTRICAL MERCHANDISING | PIP150CONCAP | Active | 1
2495257 | TRANSFORMER,DISTRIBUTION | Padmount, 11kV, 315kVA, (Rect) HV Haz LV Bsh, Mineral Oil Insulated, KNAN, DYN 11, 3CR12 Cubicle, 7 Tap Posn, LV Board to Dwg 816-7567-31, c/w ABB | WILSON | WILSON TRANSFORMER CO. PTY LTD | 881-B648-11-AB | Active | 1
2495323 | CABINET,ELEC EQUIP | VT Marshalling Box, S/Steel, Phoenix Contacts Terminals, Dwg S10013180 | TROPAC | TRO PACIFIC HOLDINGS PTY LTD | AI-705030-EQLD-VT | Active | 1
2495349 | RECEIVER,SATELLITE | OSA5422 GPS Clock Kit, RB Module, Rack Mount, 2 x 48VDC PSU, 4 x 1G SX SFP, GNSS Roof Antenna, SPD, 60m LMR400, TNC Connectors | TTSOL | TELECOMTEST SOLUTIONS PTY LTD | OSA5422 KIT 22RPNG | Active | 5
2495356 | RECEIVER,SATELLITE | OSA5401 GPS Clock Kit, Syncplug GNSS & PTP Grand Master SFP, GNSS Survey Antenna, SPD, 20m LMR400, TNC Connectors | TTSOL | TELECOMTEST SOLUTIONS PTY LTD | OSA5401 & GNSS KIT | Active | 5
2495372 | TIMBER,HARDWOOD | Untreated Pole, 8m Lg, 12kN, P8/12 | FCRC | FRASER COAST REGIONAL COUNCIL | P8/12 | Active | 5
2495380 | TIMBER,HARDWOOD | Untreated Pole, 8m Lg, 20kN, P8/20 | FCRC | FRASER COAST REGIONAL COUNCIL | P8/20 | Active | 5
2495398 | TIMBER,HARDWOOD | Untreated Pole, 9.5m Lg, 5kN, P9.5/5 | FCRC | FRASER COAST REGIONAL COUNCIL | P9.5/5 | Active | 5
2495406 | TIMBER,HARDWOOD | Untreated Pole, 9.5m Lg, 8kN, P9.5/8 | FCRC | FRASER COAST REGIONAL COUNCIL | P9.5/8 | Active | 5
2495414 | TIMBER,HARDWOOD | Untreated Pole, 9.5m Lg, 12kN, P9.5/12 | FCRC | FRASER COAST REGIONAL COUNCIL | P9.5/12 | Active | 5
2495422 | TIMBER,HARDWOOD | Untreated Pole, 11m Lg, 5kN, P11/5 | FCRC | FRASER COAST REGIONAL COUNCIL | P11/5 | Active | 5
2495430 | TIMBER,HARDWOOD | Untreated Pole, 11m Lg, 8kN, P11/8 | FCRC | FRASER COAST REGIONAL COUNCIL | P11/8 | Active | 5
2495448 | TIMBER,HARDWOOD | Untreated Pole, 11m Lg, 12kN, P11/12 | FCRC | FRASER COAST REGIONAL COUNCIL | P11/12 | Active | 5
2495455 | TIMBER,HARDWOOD | Untreated Pole, 12.5m Lg, 5kN, P12.5/5 | FCRC | FRASER COAST REGIONAL COUNCIL | P12.5/5 | Active | 5
2495463 | TIMBER,HARDWOOD | Untreated Pole, 12.5m Lg, 8kN, P12.5/8 | FCRC | FRASER COAST REGIONAL COUNCIL | P12.5/8 | Active | 5
2495471 | TIMBER,HARDWOOD | Untreated Pole, 12.5m Lg, 12kN, P12.5/12 | FCRC | FRASER COAST REGIONAL COUNCIL | P12.5/12 | Active | 5
2495489 | TIMBER,HARDWOOD | Untreated Pole, 14m Lg, 5kN, P14/5 | FCRC | FRASER COAST REGIONAL COUNCIL | P14/5 | Active | 5
2495497 | TIMBER,HARDWOOD | Untreated Pole, 14m Lg, 8kN, P14/8 | FCRC | FRASER COAST REGIONAL COUNCIL | P14/8 | Active | 5
2495505 | TIMBER,HARDWOOD | Untreated Pole, 14m Lg, 12kN, P14/12 | FCRC | FRASER COAST REGIONAL COUNCIL | P14/12 | Active | 5
2495513 | TIMBER,HARDWOOD | Untreated Pole, 14m Lg, 20kN, P14/20 | FCRC | FRASER COAST REGIONAL COUNCIL | P14/20 | Active | 5
2495521 | TIMBER,HARDWOOD | Untreated Pole, 15.5m Lg, 5kN, P15.5/5 | FCRC | FRASER COAST REGIONAL COUNCIL | P15.5/5 | Active | 5
2495539 | TIMBER,HARDWOOD | Untreated Pole, 15.5m Lg, 8kN, P15.5/8 | FCRC | FRASER COAST REGIONAL COUNCIL | P15.5/8 | Active | 5
2495547 | TIMBER,HARDWOOD | Untreated Pole, 15.5m Lg, 12kN, P15.5/12 | FCRC | FRASER COAST REGIONAL COUNCIL | P15.5/12 | Active | 5
2495554 | TIMBER,HARDWOOD | Untreated Pole, 15.5m Lg, 20kN, P15.5/20 | FCRC | FRASER COAST REGIONAL COUNCIL | P15.5/20 | Active | 5
2495562 | TIMBER,HARDWOOD | Untreated Pole, 17m Lg, 5kN, P17/5 | FCRC | FRASER COAST REGIONAL COUNCIL | P17/5 | Active | 5
2495570 | TIMBER,HARDWOOD | Untreated Pole, 17m Lg, 8kN, P17/8 | FCRC | FRASER COAST REGIONAL COUNCIL | P17/8 | Active | 5
2495588 | TIMBER,HARDWOOD | Untreated Pole, 17m Lg, 12kN, P17/12 | FCRC | FRASER COAST REGIONAL COUNCIL | P17/12 | Active | 5
2495596 | TIMBER,HARDWOOD | Untreated Pole, 17m Lg, 20kN, P17/20 | FCRC | FRASER COAST REGIONAL COUNCIL | P17/20 | Active | 5
2495604 | TIMBER,HARDWOOD | Untreated Pole, 18.5m Lg, 5kN, P18.5/5 | FCRC | FRASER COAST REGIONAL COUNCIL | P18.5/5 | Active | 5
2495612 | TIMBER,HARDWOOD | Untreated Pole, 18.5m Lg, 8kN, P18.5/8 | FCRC | FRASER COAST REGIONAL COUNCIL | P18.5/8 | Active | 5
2495620 | TIMBER,HARDWOOD | Untreated Pole, 18.5m Lg, 12kN, P18.5/12 | FCRC | FRASER COAST REGIONAL COUNCIL | P18.8/12 | Active | 5
2495638 | TIMBER,HARDWOOD | Untreated Pole, 18.5m Lg, 20kN, P18.5/20 | FCRC | FRASER COAST REGIONAL COUNCIL | P18.5/20 | Active | 5
2458594 | SWITCH,FUSED | 160A, LV, 3x DIN00 Kit c/w Adapter Plate, Cover, 35A Fuses, Fixing Screws, suit JM LV Switchboard (scm) | PENTA | PENTA AUST (TMAC THEW & MCCANN/HYLEC) | PA21723 | Active | 1
2458594 | SWITCH,FUSED | 160A, LV, 3x DIN00 Kit c/w Adapter Plate, Cover, 35A Fuses, Fixing Screws, suit JM LV Switchboard (scm) | HYLEC | HYLEC ENERGY SOLUTIONS | JM630TO160KIT-ERG | Active | 2
2402405 | GRIP,CABLE,JAW | Come-Along, suit Cu, Cable Range 6 - 18mm Dia, Strong Spring Loaded Parallel Jaws to Hold on Wire | THEWMCCA | TMAC THEW & MCCANN GROUP | 2402405 | Active | 2
2402405 | GRIP,CABLE,JAW | Come-Along, suit Cu, Cable Range 6 - 18mm Dia, Strong Spring Loaded Parallel Jaws to Hold on Wire | PENTA | PENTA AUST (TMAC THEW & MCCANN/HYLEC) | PA10071 | Active | 1
2402405 | GRIP,CABLE,JAW | Come-Along, suit Cu, Cable Range 6 - 18mm Dia, Strong Spring Loaded Parallel Jaws to Hold on Wire | THEWMCCA | TMAC THEW & MCCANN GROUP | TM10071 | Active | 2
2417475 | GRIP,CABLE,JAW | Hand Block, Ferno Traverse Rescue 540 Belay Device, American Std ASTM F2436-05 | HGHTDYNM | HEIGHT DYNAMICS | TRAV16-0100 | Active | 1
3296 | CONTACTOR,MAGNETIC | 600V, 48A, 3 Pole, Charge, IEC, St George STATCOM | AMSC | AMSC AUSTRALIA PTY LTD | 16349 | Active | 5
3296 | CONTACTOR,MAGNETIC | 600V, 48A, 3 Pole, Charge, IEC, St George STATCOM | AMSC | AMSC AUSTRALIA PTY LTD | 16349 | Active | 1
2496966 | CIRCUIT BREAKER | MCB, Acti9 iC60L, 10A, 2Pole, 60-415VDC, C-Curve, 25kA, 15000A, 50/60Hz, 8 x In +/- 20 %, 85 x 36 x 78.5mm, DIN Rail Mount | SCHNEIDR | SCHNEIDER PTY LTD (MANUFACTURER) | A9F94210 | Active | 5
2496966 | CIRCUIT BREAKER | MCB, Acti9 iC60L, 10A, 2Pole, 60-415VDC, C-Curve, 25kA, 15000A, 50/60Hz, 8 x In +/- 20 %, 85 x 36 x 78.5mm, DIN Rail Mount | HAYMANS | HAYMANS ELECTRICAL | SHNA9F94210 | Active | 1
2438877 | COUPLING,ELECTRICAL CONDUIT | Bell Mouth, 100mm Nom Dia, HD, PVC, Orange, AS2053 | TRI UGRD | TRI UNDERGROUND AUSTRALIA PTY LTD | HDE100BMSOC230L | Active | 1
2438877 | COUPLING,ELECTRICAL CONDUIT | Bell Mouth, 100mm Nom Dia, HD, PVC, Orange, AS2053 | CLIPSAL | CLIPSAL (BY SCHNEIDER ELECTRIC) | CLI 288/100C | Active | 5
2497048 | MARKER STRIP | Type ZB8, Number 51 to 60, Vertical, White, suit Terminal Block 8.2mm W, Pack of 10 | PHOENIX | PHOENIX CONTACT PTY LTD | 1052028:0051 | Active | 5
2497048 | MARKER STRIP | Type ZB8, Number 51 to 60, Vertical, White, suit Terminal Block 8.2mm W, Pack of 10 | HAYMANS | HAYMANS ELECTRICAL | PHO1052028:0051 | Active | 1
1779158 | WASHER,SPRING TENSION | M16, Galv Steel, Spring, Single Coil, 26.9mm OD, 16.7mm ID, 3.75mm Thk, AS1968 | HOBSON | HOBSON ENGINEERING CO PTY LTD | WRMSGSM16 | Active | 1
481108 | TAPE | Alistrap, 13mm W x 25m Roll | HELTYTON | HELLERMANN TYTON | HELA0 | Active | 5
2401700 | ROPE,FIBROUS | Blue Kernmantle Type, 45m x 11mm c/w Fixed Eye Double Action Alloy or S/Steel Snap Hook One End & Floating Eye Double Action Alloy or S/Steel Snap Hook Other | HGHTDYNM | HEIGHT DYNAMICS | HD EEPT45 | Active | 1
2497089 | ROPE,FIBROUS | Aquatec 3 Strand, 14mm x 250m Roll, Hawser Laid Polypropylene Rope, Green with Gold Fleck | DONAGHYS | DONAGHYS PTY LTD | RROS1429 | Active | 5
2497097 | ROPE,FIBROUS | Aquatec 3 Strand, 16mm x 250m Roll, Hawser Laid Polypropylene Rope, Green with Gold Fleck | DONAGHYS | DONAGHYS PTY LTD | RROS1434 | Active | 5
2497113 | DYNAMOMETER,ELECTRONIC | Tractel Dynafor Industrial, 6.3t, Digital Load Cell | SPECFORC | SPECIALISED FORCE PTY LTD | INDUSTRIAL-63 | Active | 1
2497246 | BIT,AUGER | Impact, 25mm Dia, 600mm OAL, Steel, Ring Twist Pattern, 11mm Hex Shank, Quick Release | SPECFORC | SPECIALISED FORCE PTY LTD | STMSF825X600 | Active | 1
2417905 | SPLICE ENCLOSURE,FIBRE OPTIC | OPGW c/w Entry Glands & Nipples for 2 x 11.4 OD, AFL 24 SMOF OPGW, Splice Cassette, Tower/Pole Mount Hardware, Band-it strap not incl (scm) | OPTICAL | OPTICAL FIBRE SYSTEMS PTY LTD | OFS-1080-A00A-9009-TP | Active | 1
2417913 | SPLICE ENCLOSURE,FIBRE OPTIC | OPGW c/w Entry Glands & Nipples for 1 x 11.4 OD, AFL 24 SMOF OPGW & 1 x UG ADSS Cable, Splice Cassette, Tower/Pole Mount Hardware, Band-it strap not incl | OPTICAL | OPTICAL FIBRE SYSTEMS PTY LTD | OFS-1080-1-A000-8006-TP | Active | 1
141238 | SWITCH,FUSED | 630A, 660V AC, 3 Pole, Accepts DIN Type Fuse Links Size 3, Suits 185mm Busbar spacing c/w operating cover (Fuse Carrier) Base with Arcing chambers | ABBAUST | ABB AUSTRALIA PTY LTD | SLBM630 | Phasing | 2
141238 | SWITCH,FUSED | 630A, 660V AC, 3 Pole, Accepts DIN Type Fuse Links Size 3, Suits 185mm Busbar spacing c/w operating cover (Fuse Carrier) Base with Arcing chambers | ADCCOMM | ADC COMMUNICATIONS (AUST) PTY LTD | 6469031201 | Phasing | 2
141238 | SWITCH,FUSED | 630A, 660V AC, 3 Pole, Accepts DIN Type Fuse Links Size 3, Suits 185mm Busbar spacing c/w operating cover (Fuse Carrier) Base with Arcing chambers | ABBAUST | ABB AUSTRALIA PTY LTD | NHPL046253R1 | Phasing | 1
126029 | OUTREACH ARM | Minor Road, 1.5m Single, 5 Deg Upcast, Galv Steel, EQTS 05-02-01, Dwg 05-02-14 (scm) | IUPOLE | INTERNATIONAL UTILITY POLES PTY LTD | EX-5733 | Active | 2
126029 | OUTREACH ARM | Minor Road, 1.5m Single, 5 Deg Upcast, Galv Steel, EQTS 05-02-01, Dwg 05-02-14 (scm) | GMPOLES | GM POLES PTY LTD | OC A15S | Active | 1
126029 | OUTREACH ARM | Minor Road, 1.5m Single, 5 Deg Upcast, Galv Steel, EQTS 05-02-01, Dwg 05-02-14 (scm) | INGAL | INGAL EPS | GEX05733 | Active | 2
158467 | INSULATION SLEEVING,ELECTRICAL | Heat Shrink Tubing, 50/16mm, 120mm Lg, Medium Wall, Mastic Sealant | GILBERT | GILBERT LODGE AUSTRALIA PTY LTD | MWTM50/16120 | Active | 5
105465 | HOOK | DNOB Safety Hook BEN-005 with label attached | BENNIC | BENNIC CALIBRATION & TESTING | BEN005 | Active | 1
141106 | FUSEHOLDER,BASE & CARRIER | 500V AC, 100A, 6/50mm2, for U/G Fuse Panels, suit VK Fuse Links, ETS 14-04-01 (P20) (scm) | FLOWLINE | FLOWLINE INDUSTRIES PTY LTD | E1038/Q | Active | 1
141106 | FUSEHOLDER,BASE & CARRIER | 500V AC, 100A, 6/50mm2, for U/G Fuse Panels, suit VK Fuse Links, ETS 14-04-01 (P20) (scm) | IPDGROUP | IPD GROUP LIMITED | S7QLD2AFW | Active | 2
155611 | TERMINATION KIT,ELECTRICAL CABLE | Outdoor, 11kV, 35/50mm2, 3 Core XLPE Cable | GILBERT | GILBERT LODGE AUSTRALIA PTY LTD | EPT17B3XOH3 | Active | 1
140851 | FUSE,CARTRIDGE | 500V AC, HRC DIN Type Size 1, 200A, ETS 12-02-01 Group E (scm) | FUSECO | FUSECO POWER SOLUTIONS PTY LTD | NH1F-200 | Active | 5
124538 | FUSE,CARTRIDGE | 415V AC, HRC Cartridge JS Type, 250A, 2 Hole Bolt-in Slotted Centre Tags, 92mm Fixing Centres Wedge Type Carrier | FUSECO | FUSECO POWER SOLUTIONS PTY LTD | JSU250 | Active | 5
136116 | CONNECTOR ELBOW | 22kV, 200A, for Qesi 95mm2 Al 3Core XLPE Cable Pre-moulded EPDM Shell, Dead Make & Dead Break (supply in Packs of 3) Transformer & RMU Terminations | GILBERT | GILBERT LODGE AUSTRALIA PTY LTD | 156LRH260 | Active | 1
140746 | CLAMP,ELECTRICAL | Parallel, Double Bolt, S/Steel, ABB Cat.No.293/294 | ABBAUST | ABB AUSTRALIA PTY LTD | 7290960 | Active | 1
156590 | JOINT,ELECTRICAL POWER CABLE | 16mm2 N/S Cable Service Joint As Per Drawing | GILBERT | GILBERT LODGE AUSTRALIA PTY LTD | CEBJ16 | Active | 1
155581 | TERMINATION KIT,ELECTRICAL CABLE | Outdoor, U/Ground, 11kV, 240-400mm2, 3 Core, Paper Lead Alloy, Screened or Belted, Armoured or Non Armoured | GILBERT | GILBERT LODGE AUSTRALIA PTY LTD | EPKT17D3MOH3 | Active | 1
156645 | JOINT,ELECTRICAL POWER CABLE | 3 Core XLPE Cable c/w Solvent Wipes, Kit Heatshrink Inline Joint Suit | GILBERT | GILBERT LODGE AUSTRALIA PTY LTD | RAYMXSU3331 | Active | 1
157651 | SLEEVE,COMPRESSION | 150mm2 Al Cable, use Al Hex Die A/F 21.0mm | PLP | PREFORMED LINE PRODUCTS (AUST) | CMSA102 | Active | 2
157651 | SLEEVE,COMPRESSION | 150mm2 Al Cable, use Al Hex Die A/F 21.0mm | TYCOELEC | TYCO ELECTRONICS | H15209 | Active | 1
2495646 | TIMBER,HARDWOOD | Untreated Pole, 20m Lg, 5kN, P20/5 | FCRC | FRASER COAST REGIONAL COUNCIL | P20/5 | Active | 5
2495653 | TIMBER,HARDWOOD | Untreated Pole, 20m Lg, 80kN, P20/8 | FCRC | FRASER COAST REGIONAL COUNCIL | P20/8 | Active | 5
2495661 | TIMBER,HARDWOOD | Untreated Pole, 20m Lg, 12kN, P20/12 | FCRC | FRASER COAST REGIONAL COUNCIL | P20/12 | Active | 5
2495687 | TIMBER,HARDWOOD | Untreated Pole, 21.5m Lg, 5kN, P21.5/5 | FCRC | FRASER COAST REGIONAL COUNCIL | P21.5/5 | Active | 5
2495695 | TIMBER,HARDWOOD | Untreated Pole, 21.5m Lg, 8kN, P21.5/8 | FCRC | FRASER COAST REGIONAL COUNCIL | P21.5/8 | Active | 5
2495703 | TIMBER,HARDWOOD | Untreated Pole, 21.5m Lg, 12kN, P21.5/12 | FCRC | FRASER COAST REGIONAL COUNCIL | P21.5/12 | Active | 5
2495711 | TIMBER,HARDWOOD | Untreated Pole, 21.5m Lg, 20kN, P21.5/20 | FCRC | FRASER COAST REGIONAL COUNCIL | P21.5/20 | Active | 5
2495729 | TIMBER,HARDWOOD | Untreated Pole, 23m Lg, 8kN, P23/8 | FCRC | FRASER COAST REGIONAL COUNCIL | P23/8 | Active | 5
2495745 | TIMBER,HARDWOOD | Untreated Pole, 23m Lg, 20kN, P23/20 | FCRC | FRASER COAST REGIONAL COUNCIL | P23/20 | Active | 5
2495760 | FLOODLIGHT,ELECTRIC | MaxiMaster Gen 3 100-250W, 3000-5000K Selectable Output Symmetrical Floodlight, c/w Glands & 6mm Term Block | PIERLITE | PIERLITE AUSTRALIA PTY LTD | MML250LSCSS | Active | 1
2483089 | MODULE | Switch Interface Module, for NOJA Reclosers RC20 Series | NOJA | NOJA POWER SWITCHGEAR PTY LTD | SIM-20-S | Active | 1
2485068 | MODULE | EPL Digital Output Module | LANDIS | LANDIS GYR (AUST) PTY LTD | MISCA-ELEC | Active | 2
2485068 | MODULE | EPL Digital Output Module | LANDIS | LANDIS GYR (AUST) PTY LTD | 316.414.06001 | Active | 1
2490829 | MODULE | CL7, Circuit Board, Serial FO ST w/o B-BD | EATONELE | EATON ELECTRIC SYSTEMS PTY LTD | 57E0003X24G10 | Active | 1
2491835 | MODULE | Power Module, DC 24/48V, 92W, 19" Rack-Mount, Terminal Block Connector, Conformal Coat, for SEL ICON | SEL | SCHWEITZER ENGINEERING LAB PTY LTD | 8011-03C | Active | 1
2491843 | MODULE | Server Module (SRVR), Conformal Coat, for SEL ICON | SEL | SCHWEITZER ENGINEERING LAB PTY LTD | 8030-01C | Active | 1
2491868 | MODULE | Quattro Module, for SEL ICON | SEL | SCHWEITZER ENGINEERING LAB PTY LTD | 8050-01 | Active | 1
2493039 | MODULE | I/O Module, 4RO, Accessory for PRO 235 Series | SATEC | SATEC (AUSTRALIA) PTY LTD | EMR4 | Active | 5
2493047 | MODULE | Comms Module, Ethernet (TCP/IP), Accessory for EM133 | SATEC | SATEC (AUSTRALIA) PTY LTD | ETH-DIN | Active | 5
30121 | TEE,CABLE RACK | Tray, 300mm W, 60mm H, 300mm Rad, NEMA 12B Steel, Galv Steel | EZYSTRUT | EZYSTRUT CABLE & PIPE SUPPORTS | N1T3003H | Active | 1
30123 | TEE,CABLE RACK | Tray, 600mm W, 60mm H, 300mm Rad, NEMA 12B Steel, Galv Steel | EZYSTRUT | EZYSTRUT CABLE & PIPE SUPPORTS | N1T6003H | Active | 1
2496222 | GROUNDING SET | Earth Stub Brass, Assembly M12, 80mm Lg, Dwg 015-075-RD | PLP | PREFORMED LINE PRODUCTS (AUST) | ESB-M12-1 | Active | 1
2433068 | CABLE,POWER,ELECTRICAL | T/former Dropper, 1000A, LV Flexible Connection, suit for use in LV Cable Box on Groundmount T/formers (scm) | ABBAUST | ABB AUSTRALIA PTY LTD | 1LAR002731 | Active | 1
2496339 | SHELF,ELECTRICAL EQUIPMENT | 2RU Cantilever Shelf, 19" Rack Mount, 483mm W, 350mm D, Black, 20kg Max Load | CABAC | CABAC (MANUFACTURER) | CABRCS350-2RU-S | Active | 5
2496347 | PLUG | Retractable Straight Plug, Insulated, 4mm, Black | THEWMCCA | TMAC THEW & MCCANN GROUP | TM12740 | Active | 5
2400251 | CABLE,POWER,ELECTRICAL | Bldg Wire, 0.6/1kV, 1C, 16mm2 Cu, PVC Sheath, Green/Yellow (7/1.70) (100m Drum) | MIDLAND | MIDLAND METALS OVERSEAS PTE LTD | MMO-1X16 CU PVC G/Y | Active | 1
166 | CONTACTOR | Short Circuit, SFU-K 403, AFLC, Enermet | ENERMET | ENERMET PTY LTD (MANUFACTURER) | 171.241.15230 | Active | 5
167 | CONTACTOR | Short Circuit, SFU-K 503, AFLC, Enermet | ENERMET | ENERMET PTY LTD (MANUFACTURER) | 171.241.26230 | Active | 5
168 | CONTACTOR | Output, SFU-K 203/303, AFLC, Enermet | ENERMET | ENERMET PTY LTD (MANUFACTURER) | 171.206.00000 | Active | 5
169 | CONTACTOR | Output, SFU-K 403, AFLC, Enermet | ENERMET | ENERMET PTY LTD (MANUFACTURER) | 171.206.00210 | Active | 5
171 | CONTACTOR | Auxiliary, SFU-K, AFLC, Enermet, 100-SB02 | ENERMET | ENERMET PTY LTD (MANUFACTURER) | 171.239.00002 | Active | 5
2493484 | PROCESSOR,GATEWAY | Opengear Terminal Server, 16 x Serial Ports, 2 x 36 to 72VDC Input, 2 x 1GbE Dual LAN Ports, 1RU Rack Mount, RJ45 RS-232 | DATA3 | DATA#3 LIMITED | CM8116-DDC | Active | 1
2493492 | PROCESSOR,GATEWAY | Opengear Terminal Server, 32 x Serial Ports, 2 x 36 to 72VDC Input, 2 x 1GbE Dual LAN Ports, 1RU Rack Mount, RJ45 RS-232 | DATA3 | DATA#3 LIMITED | CM8132-DDC | Active | 1
2493518 | PROCESSOR,GATEWAY | Lantronix UDS1100-PoE, Single-Port, 1 x DM25F DCE Connector, Serial Interface RS-232/422/485, 300bps to 921.6Kbps Serial to Enet Terminal Server | LANTRONX | LANTRONIX INC. (MANUFACTURER) | UD11000P0-01 | Active | 5
2493518 | PROCESSOR,GATEWAY | Lantronix UDS1100-PoE, Single-Port, 1 x DM25F DCE Connector, Serial Interface RS-232/422/485, 300bps to 921.6Kbps Serial to Enet Terminal Server | MMELEC | MM ELECTRICAL MERCHANDISING | UD11000P0-01 | Active | 1
2493914 | SPLICE ENCLOSURE,FIBRE OPTIC | OTP, OFS-400, 48-Way ST/FC, 2RU, 19" Rack Mount, 4x Splice Cass, No Thru Adpts | OPTICAL | OPTICAL FIBRE SYSTEMS PTY LTD | OFS-400-48ST-B-4 | Active | 5
2493922 | SPLICE ENCLOSURE,FIBRE OPTIC | OTP, OFS-400, 72-Way SC/SCA, 2RU, 19" Rack Mount, 3x High Cap Splice Cass, No Thru Adpts | OPTICAL | OPTICAL FIBRE SYSTEMS PTY LTD | OFS-400-72SSC-H-3 | Active | 5
2494003 | SPLICE ENCLOSURE,FIBRE OPTIC | OTP, OFS-800 FC Kit, 72-Way ST/FC, Wall Mount, IP Rated, 6x Splice Cass, 100x Splice Prot, 72x FC Thru Adpts, 72x FC SMOF Pigtails | OPTICAL | OPTICAL FIBRE SYSTEMS PTY LTD | OFS-CSPN-087 | Active | 5
2465607 | TARPAULIN | Polytuf, HD Woven PE, Silver/Black, 4.3 x 6.1m, HD Moulded Plastic Reinforced Corners, Rust Free Eyelets every 45cm, UV Resistant | BLKWOODJ | J BLACKWOOD & SONS LIMITED | 4112120 | Active | 1
2465607 | TARPAULIN | Polytuf, HD Woven PE, Silver/Black, 4.3 x 6.1m, HD Moulded Plastic Reinforced Corners, Rust Free Eyelets every 45cm, UV Resistant | POLYTUF | POLYTUF THE TOUGH COVER | SB1420 | Active | 5
2417947 | SPLICE ENCLOSURE,FIBRE OPTIC | OPGW c/w Entry Glands & Nipples for 1 x 14 OD, AFL 24 SMOF OPGW & 1 x UG ADS Cable, Splice Cassette, Tower/Pole Mount Hardware, Band-it strap not includ | OPTICAL | OPTICAL FIBRE SYSTEMS PTY LTD | OFS-1080-1-B000-8001-TP | Active | 1
2435394 | SPLICE ENCLOSURE,FIBRE OPTIC | OPGW c/w Entry Glands & Nipples for 1 x 14.0mm OD, AFL 48 SMOF OPGW & 1 x UG ADSS, Splice Cassette, Tower/Pole Mount Hardware, Band-it strap not incl (scm) | OPTICAL | OPTICAL FIBRE SYSTEMS PTY LTD | OFS-1080-2-B000-8006-TP | Active | 1
2435410 | SPLICE ENCLOSURE,FIBRE OPTIC | OPGW c/w Entry Glands & Nipples for 1 x 14.0mm OD, AFL 48 SMOF OPGW & 1 x 11.4mm OD AFL 24 SMOF OPGW, Splice Cassette, Tower/Pole Mount Hardware, | OPTICAL | OPTICAL FIBRE SYSTEMS PTY LTD | OFS-1080-2-B00A-8009-TP | Active | 1
2461036 | SPLICE ENCLOSURE,FIBRE OPTIC | Large Dome, Customer Lead-In Joint, 48F Max Fibre Count, 12SCA Internal Patch c/w 12 Pigtails | AFLG | AFL GLOBAL | FSE-LGD-48F-SCA-Z1 | Active | 1
105081 | PORTABLE EARTHING DEVICE | O/H Line, 3Ph Short Circuiting Assy, 3.5m Al Leads c/w Non-screw Type Line Clamps & Earthing Cable Assy, 15m Al Lead, Min 10kA/1Sec Rating, in Storage | SICAME | SICAME AUSTRALIA PTY LTD | CLA-16K-ERGON-04-613 | Active | 1
177682 | INSULATION SLEEVING,ELEC,SPEC | Shrink Inline Bushing Sleeve 120-300mm2 Cable | TECONN | TE CONNECTIVITY LTD | RSRB-4026 | Active | 1
177682 | INSULATION SLEEVING,ELEC,SPEC | Shrink Inline Bushing Sleeve 120-300mm2 Cable | GILBERT | GILBERT LODGE AUSTRALIA PTY LTD | RSRB4026 | Active | 2
343764 | GREASE,GENERAL PURPOSE | Lithium Base, 225g Squeeze Tube, for Electrical Joints, Conductive, suit Al to Al, Cu to Cu, Bimetal to Al | PLP | PREFORMED LINE PRODUCTS (AUST) | ALV 300 | Active | 1
408818 | FUSE,CARTRIDGE | 440V AC, HRC Cartridge PK Type, 45A, 50.8 x 14.3mm Dia, ETS 12-02-01 Group A (scm) | FUSECO | FUSECO POWER SOLUTIONS PTY LTD | 1451F-45 | Active | 5
406311 | BUCKLE | suit 19mm S/Steel Band (scm) | LEGEND | LEGEND POWER SYSTEMS | CABBUCKLE19.0 | Active | 1
406311 | BUCKLE | suit 19mm S/Steel Band (scm) | PLP | PREFORMED LINE PRODUCTS (AUST) | SSSB-19 | Active | 2
455875 | PIN,INSULATOR | Coashscrew Threaded Shank, 22kV, Bridging, C/150/7, CA Dwg 22-A4-9 Rev B | TYCOELEC | TYCO ELECTRONICS | C1507BP | Active | 1
406297 | STRAPPING | S/Steel Band, Mat Finish, 19mm, 0.76mm Thk, supplied in 30m Coil (scm) | LEGEND | LEGEND POWER SYSTEMS | CABSTRAP19.0 | Active | 1
406297 | STRAPPING | S/Steel Band, Mat Finish, 19mm, 0.76mm Thk, supplied in 30m Coil (scm) | PLP | PREFORMED LINE PRODUCTS (AUST) | SSS-1930 | Active | 2
482287 | TIE,PREFORMED | Top, Neck Dia 112mm, 3/2.75 SC/GZ 3/12 Steel, Armoured, (scm) (P50) | PLP | PREFORMED LINE PRODUCTS (AUST) | GDT-102A-112 | Active | 1
701155 | ARRESTER,ELECTRICAL SURGE | 33kV, 10kA, for 3 Wire, 33kV & 19.1kV SWER Systems c/w 700mm Lg, 16mm2 Line End Lead & Cap, ETS 09-01-01 (scm) | ACCULEC | ACCULEC PTY LTD (303899) | OB36A-100STEQ | Active | 2
701155 | ARRESTER,ELECTRICAL SURGE | 33kV, 10kA, for 3 Wire, 33kV & 19.1kV SWER Systems c/w 700mm Lg, 16mm2 Line End Lead & Cap, ETS 09-01-01 (scm) | MVTECH | MV TECHNOLOGY SOLUTIONS P/L | S3EK4 360-1CR4-Z Q97 R59 | Active | 1
701155 | ARRESTER,ELECTRICAL SURGE | 33kV, 10kA, for 3 Wire, 33kV & 19.1kV SWER Systems c/w 700mm Lg, 16mm2 Line End Lead & Cap, ETS 09-01-01 (scm) | SIEMENS | SIEMENS LTD | 3EK4 360-1CR4-Z Q97 R59 | Active | 5
553007 | INSULATOR,LINE POST | 66kV, 350kV BIL, Porcelain, Tie Top, M24 Stud not supplied, ETS 10-01-01, Item 14 | TECONN | TE CONNECTIVITY LTD | LP-R12.5ET350-1900PG | Active | 1
560275 | INSULATOR,PIN | 22kV, 11kN, Type SLP/22/420, Pattern 'C' Thread, ETS 10-01-01 Item 7, Dwg 10-01-03 (scm) | TEN | THE ENERGY NETWORK (AUST) PTY LTD | SLP/22/420-PG | Active | 2
560275 | INSULATOR,PIN | 22kV, 11kN, Type SLP/22/420, Pattern 'C' Thread, ETS 10-01-01 Item 7, Dwg 10-01-03 (scm) | PENTA | PENTA AUST (TMAC THEW & MCCANN/HYLEC) | PA30068 | Active | 1
560275 | INSULATOR,PIN | 22kV, 11kN, Type SLP/22/420, Pattern 'C' Thread, ETS 10-01-01 Item 7, Dwg 10-01-03 (scm) | TECONN | TE CONNECTIVITY LTD | PI-SLP/22/420-PG | Active | 2
777518 | SWITCHGEAR | RMU, 11kV, 400A Magnefix Type MD401, 2 x Incoming Switches & Switch Fuse have 3 Ph Operation, incl (A) 3 Ph Operating Handle, P/N2684.330 (B) Connection, | EATONELE | EATON ELECTRIC SYSTEMS PTY LTD | MD401 | Active | 1
854054 | REACTOR-TRANSFORMER | Pole Mount, 19.1kV 25kVAr, 1 Ph Shunt, CA TS B23PS8/005/ESD/91, Rev D (scm) | ABBAUST | ABB AUSTRALIA PTY LTD | 136092 | Active | 5
676155 | FUSE CUTOUT,PRIMARY EXPULSION | Drop Out, 100A, 24kV, Crossarm Mount, TS 06-03-01 (P50) (scm) | NGKSTANG | NGK STANGER PTY LTD | 72298/15ERGON2 | Active | 1
2493567 | CRIMPING TOOL,TERMINAL,HAND | Hand Crimper, Hex Crimper 6-50mm2, 390mm long | CABAC | CABAC (MANUFACTURER) | K05 | Active | 1
2493112 | MODULE | InteliGen Extension Module, 8-36V DC, 8 Binary Inputs, 8 Binary Outputs/Inputs 2 Analog Outputs | COMAP | COMAP | I-IO8/8 | Active | 5
2496230 | SWITCHBOARD,POWER | CNI Subs Incomer Switchgear Unit, 12kV, 800A, 25kA, 2000A Bus Metal Encl Fixed Switchgear & Control Gear Assy c/w 110V DC Aux Supply, Botton Cable Connect | TAMCO | TAMCO SWITCHGEAR (MANUFACTURER) | T2A-VHIF630INC700 | Active | 1
2496248 | SWITCHBOARD,POWER | CNI Subs Incomer Switchgear Unit, 12kV, 800A, 25kA, 2000A Bus Metal Encl Fixed Switchgear & Control Gear Assy c/w 110V DC Aux Supply, Top Cable Connect, | TAMCO | TAMCO SWITCHGEAR (MANUFACTURER) | T2B-VHIF630INC700 | Active | 1
2496255 | SWITCHBOARD,POWER | CNI Subs Incomer Switchgear Unit, 12kV, 800A, 25kA, 2000A Bus Metal Encl Fixed Switchgear & Control Gear Assy c/w 110V DC Aux Supply, Top Cable Connect, | TAMCO | TAMCO SWITCHGEAR (MANUFACTURER) | T2C-VHIF630INC700 | Active | 1
2496263 | SWITCHBOARD,POWER | CNI Subs Incomer Switchgear Unit, 12kV, 800A, 25kA, 2000A Bus Metal Encl Fixed Switchgear & Control Gear Assy c/w 110V DC Aux Supply, Bottom Cable Connect | TAMCO | TAMCO SWITCHGEAR (MANUFACTURER) | T2D-VHIF630INC700 | Active | 1
2496289 | SWITCHBOARD,POWER | CNI Subs/Customer Supply w/Metering Switchgear Unit, 12kV, 800A, 25kA, 2000A Bus Metal Encl Fixed Switchgear & Control Gear Assy c/w 110V DC Aux Supply | TAMCO | TAMCO SWITCHGEAR (MANUFACTURER) | T3B-VHIF630INC700 | Active | 1
2496305 | SWITCHBOARD,POWER | CNI Subs/Customer Supply w/Metering Switchgear Unit, 12kV, 800A, 25kA, 2000A Bus Metal Encl Fixed Switchgear & Control Gear Assy c/w 110V DC Aux Supply | TAMCO | TAMCO SWITCHGEAR (MANUFACTURER) | T3D-VHIF630INC700 | Active | 1
2496321 | SWITCHBOARD,POWER | Feeder Switchgear Unit, 12kV, 800A, 25kA, 2000A Bus Metal Encl Fixed Switchgear & Control Gear Assy c/w 110V DC Aux Supply, incl CTs for Feeder | TAMCO | TAMCO SWITCHGEAR (MANUFACTURER) | T1B-VHIF800FDR450 | Active | 1
172 | CONTACTOR | Auxiliary, SFU-K, AFLC, Enermet, 100-SB11 | ENERMET | ENERMET PTY LTD (MANUFACTURER) | 171.239.0011 | Active | 5
174 | CONTACTOR | Auxiliary, SFU-K, AFLC, Enermet, CA 6-P1-11 | ENERMET | ENERMET PTY LTD (MANUFACTURER) | 171.194.00111 | Active | 5
175 | CONTACTOR | SFU-I/K 203/303, AFLC, Enermet, Em ON with Capacitor | ENERMET | ENERMET PTY LTD (MANUFACTURER) | 170.067.00000 | Active | 5
176 | CONTACTOR | Locking Short Circuit, SFU-K 203/303, AFLC, Enermet | ENERMET | ENERMET PTY LTD (MANUFACTURER) | 171.238.00000 | Active | 5
3843 | CONTACTOR | Output, 230V, CAB 6-140-EI-11 c/w Coil, for SFU-K 203/303 Transmitter Control, ETS 2011/0363/T 12k-SFU | LANDIS | LANDIS GYR (AUST) PTY LTD | 170.219.00203 | Active | 1
3844 | CONTACTOR | Output, 230V, CAB 6-210-EI-11 c/w Coil, for SFU-K 403 Transmitter Control, ETS 2011/0363/T 12l-SFU | LANDIS | LANDIS GYR (AUST) PTY LTD | 170.219.00403 | Active | 1
2493930 | SPLICE ENCLOSURE,FIBRE OPTIC | OTP, OFS-200, 24-Way ST/FC, Wall Mount, IP Rated, 2x Splice Cass, No Thru Adpts | OPTICAL | OPTICAL FIBRE SYSTEMS PTY LTD | OFS-200-24ST-B-2-IP | Active | 5
2493955 | SPLICE ENCLOSURE,FIBRE OPTIC | OTP, OFS-MOD12, 12-Way SC/SCA, 1x Splice Cass, No Thru Adpts | OPTICAL | OPTICAL FIBRE SYSTEMS PTY LTD | OFS-MOD-12SC | Active | 5
2493963 | SPLICE ENCLOSURE,FIBRE OPTIC | OTP, OFS-MOD12, 12-Way ST/FC, 1x Splice Cass, No Thru Adpts | OPTICAL | OPTICAL FIBRE SYSTEMS PTY LTD | OFS-MOD-12ST | Active | 5
2494037 | SPLICE ENCLOSURE,FIBRE OPTIC | OTP, OFS-900 SCA Kit, 24-Way SC/SCA, 1RU, 19" Rack Mount, 2x Splice Cass, 25x Splice Prot, 24x SCA Thru Adpts, 24x SCA SMOF Pigtails | OPTICAL | OPTICAL FIBRE SYSTEMS PTY LTD | OFS-CSPN-090 | Active | 5
2494078 | SPLICE ENCLOSURE,FIBRE OPTIC | OTP, OFS-200 SCA Kit, 24-Way SC/SCA, Wall Mount, IP Rated, 2x Splice Cass, 25x Splice Prot, 24x SCA Thru Adpts, 24x SCA SMOF Pigtails | OPTICAL | OPTICAL FIBRE SYSTEMS PTY LTD | OFS-CSPN-094 | Active | 5
2494086 | SPLICE ENCLOSURE,FIBRE OPTIC | OTP, OFS-200 DLC OM3 Kit, 24-Way SC/SCA, Wall Mount, IP Rated, 2x Splice Cass, 25x Splice Prot, 12x DLC OM3 Thru Adpts, 12x SC Blanks, 24x LC OM3 Pigtails | OPTICAL | OPTICAL FIBRE SYSTEMS PTY LTD | OFS-CSPN-095 | Active | 5
104349 | SLEEVE,COMPRESSION | NT, 25mm2/16mm2, Cu, ABC Hex Die A/F 14.0mm, CU Insulated (Fully Ribbed), Prefitted Tail For use on Neutral only, (scm) (P20) | PLP | PREFORMED LINE PRODUCTS (AUST) | K40-TAIL16N | Active | 1
104349 | SLEEVE,COMPRESSION | NT, 25mm2/16mm2, Cu, ABC Hex Die A/F 14.0mm, CU Insulated (Fully Ribbed), Prefitted Tail For use on Neutral only, (scm) (P20) | SICAME | SICAME AUSTRALIA PTY LTD | MJPB25-16(N)+CABLE | Active | 2
104350 | SLEEVE,COMPRESSION | NT, 25mm2/10mm2, Cu, ABC Hex Die A/F 14.0mm, Insulated (Fully Ribbed), Prefitted Tail For use on Neutral only, (scm) (P20) | PLP | PREFORMED LINE PRODUCTS (AUST) | K37-TAIL10N | Active | 2
104350 | SLEEVE,COMPRESSION | NT, 25mm2/10mm2, Cu, ABC Hex Die A/F 14.0mm, Insulated (Fully Ribbed), Prefitted Tail For use on Neutral only, (scm) (P20) | SICAME | SICAME AUSTRALIA PTY LTD | MJPB25-10(N)+CABLE | Active | 1
104419 | SLEEVE,COMPRESSION | FT, HDBC, 7/0.064" Imp, Hex Die 6.3mm A/F, Cu, Utilux p/n TECS2, for use on this cable only (P50) (scm) | TYCOELEC | TYCO ELECTRONICS | TECS2/1 | Active | 1
157631 | SLEEVE,COMPRESSION | 240mm2, Al Cable, use Al Hex Die A/F 28.4mm (scm) | LEGEND | LEGEND POWER SYSTEMS | ALK240 | Active | 1
157631 | SLEEVE,COMPRESSION | 240mm2, Al Cable, use Al Hex Die A/F 28.4mm (scm) | TYCOELEC | TYCO ELECTRONICS | H15211/1 | Active | 2
157792 | SLEEVE,COMPRESSION | Connector, 7/1.35, Cu Cat No TECSM1, Utilux MS Products Cat No TECSM1 NSC:5920 (P50) | TYCOELEC | TYCO ELECTRONICS | TECSM1/1 | Active | 1
474605 | SLEEVE,COMPRESSION | NT, 7/3.00 AAC, AAAC, 6/1/3.00 ACSR, Hex Die A/F 17.3mm (scm) | PLP | PREFORMED LINE PRODUCTS (AUST) | CMNT44 | Active | 2
474605 | SLEEVE,COMPRESSION | NT, 7/3.00 AAC, AAAC, 6/1/3.00 ACSR, Hex Die A/F 17.3mm (scm) | TYCOELEC | TYCO ELECTRONICS | NT44/1 | Active | 1
860542 | TRANSFORMER,DISTRIBUTION | SWER Pole Mount, 19.1kV, 25kVA (Pallet x 2) (scm) | TOSHIBA | TOSHIBA INTERNATIONAL CORPORATION P/L | TXSPS-0025BCA-001 | Active | 1
477283 | SPLICE,CONDUCTOR | Preformed, FT, 7/3.75 AAC & AAAC, Colour Code Black (P15) | PLP | PREFORMED LINE PRODUCTS (AUST) | AFS-113 | Active | 1
554046 | INSULATOR,STATION POST | 22kV, 160kV BIL, Porcelain, 381mm H & 76mm PCD c/w 12mm Threads | MORLYNN | MORLYNN CERAMICS PTY LTD | H10755 | Active | 5
560290 | INSULATOR,LINE POST | 22kV, 150kV BIL, Porcelain, Aerodynamic Tie Top (AS Designation R11 ET150N) Suitable for use with Galv M24 Bolt Morlynn P/N H11173, CA Spec 1812/96/T | TEN | THE ENERGY NETWORK (AUST) PTY LTD | R12.5ET150L-365 | Active | 1
560290 | INSULATOR,LINE POST | 22kV, 150kV BIL, Porcelain, Aerodynamic Tie Top (AS Designation R11 ET150N) Suitable for use with Galv M24 Bolt Morlynn P/N H11173, CA Spec 1812/96/T | TYCOELEC | TYCO ELECTRONICS | H11173 | Active | 2
620206 | FUSE LINK,EXPULSION | 20A, Class T, TS 06-03-01 (scm) | ABBAUST | ABB AUSTRALIA PTY LTD | 7595839 | Active | 2
620206 | FUSE LINK,EXPULSION | 20A, Class T, TS 06-03-01 (scm) | NGKSTANG | NGK STANGER PTY LTD | ZXT705-20BT37 | Active | 1
701333 | ARRESTER,ELECTRICAL SURGE | 75kA, HD, Polymer/Silicone Construction c/w Insulating Base, CEC T/S PS7/022/SE/88 Rev E & AS1307.2-1987 | ABBAUST | ABB AUSTRALIA PTY LTD | 7800080 | Active | 1
719437 | CLAMP,ELECTRICAL | Earth Rod, U-Bolt Type, 13/15mm Dia, Earth Rod & 16/120mm2 Cu Cables Draft TS 01-08-01 (P50) (scm) | ERICO | NVENT ERICO PRODUCTS AUSTRALIA P/L | REC16120 | Active | 1
719437 | CLAMP,ELECTRICAL | Earth Rod, U-Bolt Type, 13/15mm Dia, Earth Rod & 16/120mm2 Cu Cables Draft TS 01-08-01 (P50) (scm) | PLP | PREFORMED LINE PRODUCTS (AUST) | D-CLAMP210 | Active | 2
553032 | INSULATOR,LINE POST | 66kV, 350kV BIL, Porcelain, Horizontal Tie Top, (AS Designation R12.5 ETG 350L) fitted with Gain Base | TECONN | TE CONNECTIVITY LTD | LP-R12.5ET350-1900PG02 | Active | 1
482389 | TIE,PREFORMED | Top, Neck Dia 112mm, 7/3.00 AAC Unarmoured, (scm) | PLP | PREFORMED LINE PRODUCTS (AUST) | AWDT-090-112 | Active | 1
621059 | FUSE,CARTRIDGE | 12kV, Full Range, 80A, Barrel 254mm Lg, 68mm Dia, End Caps 40mm Lg, 63.5mm Dia c/w Striker Pin to DIN Standard 43625 Fuse (P3) (scm) | COOPER | COOPER ELECTRICAL AUSTRALIA PTY LTD | 12OHFMA80 | Active | 1
1543176 | CABLE,POWER,ELECTRICAL | 0.6/1kV, 1C, 70mm2 (19/2.14) Cu/XLPE (X-90UV) Insul, Black, Metre Marked, 250m Wood Drum, JTS 03-01-08 (scm) | OLEX | OLEX AUSTRALIA PTY LTD | XDCC20SB001AABK | Active | 2
1543176 | CABLE,POWER,ELECTRICAL | 0.6/1kV, 1C, 70mm2 (19/2.14) Cu/XLPE (X-90UV) Insul, Black, Metre Marked, 250m Wood Drum, JTS 03-01-08 (scm) | MIDLAND | MIDLAND METALS OVERSEAS PTE LTD | MMO-1X70 CU X BLK | Active | 1
2113064 | CONDUIT,NONMETALLIC,FLEXIBLE | PVC, 50mm, Black, Non-Corrugated, 30m Roll | HAYMANS | HAYMANS ELECTRICAL | OME50FC30B | Active | 2
2113064 | CONDUIT,NONMETALLIC,FLEXIBLE | PVC, 50mm, Black, Non-Corrugated, 30m Roll | IDEALELE | IDEAL ELECTRICAL SUPPLIERS | OMEFC50BK30 | Active | 1
2400044 | BOLT,EYE | M16 x 260mm, Galv c/w Galv Hex Nut, Dwg 01-01-01, Pack of 15 | GREGSF | GREG SEWELL FORGINGS PTY LTD | 2400044 | Active | 1
2400064 | BOLT,EYE | M16 x 350mm, Open, Galv c/w Galv Hex Nut, Aust Std, Pack of 5 | GREGSF | GREG SEWELL FORGINGS PTY LTD | 2400064 | Active | 1
1852396 | PADLOCK | A1 Long Shackle Brass Lockwood 234AB, Ref LA5555 Locks to be Engraved "EEC" (No Keys Required) | LARSENJ | J LARSEN PTY LTD | OZ4/234/ABO/ERG5 | Active | 1
2492460 | CABLE ASSY,RADIO FREQUENCY | 1.5m DB25-M Right Angle to RJ45 Black Custom Cable Assembly, to connect GE Orbit modem to Nulec CAPM5 P9 | QCC | QCC CONNECTORS & CABLES (QCC GROUP PL) | 49599-10 | Active | 1
2493708 | SLEEVES,ELECTRICAL WORKERS | Class 3, Extra Curve, Live Line Sleeves (pair) Length 610mm, Small Size 24" | YOTSUGI | YOTSUGI CO. LTD | RIS3RYECS-YT | Active | 5
2493716 | SLEEVES,ELECTRICAL WORKERS | Class 3, Extra Curve, Live Line Sleeves (pair) Length 675mm, Regular Size 26.5" | YOTSUGI | YOTSUGI CO. LTD | RIS3RYECR-YT | Active | 5
2493732 | SLEEVES,ELECTRICAL WORKERS | Class 3, Extra Curve, Live Line Sleeves (pair) Length 750mm, Extra Large Size 29.5" | YOTSUGI | YOTSUGI CO. LTD | RIS3RYECXL-YT | Active | 5
2493740 | SLEEVES,ELECTRICAL WORKERS | Class 2, Extra Curve, Live Line Sleeves (pair) Length 610mm, Small Size 24" | YOTSUGI | YOTSUGI CO. LTD | RIS2RYECS-YT | Active | 5
2493757 | SLEEVES,ELECTRICAL WORKERS | Class 2, Extra Curve, Live Line Sleeves (pair) Length 675mm, Regular Size 26.5" | YOTSUGI | YOTSUGI CO. LTD | RIS2RYECR-YT | Active | 5
2493765 | SLEEVES,ELECTRICAL WORKERS | Class 2, Extra Curve, Live Line Sleeves (pair) Length 725mm, Large Size 28.5" | YOTSUGI | YOTSUGI CO. LTD | RIS2RYECL-YT | Active | 5
2493773 | SLEEVES,ELECTRICAL WORKERS | Class 2, Extra Curve, Live Line Sleeves (pair) Length 750mm, Extra Large Size 29.5" | YOTSUGI | YOTSUGI CO. LTD | RIS2RYECXL-YT | Active | 5
2493781 | SLEEVES,ELECTRICAL WORKERS | Class 4, Extra Curve, Live Line Sleeves (pair) Length 610mm, Small Size 24" | YOTSUGI | YOTSUGI CO. LTD | RIS4RYECS-YT | Active | 5
2493815 | SLEEVES,ELECTRICAL WORKERS | Class 4, Extra Curve, Live Line Sleeves (pair) Length 750mm, Extra Large Size 29.5" | YOTSUGI | YOTSUGI CO. LTD | RIS4RYECXL-YT | Active | 5
24774 | FILTER,RESPIRATOR | Pre-Filter, Replacement Part for Powered Air Purification Respirators | ALLENS | ALLENS INDUSTRIAL PRODUCTS | UU010979779 | Active | 2
24774 | FILTER,RESPIRATOR | Pre-Filter, Replacement Part for Powered Air Purification Respirators | SAFESCTT | SCOTT SAFETY AUSTRALIA | 52691 | Active | 5
24774 | FILTER,RESPIRATOR | Pre-Filter, Replacement Part for Powered Air Purification Respirators | ALLENS | ALLENS INDUSTRIAL PRODUCTS | UN052691 | Active | 1
2493443 | MODULE,TRANSCEIVER | 10G, SFP+ BiDi LR, TX1330 / RX1270nm, 20km, SMF, LC Simplex Connector, Programmable | FLEXOPTX | FLEXOPTIX UNIVERSAL TRANSCEIVERS | P.B1696.20.DAI | Active | 5
2469831 | LIGHT EMITTING DIODE | Multi Chip, Blue, 130V AC/DC, BA9s, for 48V, 110V & 125V DC Applications | MMELEC | MM ELECTRICAL MERCHANDISING | ASS142A-130/B | Active | 1
30006 | LIGHT EMITTING DIODE | Single Globe, Blue, 8-48V AC/DC Range, BA9, Bayonet Cap, for 24V & 32V Applications | ELEMENT | ELEMENT14 PTY LTD (FORMALLY FARNELL) | 2559306438 | Active | 5
30008 | LIGHT EMITTING DIODE | Single Globe, Red, 8-48V AC/DC Range, BA9, Bayonet Cap, for 24V & 32V Applications | ELEMENT | ELEMENT14 PTY LTD (FORMALLY FARNELL) | 2555016438 | Active | 5
2403706 | LIGHT EMITTING DIODE | UP7-2479-R, Red, 24V DC, 20MA, Nominal Current, Bezel Mounting, 7.1mm Hole, 7mm Led | HAYMANS | HAYMANS ELECTRICAL | IZUUP72479R | Active | 2
2403706 | LIGHT EMITTING DIODE | UP7-2479-R, Red, 24V DC, 20MA, Nominal Current, Bezel Mounting, 7.1mm Hole, 7mm Led | HAYMANS | HAYMANS ELECTRICAL | UP72479R | Active | 1
3845 | CONTACTOR | Output, 230V, CAB 6-300-EI-11 c/w Coil, for SFU-K 503 Transmitter Control, ETS 2011/0363/T 12m-SFU | LANDIS | LANDIS GYR (AUST) PTY LTD | 170.219.00503 | Active | 1
3847 | CONTACTOR | Short Circuit, CR 1-F150 with Locking, for SFU-K 403 Transmitter Control, ETS 2011/0363/T 12o-SFU | LANDIS | LANDIS GYR (AUST) PTY LTD | 171.241.15230 | Active | 1
3848 | CONTACTOR | Short Circuit, CR 1-F265 with Locking, for SFU-K 503 Transmitter Control, ETS 2011/0363/T 12p-SFU | LANDIS | LANDIS GYR (AUST) PTY LTD | 171.241.26230 | Active | 1
3860 | CONTACTOR | Single Output, 78kW, 230V, 60Hz, CAB6-140EI11-14, suit FQD2…4 Transmitter Control, ETS 2011/0363/T 12l-FQD | LANDIS | LANDIS GYR (AUST) PTY LTD | 316.901.01010 | Active | 1
3861 | CONTACTOR | Single Output, 90kW, 230V, 60Hz, 100-D180EA11, suit FQD5…7 Transmitter Control, ETS 2011/0363/T 12m-FQD | LANDIS | LANDIS GYR (AUST) PTY LTD | 316.901.01020 | Active | 1
3862 | CONTACTOR | Dual Output, 65A, LC1-D65008P7, suit FQD2…5 Transmitter Control, ETS 2011/0363/T 12n-FQD | LANDIS | LANDIS GYR (AUST) PTY LTD | 6000.000.00341 | Active | 1
3863 | CONTACTOR | Dual Output, 22kW, 230V AC, 4P 2S+2OE, suit FQD6...7 Transmitter Control, ETS 2011/0363/T 12o-FQD | LANDIS | LANDIS GYR (AUST) PTY LTD | 6000.000.00343 | Active | 1
5036 | CONTACTOR | Short Circuit Contactor Upgrade Kit c/w 100-C40KF200, Aux Contact Block 100-FAB22, Contact Rails, Distance Plate for SFU-K 203/303, ETS 2011/0363/T | LANDIS | LANDIS GYR (AUST) PTY LTD | 170.074.20000 | Active | 1
474620 | SLEEVE,COMPRESSION | FT, 19/3.25, AL, AAC, Hex Die A/F 22.0mm | TYCOELEC | TYCO ELECTRONICS | FT68A/1 | Active | 1
474627 | SLEEVE,COMPRESSION | FT, AAC 19/3.75 Pluto, Hex Die 26.2mm A/F, 19/3.25 Neptune & 19/0.128" Hornet, Hex Die 24.9mm A/F, Al (scm) | TYCOELEC | TYCO ELECTRONICS | FT80A/1 | Active | 1
474630 | SLEEVE,COMPRESSION | NT, 19/3.75, AL, AAC & AAAC, Hex Die A/F 26.2mm (scm) | TYCOELEC | TYCO ELECTRONICS | NT80/1 | Active | 1
474706 | SLEEVE,COMPRESSION | FT, 25mm2, ABC, Hex Die A/F 17.3mm2 (scm) (P50) | SICAME | SICAME AUSTRALIA PTY LTD | MJPT25 | Active | 1
474710 | SLEEVE,COMPRESSION | NT, 25mm2, ABC, Hex Die A/F 14.0mm (P100) (scm) | SICAME | SICAME AUSTRALIA PTY LTD | MJPB25 | Active | 1
474723 | SLEEVE,COMPRESSION | NT, 25mm2/10mm2, Cu, ABC Insulated Prefitted Tail, Hex Die A/F 14.0mm2 (scm) (P20) | PLP | PREFORMED LINE PRODUCTS (AUST) | K37-TAIL10 | Active | 1
474723 | SLEEVE,COMPRESSION | NT, 25mm2/10mm2, Cu, ABC Insulated Prefitted Tail, Hex Die A/F 14.0mm2 (scm) (P20) | SICAME | SICAME AUSTRALIA PTY LTD | MJPB25-10+CABLE | Active | 2
474727 | SLEEVE,COMPRESSION | NT, 25mm2/16mm2, Cu, ABC Insulated Prefitted Tail, Hex Die A/F 14.0mm2 (scm) (P20) | PLP | PREFORMED LINE PRODUCTS (AUST) | K40-TAIL16 | Active | 1
474727 | SLEEVE,COMPRESSION | NT, 25mm2/16mm2, Cu, ABC Insulated Prefitted Tail, Hex Die A/F 14.0mm2 (scm) (P20) | SICAME | SICAME AUSTRALIA PTY LTD | MJPB25-16+CABLE | Active | 2
2401271 | SLEEVE,COMPRESSION | FT, 30/7/3.00, ACSR, Hex Die A/F St 17.0mm, Al 34.5mm | PLP | PREFORMED LINE PRODUCTS (AUST) | CMSJ-210-1 | Active | 1
2401271 | SLEEVE,COMPRESSION | FT, 30/7/3.00, ACSR, Hex Die A/F St 17.0mm, Al 34.5mm | TYCOELEC | TYCO ELECTRONICS | HM530 | Active | 2
2401273 | SLEEVE,COMPRESSION | FT, HDBC, 7/0.104" Imp, Hex Die 10.4mm A/F, Cu, Utilux p/n TGCS2, for use on this cable only (P50) (scm) | TYCOELEC | TYCO ELECTRONICS | TGCS2/1 | Active | 1
2401274 | SLEEVE,COMPRESSION | FT, 7/.118, Cu, HDBC, Hex Die A/F 14.0mm Cu (Narrow 9mm wide) | CABLEACC | CABLE ACCESSORIES (AUST) | PT70NS | Active | 1
2401279 | SLEEVE,COMPRESSION | FT, AAAC 7/3.75 Helium & 7/3.75 Garnet, Hex Die 18.0mm A/F, 7/0.142" Pine, Hex Die 17.3mm A/F, Al (scm) | TYCOELEC | TYCO ELECTRONICS | FT50R/1 | Active | 1
2403517 | SLEEVE,COMPRESSION | FT, AAAC 7/3.00 Flourine, 7/0.116" Fir, Hex Die 17.3mm A/F, Al (scm) | TYCOELEC | TYCO ELECTRONICS | FT44R/1 | Active | 1
2400066 | BOLT,EYE | M16 x 750mm, Galv c/w Galv Hex Nut, Dwg 01-01-01, Pack of 5 | GREGSF | GREG SEWELL FORGINGS PTY LTD | 2400066 | Active | 1
2400151 | SCREW,COACH | M12 x 80mm, Galv, Aust Std (P200) | MULLINGS | MULLINGS FASTENERS | 2894502 | Active | 2
2400151 | SCREW,COACH | M12 x 80mm, Galv, Aust Std (P200) | GREGSF | GREG SEWELL FORGINGS PTY LTD | 2400151 | Active | 1
2400089 | BOLT,MACHINE | M10 x 60mm, Hex, S/Steel Gde 316 c/w Hex Nut S/Steel Gde 304, Aust Std (P50) | THEBLTPL | THE BOLT PLACE | 2400089 | Active | 1
2400141 | BOLT,MACHINE | M10 x 25mm, Hex, S/Steel Gde 316 c/w Hex Nut S/Steel Gde 304, Aust Std (P100) | HOBSON | HOBSON ENGINEERING CO PTY LTD | XEKBS16XCM100025 | Active | 1
2400142 | BOLT,MACHINE | M12 x 25mm, Hex, S/Steel Gde 316 c/w S/Steel Gde 304 Hex Nut, Aust Std (P100) | THEBLTPL | THE BOLT PLACE | 2400142 | Active | 1
2400135 | BOLT,MACHINE | M20 x 750mm, Hex, Galv c/w Galv Hex Nut, Aust Std (P5) (scm) | GREGSF | GREG SEWELL FORGINGS PTY LTD | 2400135 | Active | 1
2400225 | WIRE,ELECTRICAL | Conductor Aerial, HDBC, 7/1.75, (7/.064) ETS 03-03-01 (250m Drum) | OLEX | OLEX AUSTRALIA PTY LTD | ACUT37SB001AAAA | Active | 1
1975815 | TAPE,INSULATION,ELECTRICAL | Scotch Heavy Duty, 36 x 33mm, Black, No 22 | GILBERT | GILBERT LODGE AUSTRALIA PTY LTD | 3M22-36 | Active | 1
1975815 | TAPE,INSULATION,ELECTRICAL | Scotch Heavy Duty, 36 x 33mm, Black, No 22 | 3MAUST | 3M AUSTRALIA PTY LTD | MMM22-36MM | Active | 5
1978603 | TAPE,INSULATION,ELECTRICAL | P & B, 50mm | HAYMANS | HAYMANS ELECTRICAL | AIM814-F-4150012 | Active | 1
1978603 | TAPE,INSULATION,ELECTRICAL | P & B, 50mm | MMELEC | MM ELECTRICAL MERCHANDISING | AIM814-F-4150012 | Active | 2
2400626 | FUSE,CARTRIDGE | 12kV, Full Range, RMU DIN Type Air Insulated, 80A, Barrel 359mm Lg, 76.2mm Dia, End Caps 44mm Lg, 76.2mm Dia c/w Striker Pin to DIN | COOPER | COOPER ELECTRICAL AUSTRALIA PTY LTD | 12BFGHA80 | Active | 1
2400407 | BEND,ELECTRICAL CONDUIT | 150mm, 45 Deg, 1830mm Rad, UPVC, LD, Orange Elec, AS/NZS 2053.2 (scm) | HAYMANS | HAYMANS ELECTRICAL | 150LDELE1830R45B | Active | 1
2400758 | STEP,POLE | Screw In, 16mm Dia x 250mm Lg, Galv, Steel Insert Mark @ 120mm, 90mm Coach Screw Thread, Dwg 01-01-03 (P30) (scm) | HOBSON | HOBSON ENGINEERING CO PTY LTD | BW58GLM160250 | Active | 2
2400758 | STEP,POLE | Screw In, 16mm Dia x 250mm Lg, Galv, Steel Insert Mark @ 120mm, 90mm Coach Screw Thread, Dwg 01-01-03 (P30) (scm) | GREGSF | GREG SEWELL FORGINGS PTY LTD | 2400758 | Active | 1
2400271 | CABLE,POWER,ELECTRICAL | U/Ground, 0.6/1kV, 4C, 120mm2 Al, Solid Sector, XLPE Insulated/LD Screen/ PVC/HDPE Sheath/Nylon Jacket & Sacrifical PVC Sheath | OLEX | OLEX AUSTRALIA PTY LTD | XDDS23LM0040MAA | Active | 1
2400410 | BEND,ELECTRICAL CONDUIT | 150mm, 90 Deg, 1000mm Rad, UPVC, LD, Orange Elec, AS/NZS 2053.2 (scm) | HAYMANS | HAYMANS ELECTRICAL | 150LDELE1000R90B | Active | 1
2400805 | PIN,INSULATOR | M24, C/300/7 x 50mm, ETS 01-01-01 Dwg 01-06-03 (P5) | GREGSF | GREG SEWELL FORGINGS PTY LTD | 2400805 | Active | 1
2400538 | FUSEHOLDER,BASE & CARRIER | 250V AC, 612FX13, 100A, Service, to suit XK Fuse Links c/w Suspension Plate, Bolts & Nuts | PWRHDIST | POWERHOUSE DISTRIBUTION | 612FX13 | Active | 1
2400628 | FUSE,CARTRIDGE | 415V AC, HRC Cartridge JS Type, 100A, 2 Hole Bolt-in Slotted Centre Tags, 92mm Fixing Centres Wedge Type Carrier | FUSECO | FUSECO POWER SOLUTIONS PTY LTD | JSU100 | Active | 5
17396 | GUMBOOT | Bata, 400mm Utility Safety Gumboot, Black/Red, Steel Toe, PVC Waterproof, Sizes 5 to 13 | BLKWOODJ | J BLACKWOOD & SONS LIMITED | 892-65190 | Active | 1
17396 | GUMBOOT | Bata, 400mm Utility Safety Gumboot, Black/Red, Steel Toe, PVC Waterproof, Sizes 5 to 13 | BATA | BATA AUSTRALIA | 892-65190 | Active | 5
2403997 | SLEEVE,COMPRESSION | FT, HDBC, 7/1.75, Hex Die 6.3mm A/F, Cu, Utilux p/n TECSM3, for use on this cable only (P50) (scm) | TYCOELEC | TYCO ELECTRONICS | TECSM3/1 | Active | 1
2403998 | SLEEVE,COMPRESSION | FT, HDBC, 7/2.00 & 7/0.080" (Imp), Hex Die 7.7mm A/F, Cu, Utilux p/n TFCS1 (P50) (scm) | TECONN | TE CONNECTIVITY LTD | TFCS1/1 | Active | 1
2403998 | SLEEVE,COMPRESSION | FT, HDBC, 7/2.00 & 7/0.080" (Imp), Hex Die 7.7mm A/F, Cu, Utilux p/n TFCS1 (P50) (scm) | TYCOELEC | TYCO ELECTRONICS | TFCS1/1 | Active | 2
2405154 | SLEEVE,COMPRESSION | Sector 4 Core 120mm | CABLEACC | CABLE ACCESSORIES (AUST) | ALKS120/4 | Active | 1
2405215 | SLEEVE,COMPRESSION | Joint to suit Cu Conductor 7/.044 (P100) | TYCOELEC | TYCO ELECTRONICS | TDCS1/1 | Active | 1
2407145 | SLEEVE,COMPRESSION | FT, Krypton, 19/3.25 AAAC 1120, Die Size Al, 28.5mm, ETS 11-09-01 | PLP | PREFORMED LINE PRODUCTS (AUST) | D-HM01707 | Active | 1
2407147 | SLEEVE,COMPRESSION | FT, Nitrogen, 37/3.00 AAAC 1120, Die Size Al 34.5mm, ETS 11-09-01 | PLP | PREFORMED LINE PRODUCTS (AUST) | CMSAAAC-210-1 | Active | 1
2407155 | SLEEVE,COMPRESSION | NT, Krypton, 19/3.25 AAAC 1120, Die Size Al 28.5mm, ETS 11-09-01 | PLP | PREFORMED LINE PRODUCTS (AUST) | D-HN615 | Active | 1
2407156 | SLEEVE,COMPRESSION | NT, Neon, 19/3.75 AAAC 1120, Die Size Al 30.0mm or 34.5mm, ETS 11-09-01 | PLP | PREFORMED LINE PRODUCTS (AUST) | D-HN616 | Active | 1
2407158 | SLEEVE,COMPRESSION | NT, Oxygen, 19/4.75 AAAC 1120, Die Size Al 40.0mm, ETS 11-09-01 | TECONN | TE CONNECTIVITY LTD | NT94/1 | Active | 1
2407158 | SLEEVE,COMPRESSION | NT, Oxygen, 19/4.75 AAAC 1120, Die Size Al 40.0mm, ETS 11-09-01 | PLP | PREFORMED LINE PRODUCTS (AUST) | CMSA-238-NT | Active | 2
2407160 | SLEEVE,COMPRESSION | NT, Sulphur, 61/3.75 AAAC 1120, Die Size Al 47.5mm, ETS 11-09-01 | PLP | PREFORMED LINE PRODUCTS (AUST) | D-HN624 | Active | 1
2400865 | TAPE,INSULATION,ELECTRICAL | Foaming Mastic | HAYMANS | HAYMANS ELECTRICAL | RAYS10618300 | Active | 2
2400865 | TAPE,INSULATION,ELECTRICAL | Foaming Mastic | GILBERT | GILBERT LODGE AUSTRALIA PTY LTD | RAYS1061-8-300 | Active | 1
2400844 | INSULATOR,STRAIN | 66kV, Polymer, 70kN, 250kV BIL, "Y" Shaped Clevis Top & Tongue or Eye Bottom | BRITECH | BRI-TECH PTY LTD | 5110042200 | Active | 5
2400571 | FUSE LINK,EXPULSION | 10A, Class K, 69kV | WEBER | WEBER SOUTH PACIFIC PTY LTD | A30761310P15 | Active | 1
2400571 | FUSE LINK,EXPULSION | 10A, Class K, 69kV | NGKSTANG | NGK STANGER PTY LTD | A30761310P15 | Active | 2
2400571 | FUSE LINK,EXPULSION | 10A, Class K, 69kV | AEMAUST | AEM AUSTRALIA PTY LTD | A30761310P15 | Active | 2
2400649 | BOLT,MACHINE | M10 x 25mm, Hex, Brass w/o Nut, Aust Std (P200) | THEBLTPL | THE BOLT PLACE | 2400649 | Active | 1
2400855 | INSULATOR,LINE POST | 66kV, 350kV BIL, Porcelain, Vertical Clamp Top, M24 Stud not supplied, ETS 10-01-01, Item 15 | TECONN | TE CONNECTIVITY LTD | LP-R12.5EC350-1920PG03 | Active | 1
2400867 | TAPE,INSULATION,ELECTRICAL | PVC, Non Adhesive, 20mm x 25m, Black | PWRHDIST | POWERHOUSE DISTRIBUTION | PH20NATB | Active | 1
2400801 | TAG,INSTRUCTION | Neutral Marking on Tiedown, Nylon, Self Locking 2.5 x 210mm, Black (P100) (MOQ1000) | RMSRVR | RMS (RIVERSLEIGH MANAGEMENT SERVICES) | KT210MB | Active | 1
2400402 | BEND,ELECTRICAL CONDUIT | 80mm, 45 Deg, 1830mm Rad, UPVC, LD, Orange Elec, AS/NZS 2053.2 | HAYMANS | HAYMANS ELECTRICAL | 80LDELE1830R45B | Active | 1
2401437 | WIRE,ELECTRICAL | Conductor Aerial, HDBCC, 7/2.00mm, 500m Wood Drum, JTS 03-03-01 | MIDLAND | MIDLAND METALS OVERSEAS PTE LTD | MMO-HDBCC 7/2.00 | Active | 1
2401437 | WIRE,ELECTRICAL | Conductor Aerial, HDBCC, 7/2.00mm, 500m Wood Drum, JTS 03-03-01 | OLEX | OLEX AUSTRALIA PTY LTD | ACUT38SB001AAAA | Active | 2
2401091 | TERMINAL STRIP | Terminal Lug, Insulator Pin, 40 x 125 x 1.6mm2 Galv Bond, 1 x 14mm2 Dia & 1 x 26mm2 Dia Holes, Dwg 1053448-02 | IME | INDUSTRIAL MARINE ELECTRICS | VR009 | Active | 1
2400958 | TERMINATION KIT,ELECTRICAL CABLE | HV 16mm2, 3 Core Ply, SWS c/w Solvent Wipes, Indoor Heat Shrink | INTERENG | INTERTECH ENGINEERING PTY LTD | NORS16TA | Active | 1
2401340 | PLATFORM,POLE | TX, Single Pole 2000kg Galv Steel SA23, WB Dwg A3-2 Issue D | STEELWAY | STEELWAY ENGINEERING | 15471 | Active | 1
2401341 | PLATFORM,POLE | TX, Twin Pole 4000kg Galv Steel SA24, WB Dwg A3-3 Issue D | STEELWAY | STEELWAY ENGINEERING | 15472 | Active | 1
2401430 | CABLE,POWER,ELECTRICAL | 0.6/1kV, 1C, 95mm2 Cu, PVC Insulated/ XLPE Sheath (37/1.78) Metre Marked | OLEX | OLEX AUSTRALIA PTY LTD | BDBC22AA001CXNA | Active | 1
2401022 | TERMINAL,LUG | Compression, Al, 4 x 14mm Bolt Holes, Hex Die A/F 28.5mm, 50mm Centers off Centre Palm, 19/3.75, ETS 01-09-23 (P1) | TYCOELEC | TYCO ELECTRONICS | AL616D4 | Active | 1
2403397 | RECLOSER,AUTO | NU-LEC N12 c/w Ctrl Cub,11kV, 3 Ph, 630A 12.5kA Cap SF6/Vacuum, O/door Pole Mounting w/o ext VT 7m Ctrl Cable 185mm2 XLPE Pwr cable DNP 3.0 Protocol | NULEC | NU-LEC INDUSTRIES PTY LTD | N15ACRSF61512110 | Active | 5
2403611 | SWITCH,FUSED | Gear, 12kV, Switch Fuse Unit, Cast Resin Insulation with Operating Tool | EATONELE | EATON ELECTRIC SYSTEMS PTY LTD | MD404 | Active | 1
2403616 | LEAD,ELECTRICAL | Set of 3 x 16mm2, 6.35/11kV XLPE Insulated 1 Core, 2m Lg Cu Screened c/w Earth Tags Pin/Pin End Fittings Connects Holec Switch Fuse to Reyrolle Bushings | EATONELE | EATON ELECTRIC SYSTEMS PTY LTD | 5031001 | Active | 1
2403591 | TIE,PREFORMED | Top, Neck Dia 76mm, 7/3.00 AAC & AAAC 4/3/3.00 ACSR 6/1/3.00 ACSR, Armoured (scm) (P50) | PLP | PREFORMED LINE PRODUCTS (AUST) | AWDT-163A-76 | Active | 1
2403785 | SWITCH ASSEMBLY | 415V, 3 Ph, Rated for up to 500kVA c/w Busbars, 1 x 630A & 2 x 400A LV Switch Fuse Units, Z Connectors, 1000A 3 Pole Switch Disconnector, 3 Ph MDI & CT'S | WEBER | WEBER SOUTH PACIFIC PTY LTD | VF114093SEQEB1 | Active | 1
2404004 | LINK,COMPRESSION | Reducing, Cu, 35/25mm2 Hex Die A/F 9.2mm/7.7mm Cu | CABAC | CABAC (MANUFACTURER) | CASR35/25 | Active | 5
2403905 | COUPLING,ELECTRICAL CONDUIT | PVC, 40mm MD, Electrical Orange, Socket x Socket, AS/NZS 2053.2 | HAYMANS | HAYMANS ELECTRICAL | 40HDCONCUP | Active | 1
2403912 | CLAMP,TREFOIL | To Suit 3 Ph, 35mm2 Cable (scm) | IDEALELE | IDEAL ELECTRICAL SUPPLIERS | UNISTRUT TF30 | Active | 1
2404040 | SPLICE,CONDUCTOR | Preformed, FT, 3/3.25, SC/AC | PLP | PREFORMED LINE PRODUCTS (AUST) | AWFS-K032 | Active | 1
2404289 | INSULATION SLEEVE,ELEC,BRANCHED | Heat Shrink Glove, LV Breakout, suit 4 Core, 70mm2, XLPE U/G Cable | SICAME | SICAME AUSTRALIA PTY LTD | LVH4B50/14-C | Active | 1
2404289 | INSULATION SLEEVE,ELEC,BRANCHED | Heat Shrink Glove, LV Breakout, suit 4 Core, 70mm2, XLPE U/G Cable | LEGEND | LEGEND POWER SYSTEMS | KEV430 | Active | 2
2404289 | INSULATION SLEEVE,ELEC,BRANCHED | Heat Shrink Glove, LV Breakout, suit 4 Core, 70mm2, XLPE U/G Cable | PLP | PREFORMED LINE PRODUCTS (AUST) | CPA-SEH4-045-025 | Active | 2
2404289 | INSULATION SLEEVE,ELEC,BRANCHED | Heat Shrink Glove, LV Breakout, suit 4 Core, 70mm2, XLPE U/G Cable | GILBERT | GILBERT LODGE AUSTRALIA PTY LTD | 502K0463/42 | Active | 2
2404421 | SPRING | Force Spring, S/Steel, Size 3, for PLYSWS U/Ground Cable Earth Kits (scm) | INTERENG | INTERTECH ENGINEERING PTY LTD | CFS3 | Active | 1
2404437 | CROSSARM,WOOD | Bare, 1200 x 100 x 100mm (P15) | DALEMYRS | DALE & MEYERS OPERATIONS PTY LTD | XARM2404437 | Active | 1
2404483 | GUARD,LAMP | Stoneguard, to suit Minor & Major Road Luminaire, Dwg 931675-01 (scm) | FITZROY | FITZROY FABRICATIONS | DWG A9375 | Active | 1
2405407 | SWITCH,AIR BREAK | 12/24kV, 630A, 150kV BIL, 3 Ph, Unitised, U Series, Limited Purpose ABS Suitable for Horizontal Pole Top Mounting c/w 1 Only | ABBAUST | ABB AUSTRALIA PTY LTD | 7503998 | Active | 1
2405346 | INSULATOR,STRAIN | 66kV, Polymer, 70kN, Tongue & Clevis, c/w 16mm Round Pin, QESI TS 10-02-01 | PENTA | PENTA AUST (TMAC THEW & MCCANN/HYLEC) | PA30082 | Active | 1
2405346 | INSULATOR,STRAIN | 66kV, Polymer, 70kN, Tongue & Clevis, c/w 16mm Round Pin, QESI TS 10-02-01 | ADAPTAUS | ADAPT AUSTRALIA PTY LTD | KL-69HC1T116. | Active | 2
2405346 | INSULATOR,STRAIN | 66kV, Polymer, 70kN, Tongue & Clevis, c/w 16mm Round Pin, QESI TS 10-02-01 | TYCOELEC | TYCO ELECTRONICS | NCT70XM021E0-000R | Active | 2
2405077 | INSULATION SLEEVING,ELECTRICAL | Heat Shrink Tubing, 40/20mm, 50m Roll, Black, Thin Wall | LEGEND | LEGEND POWER SYSTEMS | XLP38BK | Active | 2
2405077 | INSULATION SLEEVING,ELECTRICAL | Heat Shrink Tubing, 40/20mm, 50m Roll, Black, Thin Wall | TECONN | TE CONNECTIVITY LTD | HS-BK-40/20-SP | Active | 1
2405077 | INSULATION SLEEVING,ELECTRICAL | Heat Shrink Tubing, 40/20mm, 50m Roll, Black, Thin Wall | GILBERT | GILBERT LODGE AUSTRALIA PTY LTD | RAYHS38BK-R50 | Active | 2
23928 | SEALER,STEEL STRAPPING,HAND | Band-It Giant Strapping Tool, Crimp Tool G40269, for Crimping 32mm S/Steel Strapping | STATEWD | STATEWIDE FASTNERS & ENGEERING SUPPLIES | G40269 | Active | 1
2469823 | LIGHT EMITTING DIODE | Multi Chip, Green, 130V AC/DC, BA9s, for 48V, 110V & 125V DC Applications | MMELEC | MM ELECTRICAL MERCHANDISING | ASS142A-130/G | Active | 1
2489623 | CONTROLLER | 125/110 HV-ADIO, suit Alpha Cordex Charger | ICS | ICS INDUSTRIES PTY LTD (ENERSYS) | 0180057-001 | Active | 1
1542854 | CABLE,POWER,ELECTRICAL | Bldg Wire, 0.6/1kV, 1C, 6mm2 (7/1.04) Cu/PVC (V-90) Sheath, Red, 100m Plastic Spool, JTS 03-01-08 | MIDLAND | MIDLAND METALS OVERSEAS PTE LTD | MMO-1X6 CU PVC RD | Active | 1
1542854 | CABLE,POWER,ELECTRICAL | Bldg Wire, 0.6/1kV, 1C, 6mm2 (7/1.04) Cu/PVC (V-90) Sheath, Red, 100m Plastic Spool, JTS 03-01-08 | OLEX | OLEX AUSTRALIA PTY LTD | BAAP11A1001AARD | Active | 2
1542889 | CABLE,POWER,ELECTRICAL | 0.6/1kV, 1C, 6mm2 (7/1.04) Cu/PVC (V-90) Sheath, White, 100m Plastic Spool, JTS 03-01-08 | MIDLAND | MIDLAND METALS OVERSEAS PTE LTD | MMO-1X6 CU PVC WHT | Active | 1
1542889 | CABLE,POWER,ELECTRICAL | 0.6/1kV, 1C, 6mm2 (7/1.04) Cu/PVC (V-90) Sheath, White, 100m Plastic Spool, JTS 03-01-08 | OLEX | OLEX AUSTRALIA PTY LTD | BAAP11A1001AAWT | Active | 2
1542935 | CABLE,POWER,ELECTRICAL | 0.6/1kV, 1C, 10mm2 (7/1.35) Cu/PVC (V-90) Sheath, Red, 100m Plastic Spool, JTS 03-01-08 | MIDLAND | MIDLAND METALS OVERSEAS PTE LTD | MMO-1X10 CU PVC RD | Active | 1
1542935 | CABLE,POWER,ELECTRICAL | 0.6/1kV, 1C, 10mm2 (7/1.35) Cu/PVC (V-90) Sheath, Red, 100m Plastic Spool, JTS 03-01-08 | OLEX | OLEX AUSTRALIA PTY LTD | BAAP13A1001AARD | Active | 2
1542943 | CABLE,POWER,ELECTRICAL | 0.6/1kV, 1C, 10mm2 (7/1.35) Cu/PVC (V-90) Sheath, Black, 100m Plastic Spool, JTS 03-01-08 (scm) | MIDLAND | MIDLAND METALS OVERSEAS PTE LTD | MMO-1X10 CU PVC BLK | Active | 1
1542943 | CABLE,POWER,ELECTRICAL | 0.6/1kV, 1C, 10mm2 (7/1.35) Cu/PVC (V-90) Sheath, Black, 100m Plastic Spool, JTS 03-01-08 (scm) | OLEX | OLEX AUSTRALIA PTY LTD | BAAP13AA001AABK | Active | 2
1313021 | CABLE,POWER,ELECTRICAL | 0.6/1kV, 1C, 35mm2 (19/1.53) Hard Drawn, Cu/XLPE (X-90UV) Insul, Metre Marked, 250m Wood Drum, JTS 03-01-08 (scm) | MIDLAND | MIDLAND METALS OVERSEAS PTE LTD | MMO-1X35 CU X BLK | Active | 1
1313021 | CABLE,POWER,ELECTRICAL | 0.6/1kV, 1C, 35mm2 (19/1.53) Hard Drawn, Cu/XLPE (X-90UV) Insul, Metre Marked, 250m Wood Drum, JTS 03-01-08 (scm) | OLEX | OLEX AUSTRALIA PTY LTD | XDCT18SB001AACX | Active | 2
1313028 | CABLE,POWER,ELECTRICAL | 0.6/1kV, 1C, 50mm2 (19/1.78) Hard Drawn, Cu/XLPE (X-90UV) Insul, Black, Metre Marked, 250m Wood Drum, JTS 03-01-08 (scm) | MIDLAND | MIDLAND METALS OVERSEAS PTE LTD | MMO-1X50 HDCU X BLK | Active | 1
1313028 | CABLE,POWER,ELECTRICAL | 0.6/1kV, 1C, 50mm2 (19/1.78) Hard Drawn, Cu/XLPE (X-90UV) Insul, Black, Metre Marked, 250m Wood Drum, JTS 03-01-08 (scm) | OLEX | OLEX AUSTRALIA PTY LTD | XDCT19SB001AACX | Active | 2
2403244 | CABLE,POWER,ELECTRICAL | Bldg Wire, 450/750V, 2C, 2.5mm2 Cu (7/0.67), V-90 PVC Insul, 3V-90 TPS Black, Flat, 100m Drum | NAN | NAN ELECTRICAL CABLE AUSTRALIA PTY LTD | 2CS925CLVTB | Active | 5
2403244 | CABLE,POWER,ELECTRICAL | Bldg Wire, 450/750V, 2C, 2.5mm2 Cu (7/0.67), V-90 PVC Insul, 3V-90 TPS Black, Flat, 100m Drum | OLEX | OLEX AUSTRALIA PTY LTD | DACP07A1002CXAA | Active | 1
2466910 | CABLE,POWER,ELECTRICAL | 0.6/1kV, 4C+E, 4mm2+2.5mm2 E Cu/X-HF-90 Insul/HFS-90-TP Bedding/DBT/HFS-90-TP, Orange Sheath, Red Wht Blue Blk Grn/Ylw Insul, 250m Wood Drum, JTS 03-01-08 | MIDLAND | MIDLAND METALS OVERSEAS PTE LTD | MMO-4+EX4 CU XHF HFS DBT HFS | Active | 1
2466951 | CABLE,POWER,ELECTRICAL | 0.6/1kV, 4C+E, 35mm2+10mm2 E Cu/X-HF-90 Insul/HFS-90-TP Bedding/DBT/HFS-90-TP, Orange Sheath, Red Wht Blue Blk Grn/Ylw Insul, 500m Wood Drum, JTS 03-01-08 | MIDLAND | MIDLAND METALS OVERSEAS PTE LTD | MMO-4+EX35 CU X DBT HFS NJ HFS | Active | 1
2466969 | CABLE,POWER,ELECTRICAL | 0.6/1kV, 4C+E, 70mm2+25mm2 E Cu/X-HF-90 Insul/HFS-90-TP Bedding/DBT/HFS-90-TP, Orange Sheath, Red Wht Blue Blk Grn/Ylw Insul, 500m Wood Drum, JTS 03-01-08 | MIDLAND | MIDLAND METALS OVERSEAS PTE LTD | MMO-4+EX70 CU XHF HFS DBT HFS | Active | 1
2466985 | CABLE,POWER,ELECTRICAL | 0.6/1kV, 4C+E 400mm2+120mm2 E Cu/X-HF-90 Insul/HFS-90-TP Bedding/DBT/HFS-90-TP, Orange Sheath, Red Wht Blue Blk Grn/Ylw Insul, 100m Wood Drum, JTS 03-01-08 | MIDLAND | MIDLAND METALS OVERSEAS PTE LTD | MMO-4+EX400CU X DBT HFS NJ HFS | Active | 1
2466365 | CABLE,POWER,ELECTRICAL | Flexible, 0.6/1kV, 1C, 25mm2 (350/0.30) Cu/X-HF-90/HFS-90-TP, 100m Wood Drum, JTS 03-01-08 | MIDLAND | MIDLAND METALS OVERSEAS PTE LTD | MMO-1X25 CU XHF HFS | Active | 1
2401281 | SPLICE,CONDUCTOR | Preformed, FT, GREYLING, ACSR, Colour Code Blue (P10) | PLP | PREFORMED LINE PRODUCTS (AUST) | FTS-075-S | Active | 1
2401197 | CABLE,POWER,ELECTRICAL | Control, 0.6/1kV, 10C, 4mm2 Cu, PVC Insulated/PVC Sheath (7/0.85) | OLEX | OLEX AUSTRALIA PTY LTD | BPAP09SB010CXWW | Active | 1
2400922 | TERMINATION KIT,ELECTRICAL CABLE | Transformer Cable, 1 Core 16-70mm2, Cu C Clamp | EATONELE | EATON ELECTRIC SYSTEMS PTY LTD | 502.0015 | Active | 1
2401311 | SPLICE,CONDUCTOR | Preformed, FT, 7/.118 HDBC, Imp (P15) | PLP | PREFORMED LINE PRODUCTS (AUST) | CFS-088 | Active | 1
2402225 | SWITCH,AIR BREAK | Isolating, 66kV, 800A, 20kA/sec, 3 Pole, 50Hz D/Break, Concrete Pole Mount, PTS M166 | NGKSTANG | NGK STANGER PTY LTD | 70531/3 | Active | 1
2402011 | TRANSFORMER,DISTRIBUTION | Pole Mount, 33kV, 63kVA, 3 Ph (Pallet x 2) (scm) | WILSON | WILSON TRANSFORMER CO. PTY LTD | 874-A387-11 | Active | 1
2402116 | PIPE,METALLIC | 6.5m Lg, Water 40 NB, Galv Steel, Plain End | BLUESCOP | BLUESCOPE DISTRIBUTION | 101494 | Active | 1
2401798 | BRAID,WIRE | Cu, 448/0.10mm, 25mm x 100m Roll Soft Drawn, Electrical Grounding | BAMBACH | BAMBACH WIRES & CABLES PTY LTD | 27260 | Active | 1
2401798 | BRAID,WIRE | Cu, 448/0.10mm, 25mm x 100m Roll Soft Drawn, Electrical Grounding | HARTLAND | HARTLAND CABLES | HBT027 | Active | 2
2401904 | CONTACTOR,MAGNETIC | Control Street Lighting, Type 2 Assembly Enclosed Contactor c/w PE Control, Dwg 10/80A & 10/80B (P10) | TYCOELEC | TYCO ELECTRONICS | 23748A02 | Active | 1
2401988 | TRANSFORMER,DISTRIBUTION | Pole Mount, 11/6.6kV, 100kV, 3 Ph, Bushing Entry, NQ TS M195 | ABBAUST | ABB AUSTRALIA PTY LTD | 169089 | Active | 1
2402762 | CABLE GLAND | Nylon, M20, 8-13mm OD, 15mm Lg Thread, A/F 26.3mm, Black, IP68 | LEGEND | LEGEND POWER SYSTEMS | GN20 | Active | 2
2402762 | CABLE GLAND | Nylon, M20, 8-13mm OD, 15mm Lg Thread, A/F 26.3mm, Black, IP68 | CABAC | CABAC (MANUFACTURER) | GN20 | Active | 1
2402762 | CABLE GLAND | Nylon, M20, 8-13mm OD, 15mm Lg Thread, A/F 26.3mm, Black, IP68 | REXEL | REXEL AUSTRALIA | GN20BLACK | Active | 2
2403156 | BOLT,HOOK | M20 x 400mm, Galv, Dwg 01-18-03, Aust Std (P5) (scm) | GREGSF | GREG SEWELL FORGINGS PTY LTD | 2403156 | Active | 1
2403248 | PROTECTOR,ELECTRICAL CABLE | Galv Steel, for Mounting on Wood or Concrete Poles, Suits 3 x Single Core Cables with Dia up to 80mm, To Dwg 28-0-03 | HARRIS | HARRISTOWN WELDING WORKS | 2403248 | Active | 1
2403232 | CABLE,POWER,ELECTRICAL | Control, U/G, 0.6/1kV, 8C+Earth, 6mm2 Cu PVC Insulated/PVC Sheath (7/1.04) Metre Marked, Cores Numbered (MOQ 1000m) | OLEX | OLEX AUSTRALIA PTY LTD | BFAP11AA008CXWW | Active | 1
2466886 | CABLE,POWER,ELECTRICAL | 0.6/1kV, 2C, 4mm2 Cu/X-HF-90 Insul/ HFS-90-TP Bedding/DBT/HFS-90-TP, Black Sheath, Red & Black Insul, 100m Wood Drum, JTS 03-01-08 | MIDLAND | MIDLAND METALS OVERSEAS PTE LTD | MMO-2X4 CU X DBT HFS NJ HFS | Active | 1
2466852 | CABLE,POWER,ELECTRICAL | 0.6/1kV, 1C, 70mm2 Cu/X-HF-90 Insul/ HFS-90-TP Bedding/DBT/HFS-90-TP, Black Sheath, Red Insul, 100m Wood Wood Drum, JTS 03-01-08 | MIDLAND | MIDLAND METALS OVERSEAS PTE LTD | MMO-1X70CUXDBTHFSNJHFSRD/BLK | Active | 1
2466878 | CABLE,POWER,ELECTRICAL | 0.6/1kV, 2C, 50mm2 Cu/X-HF-90 Insul/ HFS-90-TP Bedding/DBT/HFS-90-TP, Black Sheath, Red & Black Insul, 100m Wood Drum, JTS 03-01-08 | MIDLAND | MIDLAND METALS OVERSEAS PTE LTD | MMO-2X50 CU X DBT HFS NJ HFS | Active | 1
2406683 | BEND,ELECTRICAL CONDUIT | 100mm, 90 Deg, 1800mm Rad, UPVC, LD, Orange Elec, AS/NZS 2053.2 (scm) | HAYMANS | HAYMANS ELECTRICAL | 100LDELE1800R90B | Active | 2
2406683 | BEND,ELECTRICAL CONDUIT | 100mm, 90 Deg, 1800mm Rad, UPVC, LD, Orange Elec, AS/NZS 2053.2 (scm) | VINIDEX | VINIDEX PTY LTD | 32095 | Active | 1
2406600 | CYLINDER,LOCK | Less Key, Keyed to Ergon Energy A2 Secruity Series OZ 201 | RECHLOCK | RECHENBERG LOCKSMITHS | OZ41/201/IMP/A2 | Active | 1
2406919 | CROSSARM,WOOD | Bare, 5100 x 175 x 150mm | DALEMYRS | DALE & MEYERS OPERATIONS PTY LTD | XARM2406919 | Active | 1
2407270 | CLEVIS,SOCKET | Extension Link, 160kN, 250mm, R Clip, ETS 11-09-01 | PLP | PREFORMED LINE PRODUCTS (AUST) | ELSC-160-4 | Active | 1
2407289 | BOLT,EYE | M20 x 550mm, 150mm Lg Thread, Flange c/w S/Steel Humpback Split Pin, ETS 11-09-01 Dwg ES000786-01 | PLP | PREFORMED LINE PRODUCTS (AUST) | EB550 | Active | 1
2416311 | INSULATOR,LINE POST | 66kV, 350kV BIL, Composite, Horizontal Clamp Top c/w Bendable Gain Base, ETS 10-02-02 Item 4 | FLOWLINE | FLOWLINE INDUSTRIES PTY LTD | EH5243013H | Active | 1
2489151 | COVER,ACCESS | Padlockable Type P4, Class B, Glass Reinforced Nylon, Marked Electrical, Anti Skid surface, Black c/w Locking Tabs | TRI UGRD | TRI UNDERGROUND AUSTRALIA PTY LTD | TRITUFFP4LEL | Active | 1
2496354 | PRINTED CIRCUIT BOARD | PC-104 Module, 48 Line, Digital I/O for PME, Cape River East StatCom | AMSC | AMSC AUSTRALIA PTY LTD | 16485 | Active | 1
2496354 | PRINTED CIRCUIT BOARD | PC-104 Module, 48 Line, Digital I/O for PME, Cape River East StatCom | AMSC | AMSC AUSTRALIA PTY LTD | 16485 | Active | 5
2496404 | RELAY,ELECTROMAGNETIC | Plug-In, 4PDT, 24V DC Coil, LED for PME, Cape River East StatCom | AMSC | AMSC AUSTRALIA PTY LTD | 2000265 | Active | 1
2496404 | RELAY,ELECTROMAGNETIC | Plug-In, 4PDT, 24V DC Coil, LED for PME, Cape River East StatCom | AMSC | AMSC AUSTRALIA PTY LTD | 2000265 | Active | 5
2496438 | MODULE | Analog I/O, 32 Inputs, 250kHz, c/w Auto Calibration, Cape River East StatCom | AMSC | AMSC AUSTRALIA PTY LTD | 2000371 | Active | 1
2496438 | MODULE | Analog I/O, 32 Inputs, 250kHz, c/w Auto Calibration, Cape River East StatCom | AMSC | AMSC AUSTRALIA PTY LTD | 2000371 | Active | 5
2496446 | PRINTED CIRCUIT BOARD | PC-104 Module, 96 Line, Digital I/O, Cape River East StatCom | AMSC | AMSC AUSTRALIA PTY LTD | 2000377 | Active | 1
2496446 | PRINTED CIRCUIT BOARD | PC-104 Module, 96 Line, Digital I/O, Cape River East StatCom | AMSC | AMSC AUSTRALIA PTY LTD | 2000377 | Active | 5
2496453 | FUSE LINK | CubeFuse D-VAR Pole, 30A, 600V, Time-Delay, Cape River East StatCom | AMSC | AMSC AUSTRALIA PTY LTD | 2000379 | Active | 1
2496453 | FUSE LINK | CubeFuse D-VAR Pole, 30A, 600V, Time-Delay, Cape River East StatCom | AMSC | AMSC AUSTRALIA PTY LTD | 2000379 | Active | 5
2496503 | MEMORY CARD | Compact Flash, 4Gb Minimum Programed for each PME, Cape River East StatCom | AMSC | AMSC AUSTRALIA PTY LTD | 2000475 | Active | 1
2496503 | MEMORY CARD | Compact Flash, 4Gb Minimum Programed for each PME, Cape River East StatCom | AMSC | AMSC AUSTRALIA PTY LTD | 2000475 | Active | 5
2496529 | INVERTER,POWER,STATIC | 900W, Ultra Slim Inverter, Power Bright, MCE Media Coverter, Cape River East StatCom | AMSC | AMSC AUSTRALIA PTY LTD | 2001025 | Active | 1
2496529 | INVERTER,POWER,STATIC | 900W, Ultra Slim Inverter, Power Bright, MCE Media Coverter, Cape River East StatCom | AMSC | AMSC AUSTRALIA PTY LTD | 2001025 | Active | 5
2496537 | RELAY | Watchdog Timer Relay for MCE, Cape River East StatCom | AMSC | AMSC AUSTRALIA PTY LTD | 2001102 | Active | 1
2496537 | RELAY | Watchdog Timer Relay for MCE, Cape River East StatCom | AMSC | AMSC AUSTRALIA PTY LTD | 2001102 | Active | 5
2496586 | PRINTED CIRCUIT BOARD | Assembly, Current Sense, Isolated 5A Input, 2X Overload, Cape River East StatCom | AMSC | AMSC AUSTRALIA PTY LTD | 76000045 | Active | 1
2496594 | PRINTED CIRCUIT BOARD | Assembly, Current Sense, Isolated 0.5A Input, 2X Overload, Cape River East StatCom | AMSC | AMSC AUSTRALIA PTY LTD | 76000049 | Active | 1
2492015 | CONVERTER,SIGNAL DATA | Media Converter, Fast Ethernet to SFP, 10/100M-TX to 100M-SFP, 12-48V DC, DIN Mount | BBNS | BLACK BOX NETWORK SERVICES | LMC280A | Phasing | 5
2407081 | LIFTER | Davis Starlifter, Cant Hook Style Device for Turning Poles, Raising Pole Head from Ground & Pulling Star Pickets | BLKWOODJ | J BLACKWOOD & SONS LIMITED | B0478-0491 | Active | 1
2427961 | LIFTER | Conductor Holder, Self Aligning | TEN | THE ENERGY NETWORK (AUST) PTY LTD | 21642 | Active | 1
2493500 | PROCESSOR,GATEWAY | Opengear Terminal Server, 48 x Serial Ports, 2 x 36 to 72VDC Input, 2 x 1GbE Dual LAN Ports, 1RU Rack Mount, RJ45 RS-232 | DATA3 | DATA#3 LIMITED | CM8148-DDC | Active | 1
2476125 | SWITCHGEAR | RMU, 36kV, VVV, 630A, AFLR 20kA/1 Sec, Protection CTs & an Incomer VT, Outdoor Enclosure, Siemens 8DJH36 | SIEMENS | SIEMENS LTD | 8DJH36-36415 | Active | 1
2476141 | SWITCHGEAR | RMU, 36kV, CC, 630A, AFLR 16kA/1 Sec, Siemens 8DJH36 | SIEMENS | SIEMENS LTD | 8DJH36-36417 | Active | 1
2417343 | CABLE,POWER,ELECTRICAL | T/former Dropper, 33kV Term to Term, 2.7m Lg, EE Dwg # 875242-02 (scm) | AUSTMOLD | AUSTRALMOLD PTY LTD | CL22(1-50A)M/2.7/M | Active | 2
2417343 | CABLE,POWER,ELECTRICAL | T/former Dropper, 33kV Term to Term, 2.7m Lg, EE Dwg # 875242-02 (scm) | GILBERT | GILBERT LODGE AUSTRALIA PTY LTD | ERG33KVDROPPER2.7 | Active | 1
4073 | LEAD,ELECTRICAL | Multiplexer Cable, PDH, 15m Lg, DIU 64k Co/Cont G.703, 20 Pair Stub Cable P1 & P2, suit 21120, EE Dwg 903187-02 | COMMTEL | COMMTEL NETWORK SOLUTIONS | STD-0035-P1-10-15M & P2-10-15M | Active | 1
4078 | LEAD,ELECTRICAL | Multiplexer Cable, PDH, 15m Lg, Exchange Unit P1, 10 Pair Stub Cable, suit 21216, EE Dwg 903187-05 | COMMTEL | COMMTEL NETWORK SOLUTIONS | STD-0038-P2-10-15M | Active | 1
2466845 | CABLE,POWER,ELECTRICAL | 0.6/1kV, 1C, 240mm2 Cu/X-HF-90 Insul/ HFS-90-TP Bedding/DBT/HFS-90-TP Orange Sheath, Natural Insul, 250m Wood Drum, JTS 03-01-08 | MIDLAND | MIDLAND METALS OVERSEAS PTE LTD | MMO-1X240 CU X DBT HFS NJ HFS | Active | 1
1542803 | CABLE,POWER,ELECTRICAL | 0.6/1kV, 1C, 4mm2 (7/0.85) Cu/PVC (V-90) Sheath, White, 100m Plastic Spool, JTS 03-01-08 | MIDLAND | MIDLAND METALS OVERSEAS PTE LTD | MMO-1X4 CU PVC WHT | Active | 1
1542803 | CABLE,POWER,ELECTRICAL | 0.6/1kV, 1C, 4mm2 (7/0.85) Cu/PVC (V-90) Sheath, White, 100m Plastic Spool, JTS 03-01-08 | OLEX | OLEX AUSTRALIA PTY LTD | BAAP09A1001AAWT | Active | 2
2401141 | CABLE,POWER,ELECTRICAL | 0.6/1kV, 1C, 16mm2 (7/1.70) Cu/PVC (V-90) Insul, Blue, 100m Wood Drum, JTS 03-01-08 | MIDLAND | MIDLAND METALS OVERSEAS PTE LTD | MMO-1X16 CU PVC BLU | Active | 1
2401141 | CABLE,POWER,ELECTRICAL | 0.6/1kV, 1C, 16mm2 (7/1.70) Cu/PVC (V-90) Insul, Blue, 100m Wood Drum, JTS 03-01-08 | OLEX | OLEX AUSTRALIA PTY LTD | BAAP15AA001AABE | Active | 2
2401142 | CABLE,POWER,ELECTRICAL | 0.6/1kV, 1C, 16mm2 (7/1.70) Cu/PVC (V-90) Insul, White, 100m Wood Drum, JTS 03-01-08 | OLEX | OLEX AUSTRALIA PTY LTD | BAAP15A1001AAWT | Active | 2
2401142 | CABLE,POWER,ELECTRICAL | 0.6/1kV, 1C, 16mm2 (7/1.70) Cu/PVC (V-90) Insul, White, 100m Wood Drum, JTS 03-01-08 | MIDLAND | MIDLAND METALS OVERSEAS PTE LTD | MMO-1X16 CU PVC WHT | Active | 1
2466381 | CABLE,POWER,ELECTRICAL | Flexible, 0.6/1kV, 1C, 50mm2 (714/0.30) Cu/X-HF-90/HFS-90-TP, 100m Wood Drum, JTS 03-01-08 | MIDLAND | MIDLAND METALS OVERSEAS PTE LTD | MMO-1X50 CU XHF HFS | Active | 1
2429710 | ARRESTER,ELECTRICAL SURGE | LDC3, Ur=19kV, Uc=15kV, 10kA, Gapless Metal Oxide c/w Insulated Base for 22kV Effectively Earthed Systems | SIEMENS | SIEMENS LTD | 3EL1 019-1PC31-4XA1 | Phasing | 1
2429710 | ARRESTER,ELECTRICAL SURGE | LDC3, Ur=19kV, Uc=15kV, 10kA, Gapless Metal Oxide c/w Insulated Base for 22kV Effectively Earthed Systems | TYCOELEC | TYCO ELECTRONICS | CP8802-000 | Phasing | 2
19786 | BATTERY,STORAGE | 12V, 7Ah, Sealed Lead Acid, 151 x 65 x 98mm, for PTCC Control Boxes, suit Nu-Lec PMR | CENTURY | CENTURY YUASA BATTERIES PTY LTD | NP7.2-12LFR | Active | 1
19786 | BATTERY,STORAGE | 12V, 7Ah, Sealed Lead Acid, 151 x 65 x 98mm, for PTCC Control Boxes, suit Nu-Lec PMR | BATTWORK | BATTERY WORKS | LC-R127R2P1 (FASTON 250) | Active | 5
21315 | BATTERY,STORAGE | 14.4V, 3.0Ah, Li-Ion Battery, for Izumi Tools, u/w Battery Operated Crimper & Cutter | SPECFORC | SPECIALISED FORCE PTY LTD | BP-84LI | Active | 1
22274 | BATTERY,STORAGE | 18V, 5.0Ah, M18 Red Li-Ion, for Milwaukee Tools | C&LTOOL | C&L TOOL CENTRE | MILWAM18B5 | Active | 1
22274 | BATTERY,STORAGE | 18V, 5.0Ah, M18 Red Li-Ion, for Milwaukee Tools | MILWAUKE | MILWAUKEE POWER TOOLS | M18B5 | Active | 5
23748 | BATTERY,STORAGE | Model PS-12260 NB, 12V, 24-26Ah, suit Noja RC01 Controller | NOJA | NOJA POWER SWITCHGEAR PTY LTD | BAT-0002 | Active | 1
2426096 | CABLE,POWER,ELECTRICAL | U/Ground, 12.7/22kV, 1C x 630mm2 Cu/ TR-XLPE Insulated/WBT/CWS/WBT/HFS-90-TP/ DBT Insect Protected/HFS-90-TP, 500m Wood Drum, ETS 04-05-01 (scm) | MIDLAND | MIDLAND METALS OVERSEAS PTE LTD | MMO-22KV 1X630CTRXWBTCWSHFSHFS | Active | 1
2426096 | CABLE,POWER,ELECTRICAL | U/Ground, 12.7/22kV, 1C x 630mm2 Cu/ TR-XLPE Insulated/WBT/CWS/WBT/HFS-90-TP/ DBT Insect Protected/HFS-90-TP, 500m Wood Drum, ETS 04-05-01 (scm) | CBLGRID | CABLE GRID AUSTRALIA PTY LTD | CGA477 | Active | 2
2432938 | RELAY,PROTECTION | Media Converter, G.703 to C37.94 Fibre Optic, 19 - 300V DC | SCHNEIDR | SCHNEIDER PTY LTD (MANUFACTURER) | P591601A0N0000B | Active | 5
2434447 | CROSSARM,COMPOSITE | Fibre, Predrilled, 4010 x 125 x 125mm, 110kV, Wishbone, Set of 3 Xarms, Top/Middle/Brace, Packaged in Sets, EE Dwg 944182-03 | WAGNERS | WAGNERS CFT MANUFACTURING | EC006-00803, 00804, 00805 | Active | 5
2434546 | PORTABLE EARTHING DEVICE | O/H Line, 3 Ph Short Circuiting Assy, 2.5m Al Leads c/w Shotgun Ring, Screw Type Line Clamps & Earthing Cable Assy, 15m Al Lead, min 10kA/1 Sec Rating, | PENTA | PENTA AUST (TMAC THEW & MCCANN/HYLEC) | PA00823 | Active | 1
2434546 | PORTABLE EARTHING DEVICE | O/H Line, 3 Ph Short Circuiting Assy, 2.5m Al Leads c/w Shotgun Ring, Screw Type Line Clamps & Earthing Cable Assy, 15m Al Lead, min 10kA/1 Sec Rating, | THEWMCCA | TMAC THEW & MCCANN GROUP | 2434546 | Active | 2
2434546 | PORTABLE EARTHING DEVICE | O/H Line, 3 Ph Short Circuiting Assy, 2.5m Al Leads c/w Shotgun Ring, Screw Type Line Clamps & Earthing Cable Assy, 15m Al Lead, min 10kA/1 Sec Rating, | THEWMCCA | TMAC THEW & MCCANN GROUP | TM00823 | Active | 5
2496628 | LIFTER | Drum Lifter, Edge Style, 500kg WLL | AMPLITUD | AMPLITUDE PTY LTD (396777) | 144002 | Active | 1
2496636 | LIGHT UNIT,PORTABLE | Milwaukee Neck Light Kit, 4V USB Rechargeable Battery, 400 Lumens | C&LTOOL | C&L TOOL CENTRE | MILWAL4NL400301 | Active | 1
2496636 | LIGHT UNIT,PORTABLE | Milwaukee Neck Light Kit, 4V USB Rechargeable Battery, 400 Lumens | MILWAUKE | MILWAUKEE POWER TOOLS | L4NL400301 | Active | 5
2496644 | BATTERY,STORAGE | Milwaukee 4V USB Power Source & Charger Kit | C&LTOOL | C&L TOOL CENTRE | MILWAL4PPS301 | Active | 1
2496644 | BATTERY,STORAGE | Milwaukee 4V USB Power Source & Charger Kit | MILWAUKE | MILWAUKEE POWER TOOLS | L4PPS301 | Active | 5
1865684 | CONDUIT,NONMETALLIC,RIGID | UPVC, 150mm, 4m Lg, Heavy Duty, Orange, AS/NZS 2053.2 | HAYMANS | HAYMANS ELECTRICAL | PIP150HD | Active | 1
2471936 | FIXTURE,LIGHTING | 270W RoadFlair BRP394 (L270A) 3K, c/w RoadFlair Tilt Adaptor BRP394, EQTS 05-01-02 (scm) | PHILIPS | PHILIPS AUSTRALIA PTY LTD | 824110174271 | Phasing | 1
2407163 | SLEEVE,COMPRESSION | Termination Conductor Compression, FT, Paw Paw, 54/3.75 19/2.25 ACSR/GZ, Die Size Al 47.5mm, Steel 20.0mm, ETS 11-09-01 | PLP | PREFORMED LINE PRODUCTS (AUST) | D-HD541E | Active | 1
2407164 | SLEEVE,COMPRESSION | Termination Conductor Compression, FT, Oxygen 19/4.75 AAAC 1120, Die Size Al 40.0mm, ETS 11-09-01 | PLP | PREFORMED LINE PRODUCTS (AUST) | CDEAAAC-238-PS-A | Active | 1
2407165 | SLEEVE,COMPRESSION | Termination Conductor Compression, FT, Selenium, 61/3.25 AAAC 1120, Die Size Al 44.5mm, ETS 11-09-01 | PLP | PREFORMED LINE PRODUCTS (AUST) | D-HD712E | Active | 1
2425635 | SLEEVE,COMPRESSION | FT, ACSR 6/1/3.00 Apple, 6/1/0.118" Ferret, 2 Piece Type, Hex Die Al 14.0mm A/F, St 6.8mm A/F (scm) | PLP | PREFORMED LINE PRODUCTS (AUST) | D-HM512 | Active | 5
2426815 | SLEEVE,COMPRESSION | Termination Conductor Compression, FT, Krypton, 19/3.25 AAAC, Die Size Al 28.5mm, ETS 11-09-01 | PLP | PREFORMED LINE PRODUCTS (AUST) | D-HD707E | Active | 5
2426823 | SLEEVE,COMPRESSION | Conductor Compression, FT, Cricket, 30/7/2.50 ACSR/AC, Die Size Al 28.5mm, Steel 16.0mm, ETS 11-09-01 | PLP | PREFORMED LINE PRODUCTS (AUST) | D-HM525 | Active | 5
2426831 | SLEEVE,COMPRESSION | Conductor Compression, FT, Diving, 30/7/3.50 ACSR/AC, Die Size Al 40.0mm, Steel 19.0mm, ETS 11-09-01 | PLP | PREFORMED LINE PRODUCTS (AUST) | D-HM532 | Active | 5
2458719 | SLEEVE,COMPRESSION | FT, 19/0.166, AL, AAC, Cockroach, Hex Die A/F 28.4mm, (scm) | TYCOELEC | TYCO ELECTRONICS | FT94A | Active | 1
20649 | TAG,INSTRUCTION | Test Tag, Vinyl, Self Adhesive, Black Text, TESTED BY EQL, 8 x spaces for Next Test Due, Wrap Around Type, 32 x 109.9mm c/w Permanent Marking Pen, Pack of 100 | PROMARK | PROMARK PTY LTD (MANUFACTURER) | 7291 | Active | 1
104376 | TAG,INSTRUCTION | Equipment Test, Cricket Bat Style, Yellow, 330 x 85mm (P100) | BLKWOODJ | J BLACKWOOD & SONS LIMITED | B-00030213 | Active | 1
104376 | TAG,INSTRUCTION | Equipment Test, Cricket Bat Style, Yellow, 330 x 85mm (P100) | SIGNET | SIGNET PTY LTD | 5548 | Active | 2
2469815 | LIGHT EMITTING DIODE | Multi Chip, Red, 130V AC/DC, BA9s, for 48V, 110V & 125V DC Applications | MMELEC | MM ELECTRICAL MERCHANDISING | ASS142A-130/R | Active | 1
2464915 | LAMP,LED | Indicator Lamp, Multi Chip LED Reflector Bulb, Green, 15mA DC, 24V DC/AC, BA9s, 10mm Dia, 28mm Lg | RSPRO | RS PRO COMPONENTS PTY LTD | PMG24BA9 | Active | 1
2464915 | LAMP,LED | Indicator Lamp, Multi Chip LED Reflector Bulb, Green, 15mA DC, 24V DC/AC, BA9s, 10mm Dia, 28mm Lg | RSPRO | RS PRO COMPONENTS PTY LTD | 210-917 | Active | 5
2464923 | LAMP,LED | Indicator Lamp, Multi Chip LED Reflector Bulb, Red, 15mA DC, 24V DC/AC, BA9s, 10mm Dia, 28mm Lg | RSPRO | RS PRO COMPONENTS PTY LTD | PMR24BA9 | Active | 1
2464923 | LAMP,LED | Indicator Lamp, Multi Chip LED Reflector Bulb, Red, 15mA DC, 24V DC/AC, BA9s, 10mm Dia, 28mm Lg | RSPRO | RS PRO COMPONENTS PTY LTD | 210-901 | Active | 5
2464931 | LAMP,LED | Indicator Lamp, Multi Chip LED Reflector Bulb, Yellow, 15mA DC, 24V DC/AC, BA9s, 10mm Dia, 28mm Lg | RSPRO | RS PRO COMPONENTS PTY LTD | PMY24BA9 | Active | 1
2464931 | LAMP,LED | Indicator Lamp, Multi Chip LED Reflector Bulb, Yellow, 15mA DC, 24V DC/AC, BA9s, 10mm Dia, 28mm Lg | RSPRO | RS PRO COMPONENTS PTY LTD | 211-033 | Active | 5
2403704 | LIGHT EMITTING DIODE | UP7-2479-A, Amber, 24V DC, 20MA, Nominal Current, Bezel Mounting, 7.1mm Hole, 7mm Led | HAYMANS | HAYMANS ELECTRICAL | IZUUP72479A | Active | 2
2403704 | LIGHT EMITTING DIODE | UP7-2479-A, Amber, 24V DC, 20MA, Nominal Current, Bezel Mounting, 7.1mm Hole, 7mm Led | HAYMANS | HAYMANS ELECTRICAL | UP72479A | Active | 1
2403705 | LIGHT EMITTING DIODE | UP7-2479-G, Green, 24V DC, 20MA, Nominal Current, Bezel Mounting, 7.1mm Hole, 7mm Led | HAYMANS | HAYMANS ELECTRICAL | UP72479G | Active | 1
104735 | BATTERY,STORAGE | 12V, 7Ah, Gel Type, for Control Cabinet of Nu-Lec Recloser | NQBATT | NORTH QLD BATTERIES | 12SB7-2P-F2 | Active | 1
2434249 | SECTIONALISER | Load Break, 11kV, 400A, Horizontal Mount, Enclosed, SF6 Insulated, Remote Controllable c/w Ctrl Cub, Insulated Cable Droppers, Aux Voltage Transformer | SCHNEIDR | SCHNEIDER PTY LTD (MANUFACTURER) | RL27-LBS-SF6-15-12-125 | Active | 5
2435246 | CROSSARM,COMPOSITE | Fibre, Predrilled, 3330 x 100 x 100mm, 11kV, Suspension/Deviation, Dwg ES000749-01 | WAGNERS | WAGNERS CFT MANUFACTURING | EC006-00037 | Active | 5
3286 | CIRCUIT BREAKER | MCB, 480V AC, 1.8-2.5A, St George STATCOM | AMSC | AMSC AUSTRALIA PTY LTD | 16294 | Active | 5
3286 | CIRCUIT BREAKER | MCB, 480V AC, 1.8-2.5A, St George STATCOM | AMSC | AMSC AUSTRALIA PTY LTD | 16294 | Active | 1
30053 | CLAMP,STRAIN | Compression Deadend, Outer Sleeve Die Size 30A/F, suit Neon 19/3.75 AAAC | PLP | PREFORMED LINE PRODUCTS (AUST) | CDEAAAC-188-P5 | Active | 5
3376 | CIRCUIT BREAKER | 170kV, 1250A, 40kA, HV Terminal Palm Fastening Set, Aust Std Type 5, ETS 2004/027/T Item 3, ABB LTB | ABBAUST | ABB AUSTRALIA PTY LTD | 161855 | Active | 1
3369 | ISOLATOR | Signal Isolator SPL0837, Input Signal Range 20-140VDC, 3 Terminals 70-140VDC, 30-60VDC (48DC) & 20-40VDC (32DC), Output Link 4-20mA | APCS | ANALOGUE PROCESS CONTROL SERVICE (MANU) | SPL0837 | Active | 2
3369 | ISOLATOR | Signal Isolator SPL0837, Input Signal Range 20-140VDC, 3 Terminals 70-140VDC, 30-60VDC (48DC) & 20-40VDC (32DC), Output Link 4-20mA | APCS | ANALOGUE PROCESS CONTROL SERVICE (MANU) | SI 236-991019 | Active | 1
2493526 | JOINT,ELECTRICAL POWER CABLE | 22kV, Transition Joint, Heatshrink, 1Ph, 185mm2 Al 1 Core PLY to 185mm2 Al Triplex XLPE c/w Blocked Connector | TECONN | TE CONNECTIVITY LTD | EPKJ-ERG73 | Active | 5
2434868 | WASTE DISPOSAL,HAZMAT | Asbestos Vacuum Cleaner, H-Class, Numatic Model c/w Drill Nozzle, Decal "For Asbestos Use Only", Danger Asbestos Sticky Label 180 x 57mm, | ALLENS | ALLENS INDUSTRIAL PRODUCTS | HZ370 | Active | 1
22819 | HINGE,ACCESS DOOR | Set of 6 S/Steel Hinges, 3 x RH & 3 x LH Hinges, c/w 12 Counter Sunk Screws 25 x 6mm, 12 Flat Washers 6mm, 12 Nylock Nuts 6mm, 12 Mono Riverts 6.5mm, | WILSON | WILSON TRANSFORMER CO. PTY LTD | 333-7003-01 & 333-7004-01 | Active | 1
2457810 | BATTERY,STORAGE | 110V, 90Ah, Dual String, 18 x UXH50-12 VRLA Monoblocs w/out Rack, Subs Standby Battery Bank, Contract 10591, Item 4a | CENTURY | CENTURY YUASA BATTERIES PTY LTD | 341253 | Active | 1
2457828 | BATTERY,STORAGE | 110V, 125Ah, Dual String, 36 x UXH75-6 VRLA Monoblocs w/out Rack, Subs Standby Battery Bank, Contract 10591, Item 5a | CENTURY | CENTURY YUASA BATTERIES PTY LTD | 341254 | Active | 1
2457836 | BATTERY,STORAGE | 110V, 180Ah, Dual String, 36 x UXH100-6 VRLA Monoblocs w/out Rack, Subs Standby Battery Bank, Contract 10591, Item 6a | CENTURY | CENTURY YUASA BATTERIES PTY LTD | 341255 | Active | 1
2457844 | BATTERY,STORAGE | 110V, 224Ah, Dual String, 36 x UXH125-6 VRLA Monoblocs w/out Rack, Subs Standby Battery Bank, Contract 10591, Item 7a | CENTURY | CENTURY YUASA BATTERIES PTY LTD | 341256 | Active | 1
2457893 | BATTERY,STORAGE | 48V, 224Ah, Dual String, 16 x UXH125-6 VRLA Monoblocs w/out Rack, Subs Standby Battery Bank, Contract 10591, Item 12a | CENTURY | CENTURY YUASA BATTERIES PTY LTD | 341261 | Active | 1
2457943 | BATTERY,STORAGE | 12V, 7Ah, 1 x NP7-12FR VRLA Monobloc, Recloser Standby Battery, Contract 10591, Item 17 | CENTURY | CENTURY YUASA BATTERIES PTY LTD | 175017 | Active | 1
2402763 | TAG,INSTRUCTION | Appliance Test 'T T' Series, 4 Colour, Rainbow (P100) | HAYMANS | HAYMANS ELECTRICAL | NESCOTTSERIES | Active | 1
2405341 | TAG,INSTRUCTION | CAUTION OUT OF SERVICE - DO NOT OPERATE | ARTCRAFT | ARTCRAFT PTY LTD (QLD) | TAG OS 025 | Active | 1
2409282 | TAG,INSTRUCTION | Test, Inspection Zip Tie Tag, Yellow Plastic, Print Area 46 x 9mm, Tie 240mm Lg | JTAGZ | JTAGZ PTY LTD | 530NEW | Active | 1
2442119 | TAG,INSTRUCTION | Laza, Mini Female Tag, Blank (P1000) (scm) | ALLFLEX | ALLFLEX AUSTRALIA PTY LTD | K1209141A | Active | 5
17141 | LIFTER,MANHOLE COVER | For Telstra Pit Covers, Sizes 2 to 8, 670mm Nom Lg, Zinc Plated Mild Steel Welded Assembly c/w Pull Release | LEGEND | LEGEND POWER SYSTEMS | MSS-TEL116-00153 | Active | 1
478727 | STEP,POLE | Bolt, Concrete, ETS 01-01-01 Dwg 01-01-02 (P50) | GREGSF | GREG SEWELL FORGINGS PTY LTD | 478727 | Active | 1
2461341 | BLADE SET,CABLE STRIPPER | Replacement Blade, suit Greenlee 1903 Cable Stripper, Pack of 2 | SPECFORC | SPECIALISED FORCE PTY LTD | 13544 | Active | 1
2497444 | HOOK,SUPPORT | EWP Bucket Hook, suit 75mm Lip, 16mm OD, PVC, Pair of 2 | TEN | THE ENERGY NETWORK (AUST) PTY LTD | BH-75-16 | Active | 1
17955 | BRACKET,MOUNTING | For Meter Enclosures to Wood Poles | DRAWING | DRAWING NUMBERS | 14678-A1 | Active | 1
2497469 | BLADE,CABLE STRIPPER | Replacement Alroc Insulation Stripper Blade, 1.2mm Circular | PENTA | PENTA AUST (TMAC THEW & MCCANN/HYLEC) | PA21221 | Active | 1
2497469 | BLADE,CABLE STRIPPER | Replacement Alroc Insulation Stripper Blade, 1.2mm Circular | HYLEC | HYLEC ENERGY SOLUTIONS | MTCP4/1.2 | Active | 2
2497485 | STRIPPER,CABLE,HAND | Alroc CCT Insulation Stripper, 3.0mm Circumference & 3.3mm Longitude Circular Blades, suit Cable 10 to 30mm OD | PENTA | PENTA AUST (TMAC THEW & MCCANN/HYLEC) | PA21233 | Active | 1
2497485 | STRIPPER,CABLE,HAND | Alroc CCT Insulation Stripper, 3.0mm Circumference & 3.3mm Longitude Circular Blades, suit Cable 10 to 30mm OD | HYLEC | HYLEC ENERGY SOLUTIONS | P4/3033E | Active | 2
2403829 | CLOTH,CLEANING | Wipers, 3 Ply, Multiuse, 42 x 39cm, EMB Blue 94185 (Ctn 200) | BLKWOODJ | J BLACKWOOD & SONS LIMITED | 68255 | Active | 1
2496719 | KIT | Versaflo TR-653, Cleaning & Storage Kit suit TR-600 Series Powered Air Turbo, for Versaflo TR-300 Series PAPR | 3MAUST | 3M AUSTRALIA PTY LTD | 70071618428 | Active | 5
2496719 | KIT | Versaflo TR-653, Cleaning & Storage Kit suit TR-600 Series Powered Air Turbo, for Versaflo TR-300 Series PAPR | ALLENS | ALLENS INDUSTRIAL PRODUCTS | 70071618428 | Active | 1
2496735 | COVER | Versaflo TR-381, Disposable PAPR Cover, for Versaflo TR-300 Series PAPR, Pack of 10 | 3MAUST | 3M AUSTRALIA PTY LTD | 70071765583 | Active | 5
2496735 | COVER | Versaflo TR-381, Disposable PAPR Cover, for Versaflo TR-300 Series PAPR, Pack of 10 | ALLENS | ALLENS INDUSTRIAL PRODUCTS | 70071765583 | Active | 1
2496743 | FIELD PACK | Versaflo TR-927, Easy Clean Backpack, to hold PAPR during use, for Versaflo TR-300 Series PAPR | 3MAUST | 3M AUSTRALIA PTY LTD | UU012452437 | Active | 5
2496743 | FIELD PACK | Versaflo TR-927, Easy Clean Backpack, to hold PAPR during use, for Versaflo TR-300 Series PAPR | ALLENS | ALLENS INDUSTRIAL PRODUCTS | UU012452437 | Active | 1
2461069 | BATTERY,STORAGE | 12V, 150Ah, FXH155-12S, VRLA, 1 Link, 1 Cover ***DO NOT MIX with UXF150-12*** | CENTURY | CENTURY YUASA BATTERIES PTY LTD | 313123 | Active | 1
2461234 | BATTERY,STORAGE | 18V, 9.0Ah, Li-Ion, for Milwaukee Tools | TTLTOOL | TOTAL TOOLS TOWNSVILLE | M18B9 | Phasing | 1
2464980 | BATTERY,STORAGE | 3.6V, 1.6Ah, Emergency/Exit Lighting Battery, Ni-Cd, Wire Leads to Connector | CBC | CASEY'S BATTERY CENTRE | ELB-03-01204P | Active | 1
2475150 | POWER SUPPLY | Omron CS1 Series, PLC, 24V, for CS/C200H Series Units | OMRON | OMRON ELECTRONICS PTY LTD | C200HW-PD024 | Active | 5
2476299 | POWER SUPPLY | 6A/100W, Smart PMU, Horstman | HRSTMNN | HORSTMANN GMBH (MANUFACTURER) | 28-6400-001 | Active | 5
2477446 | POWER SUPPLY | MD303 E50 Module, 50W, 20-160V DC Input, Wide Range Voltage Supply | CGI | CGI TECHNOLOGIES & SOLUTIONS P/L | E50 | Active | 1
2496461 | POWER SUPPLY | Converter DC/DC, 19-36V DC Input, 12V DC Single Output, 100W, Cape River East StatCom | AMSC | AMSC AUSTRALIA PTY LTD | 2000382 | Active | 1
2496461 | POWER SUPPLY | Converter DC/DC, 19-36V DC Input, 12V DC Single Output, 100W, Cape River East StatCom | AMSC | AMSC AUSTRALIA PTY LTD | 2000382 | Active | 5
2403227 | CLAMP | Saddle, Al or Al Alloy, 0-30 Deg Line Angle, 0-5 Deg Slope Angle c/w Reversable Cap, suit Strained AAC, AAAC & ACSR Conductor, 7 to 32mm Dia, | PLP | PREFORMED LINE PRODUCTS (AUST) | D-Y11195 | Active | 1
2456721 | CLAMP | FPKA, Flexi Pole Kit, Mounting Clamp, ETS 2011/0259/T | NSN | NOKIA SOLUTION NETWORK AUST PTY LTD | 471649A | Active | 1
2456960 | CLAMP | Single Clamp, 50-115mm, for panel, ETS 2011/0259/T | NSN | NOKIA SOLUTION NETWORK AUST PTY LTD | CS7219600 | Active | 1
2496602 | INSECTICIDE,FIPRONIL | SAS PRO, Granule Ant Killer, Silica Carrier Particles, 1kg Shaker Pack | GARRPEST | GARRARD'S PESTICIDES | SAS/1 | Active | 1
2496602 | INSECTICIDE,FIPRONIL | SAS PRO, Granule Ant Killer, Silica Carrier Particles, 1kg Shaker Pack | SUNDEW | SUNDEW SOLUTIONS PTY LTD | SAS/1 | Active | 5
24848 | CLAMP,CABLE | IPC Connector, 7/1.00-19/3.00, 3-14mm Dia Bare Cu Main, 6-35mm2 IPC Tap, Double Bolt, EQTS 01-09-05 (P6) | SICAME | SICAME AUSTRALIA PTY LTD | CCW35DBE | Active | 1
2404415 | RIBBON,FLAGGING,SURVEYORS | Tape, Red, Biodegradable, 75m x 25mm | PROSPECT | PROSPECTORS SUPPLIES PTY LTD | PRE-BIO/FLAGTAPE-RD | Active | 1
2404415 | RIBBON,FLAGGING,SURVEYORS | Tape, Red, Biodegradable, 75m x 25mm | PRALSAFE | PROTECTOR ALSAFE | BLA04473166 | Active | 2
104420 | CUTTER,CABLE,HAND OPERATED | Parrot Beak Type, suit 70mm2 Cu & Al Conductor c/w Red Insulated Handles, for Installation Inspector Tool Kit & Pole Top Rescue Kit | C&LTOOL | C&L TOOL CENTRE | CABK40 | Active | 2
104420 | CUTTER,CABLE,HAND OPERATED | Parrot Beak Type, suit 70mm2 Cu & Al Conductor c/w Red Insulated Handles, for Installation Inspector Tool Kit & Pole Top Rescue Kit | LEGEND | LEGEND POWER SYSTEMS | K40 | Active | 2
104420 | CUTTER,CABLE,HAND OPERATED | Parrot Beak Type, suit 70mm2 Cu & Al Conductor c/w Red Insulated Handles, for Installation Inspector Tool Kit & Pole Top Rescue Kit | TECONN | TE CONNECTIVITY LTD | 110/1 | Active | 1
104420 | CUTTER,CABLE,HAND OPERATED | Parrot Beak Type, suit 70mm2 Cu & Al Conductor c/w Red Insulated Handles, for Installation Inspector Tool Kit & Pole Top Rescue Kit | HGHTDYNM | HEIGHT DYNAMICS | 63050K40 | Active | 2
2400752 | BRACKET,MOUNTING | Support Down Rod, 66kV, ABS Concrete Pole Mounting, 12.5m, Dwg 10/107 | BIGGENGI | BIGGENDEN ENGINEERING WORKS | EM2400752 | Active | 1
2401220 | BRACKET,MOUNTING | 11/22kV Cable Pole Termination, Dwg 875238-01 (MOQ15) (scm) | EZYSTRUT | EZYSTRUT CABLE & PIPE SUPPORTS | E2401220 | Active | 1
2466738 | STEP,POLE | Removable, S/Steel c/w Safety Pin & Reciever Bracket (scm) | VAFIND | VAF INDUSTRIES | VAF-1024 | Active | 1
19090 | STRAND,WIRE | Stay Wire, 19/2.75mm SC/GZ, Galv Steel, 20m Coil, UTS 1310MPa, JTS 03-03-01 (scm) | MIDLAND | MIDLAND METALS OVERSEAS PTE LTD | MMO-SC/GZ 19/2.75 (20M) | Active | 1
2404266 | TERMINATION KIT,ELECTRICAL CABLE | Outdoor, Coldshrink, for 22kV, 1 Core, 35mm2, Al, XLPE Cable, EE Spec FNQEB35.X.O | INTERENG | INTERTECH ENGINEERING PTY LTD | FNQEB 35XO | Active | 1
2404268 | TERMINATION KIT,ELECTRICAL CABLE | Outdoor, Coldshrink, for 22kV, 1 Core, 630mm2, Al, XLPE Cable, EE Spec 3M FNQ630.X.O | INTERENG | INTERTECH ENGINEERING PTY LTD | FNQEB 630 XO | Active | 1
2404271 | TERMINATION KIT,ELECTRICAL CABLE | Indoor, Coldshrink, for 22kV, 1 Core, 630mm2, Al, XLPE Cable, EE Spec 3M | INTERENG | INTERTECH ENGINEERING PTY LTD | FNQEB 630 XI | Active | 1
2405036 | TERMINATION KIT,ELECTRICAL CABLE | Outdoor, for 11kV, 3 Core, 95mm, Al, XLPE Insulated Cu Wire Screened Cable c/w 3 x 95mm Al Sealed Compression Lugs & 1 x 35mm Tinned Cu Compression Lug | INTERENG | INTERTECH ENGINEERING PTY LTD | MEBOX95L | Active | 1
104266 | JOINT,ELECTRICAL POWER CABLE | LV, 240mm2 Al, 4 Core Sector XLPE Cable, Insect Protected c/w Heat Shrink Cable Joint Kit, Cable Links, ETS14-02-01 (scm) | LEGEND | LEGEND POWER SYSTEMS | H1J4X101 | Active | 2
104266 | JOINT,ELECTRICAL POWER CABLE | LV, 240mm2 Al, 4 Core Sector XLPE Cable, Insect Protected c/w Heat Shrink Cable Joint Kit, Cable Links, ETS14-02-01 (scm) | TECONN | TE CONNECTIVITY LTD | LJSM-ERG23 | Active | 1
104268 | JOINT,ELECTRICAL POWER CABLE | LV, 240mm2 Al, 4 Core Sector XLPE Cable c/w Heat Shrink Cable Joint Kit, Cable Links, EPS0009 | TECONN | TE CONNECTIVITY LTD | LJSM-ERG68 | Phasing | 5
104269 | JOINT,ELECTRICAL POWER CABLE | 11kV, 185mm2 Al Triplex, 1C wound 3 in hand, XLPE Cable Insect Protected c/w Cable Joint Kit Solvent Wipes, Cable Links, Cable Screen Links (scm) | GILBERT | GILBERT LODGE AUSTRALIA PTY LTD | ERGEPS0019 | Phasing | 1
104269 | JOINT,ELECTRICAL POWER CABLE | 11kV, 185mm2 Al Triplex, 1C wound 3 in hand, XLPE Cable Insect Protected c/w Cable Joint Kit Solvent Wipes, Cable Links, Cable Screen Links (scm) | TYCOELEC | TYCO ELECTRONICS | MXSU-ERG 3 EPS00019 | Phasing | 2
104764 | JOINT,ELECTRICAL POWER CABLE | Cable Connection Insulating Kit, suit Blanking Off Magnefix MD4 Terminals | EATONELE | EATON ELECTRIC SYSTEMS PTY LTD | 502.109 | Active | 1
2469120 | FLANGE | Coolant Flange Housing, Scania Engine, DC13 Mechanical Parts | SCANIA | SCANIA AUSTRIALIA | 2007621 | Active | 5
2463255 | LOCKNUT | 24mm, Plastic, Black, Hino JO8 Electrical Parts | EPDE | ELECTRO-POWER AND DATA EQUIPMENT P/L | 2411-001-2405 | Active | 1
2499036 | ADAPTOR | Type SMA Socket to SMA Socket, Straight | RSPRO | RS PRO COMPONENTS PTY LTD | 700-9603 | Active | 1
2499036 | ADAPTOR | Type SMA Socket to SMA Socket, Straight | ALTRONIC | ALTRONIC DISTRIBUTORS PTY LTD | 17941 | Active | 5
2499036 | ADAPTOR | Type SMA Socket to SMA Socket, Straight | ALTRONIC | ALTRONIC DISTRIBUTORS PTY LTD | P0420 | Active | 2
2499770 | METER,POWER QUALITY | Acuvim IIW, No Display, 1A or 5A CT Input, 100-415 VAC / 100-300V DC Supply Input, DIN Rail Mounted | WEBER | WEBER SOUTH PACIFIC PTY LTD | ACC-IIW-M-5A-P1V3 | Active | 1
2499788 | METER,POWER QUALITY | Acuvim IIW, No Display, 1A or 5A CT Input, 20-60V DC Supply Input, DIN Rail Mounted | WEBER | WEBER SOUTH PACIFIC PTY LTD | ACC-IIW-M-5A-P2V3 | Active | 1
2498004 | SWITCH,FUSED | Fuse Disconnect Device, 3 x 1Ph, Individually Switched, M12 Terminal Palm, c/w Galv Mtg Bracket, Located at Pole End | NGKSTANG | NGK STANGER PTY LTD | 73631-5EX | Active | 1
2479178 | GLOVES | Flying, Nomex, FR, Touch Screen Compatible, Size 11 | FHA | FLIGHT HELMETS AUSTRALIA | AV244-2 SIZE 11 | Active | 1
2481323 | TERMINATION KIT,ELECTRICAL CABLE | Outdoor, 38/66kV, 1000mm Stranded Segmental Milliken WB Al, XLPE/OFC/WBT/ CAS(25kA/1Sec)/LLDPE/Nyl/MDPE, Graphite Coating | BRUGG | BRUGG CABLES (MANUFACTURER) | S1923-4 (1000ALOF) | Active | 5
2481323 | TERMINATION KIT,ELECTRICAL CABLE | Outdoor, 38/66kV, 1000mm Stranded Segmental Milliken WB Al, XLPE/OFC/WBT/ CAS(25kA/1Sec)/LLDPE/Nyl/MDPE, Graphite Coating | CBLGRID | CABLE GRID AUSTRALIA PTY LTD | CG-2481323-S1923-4 | Active | 1
2481307 | TERMINATION KIT,ELECTRICAL CABLE | Outdoor, 38/66kV, 630mm Stranded Compacted Circ WB Cu, XLPE/OFC/WBT/CAS (25kA/1Sec)/LLDPE/Nyl/MDPE, Graphite Coating | BRUGG | BRUGG CABLES (MANUFACTURER) | S1923-4 (630CUOF) | Active | 5
2481307 | TERMINATION KIT,ELECTRICAL CABLE | Outdoor, 38/66kV, 630mm Stranded Compacted Circ WB Cu, XLPE/OFC/WBT/CAS (25kA/1Sec)/LLDPE/Nyl/MDPE, Graphite Coating | CBLGRID | CABLE GRID AUSTRALIA PTY LTD | CG-2481307-S1923-4 | Active | 1
2484418 | CABLE,POWER,ELECTRICAL | U/Ground, 76/132kV, 1C, 630mm2 Stranded Compacted Circ WB Al, XLPE/OF/WBT/CAS (25kA/1Sec)/LLDPE/Nyl/MDPE, Graphite Coating | KEI | KEI INDUSTRIES LIMITED | EHV-ECB036 - ITEM28 | Active | 1
2479442 | SWITCHBOARD,POWER | Auto Transfer Switch, 400V AC, 400A AC1, 110kW AC3, c/w Main Switch, Outdoor, S/Steel, 800 x 1200 x 400mm | NHPELEC | NHP ELECTRICAL ENGINEERING | EQL2479442 | Active | 1
2485647 | CIRCUIT BREAKER | Tembreak Pro MCCB 250 FRAME 36kA 3P 160A Basic Electronic | NHPELEC | NHP ELECTRICAL ENGINEERING | P250F3160BE | Active | 1
2406768 | DIFFUSER,LIGHT | Plastic, to Suit Sylvania Urban MV 50, 80, 125W & HPS 70W, Minor Road Luminaires (P10) | SYLVANIA | SYLVANIA SCHREDER | J00 000 | Phasing | 1
2401870 | BRACKET,MOUNTING | BWP/4, Street Light, Dwg SD10-0002-01 | POLLARDS | POLLARDS GALVANIZING PTY LTD | BWP/4 | Active | 1
2497139 | LADDER,EXTENSION | 5.2m Fully Extended, with Red Running Brackets, Centre Pully, Rubber Feet, Arapoline Rope, Top Lash, White Fly Boot Protector, Pole Strap-Fly, Ergon Stip & | BRANACH | BRANACH MANUFACTURING PTY LTD | FED5.2 CP-RF-AR-TA-FW-PS-WP-SW | Active | 1
2497154 | LADDER,EXTENSION | 7.9m Fully Extended, with Red Running Brackets, Centre Pully, Rubber Feet, Arapoline Rope, Top Lash, White Fly Boot Protector, Pole Strap-Fly, Ergon Stip & | BRANACH | BRANACH MANUFACTURING PTY LTD | FED7.9 CP-RF-AR-TA-FW-PS-WP-SW | Active | 1
2497162 | LADDER,EXTENSION | 8.8m Fully Extended, with Red Running Brackets, Centre Pully, Rubber Feet, Arapoline Rope, Top Lash, White Fly Boot Protector, Pole Strap-Fly, Ergon Stip & | BRANACH | BRANACH MANUFACTURING PTY LTD | FED8.8 CP-RF-AR-TA-FW-PS-WP-SW | Active | 1
2497329 | CAMERA | FLIR TG267 Thermal Camera, 160 x 120 IR Resolution (19200 Pixels) | RTE | RAPID-TECH EQUIPMENT PTY LTD | FLIR TG268 | Active | 1
2497329 | CAMERA | FLIR TG267 Thermal Camera, 160 x 120 IR Resolution (19200 Pixels) | FLIR | TELEDYNE FLIR SYSTEMS COMPANY | TG267 | Active | 5
2497329 | CAMERA | FLIR TG267 Thermal Camera, 160 x 120 IR Resolution (19200 Pixels) | RTE | RAPID-TECH EQUIPMENT PTY LTD | FLIR TG267 | Active | 2
2471324 | STEPLADDER | Fibreglass, 1.8m (6ft), Single Sided AS1892.3 | LADAMAX | LADAMAX ALUMINIUM PRODUCTS PTY LTD | FSS062 | Active | 1
2478592 | TERMINATION KIT,ELECTRICAL CABLE | Outdoor,72kV,630mm2, XLPE, Self-Sup Termination c/w Composite Insulator, FEV 72-V Version 2, Pollution level (4), Creepage Distance 2250mm,Screw Type | NKT | NKT PTY LTD (AUSTRALIA) | FEV 72-V | Active | 5
2478980 | COUPLER,ANTENNA | P25, Transmitting Multicoupler, Hi Band VHF | POLARELE | POLAR ELECTRONIC INDUSTRIES PTY LTD | TM2-6-P6-04 | Active | 1
2478998 | DUPLEXER | P25, Hi Band VHF | POLARELE | POLAR ELECTRONIC INDUSTRIES PTY LTD | 2X4AI2-3 | Active | 1
105044 | JOINT,ELECTRICAL POWER CABLE | 11kV, 1C 400mm2 Cu, XLPE, Insect Protected (Set of 3), Cable Joint Kit 400mm2 Cu, Comp Link to suit Dia A/F 28.1.0mm (Utilux 40T Tool) Cu Crimp Link | GILBERT | GILBERT LODGE AUSTRALIA PTY LTD | ERGEPS0080 | Active | 1
2400961 | JOINT,ELECTRICAL POWER CABLE | U/Ground, LV, Chamber Cable Terminal Joint Straight Through Epoxy Filled, Cables up to 5 Conductor 16mm2 | 3MAUST | 3M AUSTRALIA PTY LTD | 92-NBA-3 | Active | 5
2404220 | JOINT,ELECTRICAL POWER CABLE | 22kV, 185mm2 Al, Triplex XLPE Cable, Insect Protected c/w Cold Shrink Cable Joint Kit, Solvent Wipes, 95-240mm Mechanical Cable Connectors, | TECONN | TE CONNECTIVITY LTD | CSJR-ERG64 | Active | 1
2426120 | JOINT,ELECTRICAL POWER CABLE | 22kV, Transition Joint, 185mm2 Al 1 Core PLY to 185mm2 Al 1 Core Triplex, Insect Protected c/w Cold Shrink Cable Joint Kit, ETS14-02-01 (scm) | TECONN | TE CONNECTIVITY LTD | CATJ-ERG66 | Active | 5
2434082 | JOINT,ELECTRICAL POWER CABLE | 19.1/33kV, 300mm2 Al, 1 Core TR-XLPE Cable, Insect Protected (3 per set) c/w Heat Shrink Cable Joint Kit, Solvent Wipes, 185-400mm Cable Links, Cable | AUSTMOLD | AUSTRALMOLD PTY LTD | 3X(36JTS1.300W+M95-300+TM) | Active | 2
2434082 | JOINT,ELECTRICAL POWER CABLE | 19.1/33kV, 300mm2 Al, 1 Core TR-XLPE Cable, Insect Protected (3 per set) c/w Heat Shrink Cable Joint Kit, Solvent Wipes, 185-400mm Cable Links, Cable | TECONN | TE CONNECTIVITY LTD | MXSU-6131-AU02 | Active | 1
2461671 | JOINT,ELECTRICAL POWER CABLE | 11kV, 185mm2 Al & 240mm2 Cu, Triplex XLPE Cable, Insect Protected c/w Heat Shrink Cable Joint Kit, Solvent Wipes, Connectors, Cable Screen Links, | SICAME | SICAME AUSTRALIA PTY LTD | HSJ-11-X1-185240-EQTP1 | Active | 1
2461671 | JOINT,ELECTRICAL POWER CABLE | 11kV, 185mm2 Al & 240mm2 Cu, Triplex XLPE Cable, Insect Protected c/w Heat Shrink Cable Joint Kit, Solvent Wipes, Connectors, Cable Screen Links, | TECONN | TE CONNECTIVITY LTD | MXSU-FERG29 | Active | 2
2481265 | JOINT,ELECTRICAL POWER CABLE | Screen Break, 38/66kV, 1C, 1000mm2 Stranded Segmental Milliken WB Al, XLPE/ WBT/CAS(25kA/1Sec)/LLDPE/Nyl/MDPE, Graphite Coating | BRUGG | BRUGG CABLES (MANUFACTURER) | S1968-4 (1000AL1C) | Active | 5
2481265 | JOINT,ELECTRICAL POWER CABLE | Screen Break, 38/66kV, 1C, 1000mm2 Stranded Segmental Milliken WB Al, XLPE/ WBT/CAS(25kA/1Sec)/LLDPE/Nyl/MDPE, Graphite Coating | CBLGRID | CABLE GRID AUSTRALIA PTY LTD | CG-2481265-S1968-4 | Active | 1
2481273 | JOINT,ELECTRICAL POWER CABLE | Screen Break, 38/66kV, 1000mm Stranded Segmental Milliken WB Al, XLPE/OFC/WBT/ CAS(25kA/1Sec)/LLDPE/Nyl/MDPE, Graphite Coating | BRUGG | BRUGG CABLES (MANUFACTURER) | S1968-4 (1000ALOF) | Active | 5
2481273 | JOINT,ELECTRICAL POWER CABLE | Screen Break, 38/66kV, 1000mm Stranded Segmental Milliken WB Al, XLPE/OFC/WBT/ CAS(25kA/1Sec)/LLDPE/Nyl/MDPE, Graphite Coating | CBLGRID | CABLE GRID AUSTRALIA PTY LTD | CG-2481273-S1968-4 | Active | 1
10002 | SUPPORT,ELECTRICAL CABLE | Cleat, Trefoil Cable, 55 - 62mm, 160mm W, 135mm H, S/Steel | EMPEROR | EMPEROR (MANUFACTURER) | EPER55-62 | Active | 5
104480 | SUPPORT,ELECTRICAL CABLE | Clamp 22kV 1C 630mm2 Cable Connection at F&G RMU. Clamp suit 60mm dia cable, suit 2x10mm dia clamping bolts at 80mm max crs, Provide 2x10dia x 100mm hex bolt | INTERENG | INTERTECH ENGINEERING PTY LTD | CABUS 5967NI | Active | 5
104527 | SUPPORT,ELECTRICAL CABLE | Clamp, suit Short Span, 36-48 Optical Fibre Cables 14.0-14.99mm c/w Cushioning Insert (scm) | PLP | PREFORMED LINE PRODUCTS (AUST) | OFFDS2-140149 | Active | 1
105010 | SUPPORT,ELECTRICAL CABLE | Clamp, Cast Al, suit Cable 24 to 30mm c/w Galv Bolt & Unistrut Nut with Spring, suit Unistrut P3300 Channel CABUS 5130 (MOQ 10) (scm) | INTERENG | INTERTECH ENGINEERING PTY LTD | E0105010 | Active | 1
105011 | SUPPORT,ELECTRICAL CABLE | Clamp, Cast Al, suit Cable 34 to 41mm c/w Galv Bolt & Unistrut Nut with Spring, suit Unistrut P3300 Channel CABUS 5141 (MOQ 10) (scm) | INTERENG | INTERTECH ENGINEERING PTY LTD | E0105011 | Active | 1
105013 | SUPPORT,ELECTRICAL CABLE | Clamp, Cast Al, suit Cable 46 to 54mm c/w Galv Bolt & Unistrut Nut with Spring, suit Unistrut P3300 Channel CABUS 5154 (MOQ 10) (scm) | INTERENG | INTERTECH ENGINEERING PTY LTD | E0105013 | Active | 1
2434645 | SUPPORT,ELECTRICAL CABLE | Clamp, Cast Al, suit Cable 40 to 47mm c/w Galv Bolt & Unistrut Nut with Spring, suit Unistrut P3300 Channel CABUS 5147 (scm) | INTERENG | INTERTECH ENGINEERING PTY LTD | CABUS 5147 | Active | 5
2461796 | SUPPORT,ELECTRICAL CABLE | Clamp, suit Short Span, 96 Optical Fibre Cable, 15.0-15.9mm Dia c/w Cushioning Insert (scm) | PLP | PREFORMED LINE PRODUCTS (AUST) | OFFDS2-150159 | Active | 1
2497717 | MODULE,TRANSCEIVER | GIG-ETH SFP, Opt 1310nm, 10kM, 1000Base-LX, LC Connector | AVIAT | AVIAT NETWORKS | 079-422656-001 | Active | 5
2497717 | MODULE,TRANSCEIVER | GIG-ETH SFP, Opt 1310nm, 10kM, 1000Base-LX, LC Connector | COMMTEL | COMMTEL NETWORK SOLUTIONS | 079-422656-001 | Active | 1
2497725 | TELEMETRY SYSTEM | Eclipse, Intelligent Node Unit, 1RU Chassis, Air Filter Assy | AVIAT | AVIAT NETWORKS | 179-530052-002 | Active | 5
2497725 | TELEMETRY SYSTEM | Eclipse, Intelligent Node Unit, 1RU Chassis, Air Filter Assy | COMMTEL | COMMTEL NETWORK SOLUTIONS | 179-530052-002 | Active | 1
2497733 | RADIO UNIT,REMOTE | ODU 600v2, L6GHz, 5927-6055 TX Low, T-R 240/252.04/266MHz | AVIAT | AVIAT NETWORKS | ECH-L6-0252-011 | Active | 5
2497733 | RADIO UNIT,REMOTE | ODU 600v2, L6GHz, 5927-6055 TX Low, T-R 240/252.04/266MHz | COMMTEL | COMMTEL NETWORK SOLUTIONS | ECH-L6-0252-011 | Active | 1
2497741 | RADIO UNIT,REMOTE | ODU 600v2, L6GHz, 6175-6305 TX High, T-R 240/252.04/266MHz | AVIAT | AVIAT NETWORKS | ECH-L6-0252-012 | Active | 5
2497741 | RADIO UNIT,REMOTE | ODU 600v2, L6GHz, 6175-6305 TX High, T-R 240/252.04/266MHz | COMMTEL | COMMTEL NETWORK SOLUTIONS | ECH-L6-0252-012 | Active | 1
2497758 | RADIO UNIT,REMOTE | ODU 600v2, L6GHz, 6039-6175 TX Low, T-R 240/252.04/266MHz | AVIAT | AVIAT NETWORKS | ECH-L6-0252-021 | Active | 5
2497758 | RADIO UNIT,REMOTE | ODU 600v2, L6GHz, 6039-6175 TX Low, T-R 240/252.04/266MHz | COMMTEL | COMMTEL NETWORK SOLUTIONS | ECH-L6-0252-021 | Active | 1
2497766 | RADIO UNIT,REMOTE | ODU 600v2, L6GHz, 6295-6420 TX High, T-R 240/252.04/266MHz | AVIAT | AVIAT NETWORKS | ECH-L6-0252-022 | Active | 5
2497766 | RADIO UNIT,REMOTE | ODU 600v2, L6GHz, 6295-6420 TX High, T-R 240/252.04/266MHz | COMMTEL | COMMTEL NETWORK SOLUTIONS | ECH-L6-0252-022 | Active | 1
22461 | SIGN | Gravoply Clear Perspex, Legend OUT OF SERVICE, 80 x 25 x 23mm, Yellow with Black Text, 60 x 20mm, Dwg CCSTD-AR081-01, suit 1A Fuse Link | UTENGSGN | UTILITY ENGRAVING & SIGNS | LABEL GRAVOPLY | Active | 1
20796 | LOCKOUT DEVICE | Universal Circuit Breaker Lockout Device u/w LV CB Lock off, Pack of 1 | REXEL | REXEL AUSTRALIA | PANPSL-CB | Active | 1
2499291 | ENCLOSURE,ELECTRICAL BOX | Outdoor, 800 x 1200 x 400mm, S/Steel, suit NCS BESS Security Panel 1NC1 | RITTAL | RITTAL AUSTRALIA PTY LTD | XAU1020316 | Active | 1
22602 | TEST KIT,DRUG | InnoScreen, DOA Rapid Test Device, On-site Oral Fluid Test Kit, used to Detect Drugs in Saliva | INNOSCI | INNOVATION SCIENTIFIC PTY LTD | SDMS-0560 | Active | 1
104283 | TERMINATION KIT,ELECTRICAL CABLE | Outdoor, 11kV, 240mm2 Cu, Triplex XLPE Cable, Insect Protected c/w Cold Shrink Cable Term Kit, Solvent Wipes, Crimp Cable Core Lugs & Crimp Cable Screen | TECONN | TE CONNECTIVITY LTD | OXSU-FERG16 | Phasing | 5
104285 | TERMINATION KIT,ELECTRICAL CABLE | Outdoor, 22kV, 185mm2 Al, Triplex XLPE Cable (1C wound 3 in hand) c/w Cold Shrink Cable Term Kit, Solvent Wipes, Cable Core Lugs, Screen Lug, | TECONN | TE CONNECTIVITY LTD | CSTO-ERG55 | Active | 1
104288 | TERMINATION KIT,ELECTRICAL CABLE | Indoor, 11kV, 185mm2 Al, Triplex XLPE Cable, for 11kV Magnefix MD Series RMU & SFU c/w Cold Shrink Cable Term Kit, Solvent Wipes, Holec 502.0043 Connection | TECONN | TE CONNECTIVITY LTD | IXSU-FERG12 | Phasing | 5
2497576 | WASTE DISPOSAL,HAZMAT | Asbestos Vacuum, H-Class Combo Kit, 30L Tank, 36V, Cordless c/w 2 x 18V 8Ah Batteries, Dual Charger & Accsry in 140L Yellow Wheelie Bin, Asbestos Waste Only | METABO | METABO TOOL COMPANY | AU60207520DOP | Active | 5
2497576 | WASTE DISPOSAL,HAZMAT | Asbestos Vacuum, H-Class Combo Kit, 30L Tank, 36V, Cordless c/w 2 x 18V 8Ah Batteries, Dual Charger & Accsry in 140L Yellow Wheelie Bin, Asbestos Waste Only | ALLENS | ALLENS INDUSTRIAL PRODUCTS | AU60207520DOP-KIT | Active | 1
2498269 | BLADE,KNIFE | Replacement Blade, 50mm Lg, S/Steel, suit HAUPA 201010 Flat Linemans Knife | AMPLITUD | AMPLITUDE PTY LTD (396777) | 201012/1 | Active | 1
2498624 | SHROUD,GRINDER | Milwaukee Surface Grinding Dust Shroud, 125mm Dia Cup Wheel, Universal Fit | MILWAUKE | MILWAUKEE POWER TOOLS | A49406100 | Active | 5
2498624 | SHROUD,GRINDER | Milwaukee Surface Grinding Dust Shroud, 125mm Dia Cup Wheel, Universal Fit | C&LTOOL | C&L TOOL CENTRE | MILWA49406100 | Active | 1
2476786 | TESTER,CABLE IDENTIFICATION | LV Cable Tracer Amplifier Probe | AMPLITUD | AMPLITUDE PTY LTD (396777) | 181CB | Active | 1
22486 | METER,WATTHOUR | Prog Id 10E22A, Mk10E, 3Ph, 4 Wire/ 3 Wire, 63.5/240VAC, 1-4A CT Aux Supply, Class 0.5, Powered Comms Port, Metering Dynamics Label c/w RJ45/RS232 Lead, | EDMI | EDMI PTY LTD | 1E00-23C0-611-27-F12-201300-03 | Active | 5
2479152 | GLOVES | Flying, Nomex, FR, Touch Screen Compatible, Size 9 | FHA | FLIGHT HELMETS AUSTRALIA | AV244-2 SIZE 9 | Active | 1
2479160 | GLOVES | Flying, Nomex, FR, Touch Screen Compatible, Size 10 | FHA | FLIGHT HELMETS AUSTRALIA | AV244-2 SIZE 10 | Active | 1
2479590 | TAPE,MEASURING | 1000V Insulated, Blade Length 3m, Graduations 1mm, Plastic Frame | ITL | INSULATED TOOLS LTD (MANUFACTURER) | 0185/IT/3MT | Active | 1
2479616 | WRENCH,OPEN END | Single Spanner, 1/2" Whitworth, 1000V Insulated | ITL | INSULATED TOOLS LTD (MANUFACTURER) | 230 | Active | 1
2476810 | DRILL,BATTERY | Handle for Milwaukee 18V Drill Model FPD2 | C&LTOOL | C&L TOOL CENTRE | MILWA204285003 | Active | 1
2476810 | DRILL,BATTERY | Handle for Milwaukee 18V Drill Model FPD2 | MILWAUKE | MILWAUKEE POWER TOOLS | 204285003 | Active | 5
2463115 | FLOWMETER | MX-Series Fuel Flow Meter, S/Steel Contruction, PTFE Encapsulated Seals, 6.35mm, 500 LPH Max Flow Rate, 1000 PSI Max Pressure | MACNGHT | MACNAUGHT PTY LTD | MX09P-1TA | Active | 5
2499374 | ENCLOSURE,ELECTRICAL BOX | AE Compact Enclosure, 380 x 380 x 210mm, S/Steel, IP66 c/w Mounting Plate, Single Door & 1 Cam Lock | RITTAL | RITTAL AUSTRALIA PTY LTD | AE1006.600 | Active | 5
1015016 | CONNECTOR SET,ELECTRICAL | Single Connector, 3 x 6 mm2 or 4 x 2.5 mm2 Cables, Translucent PP Housing, ZP Steel Screw, 40A 100/box 500 VAC | REXEL | REXEL AUSTRALIA | CLI563B/100 | Active | 1
2498392 | GUARD,POLE | 66kV Vertical Cable Termination, Cable Guard, Dwg 1101415-12 Rev 0B | ISM | ISM MANUFACTURING PTY LTD | ERGENE-1101415-12 | Active | 1
2405249 | CLAMP,INSULATION PIERCING | Connector, IPC, 150mm ABC Mains, to Bare Al Mains with S/Steel Hardware (P4) | SICAME | SICAME AUSTRALIA PTY LTD | NTD401AXFA | Active | 1
2498442 | NUT,PLAIN,WING | Lug-All Serial Hoist Wing Nut, for Handle Attachment | LUGALL | LUG-ALL (MANUFACTURER) | PLA-119 | Active | 5
2498442 | NUT,PLAIN,WING | Lug-All Serial Hoist Wing Nut, for Handle Attachment | TEN | THE ENERGY NETWORK (AUST) PTY LTD | PLA-119 | Active | 1
2498897 | RELAY,PROTECTION | FW R302, Txf 3 Winding Biased Diff, OC & EF, 24-48VDC Pwr, 10/11 IO, 48VDC Ctrl, 3x3Ph 5A CT, 1xN 5A CT, Vert Flush, DNP3 over RS232 or 100BaseFX MM LC Fibre Enet | SEL | SCHWEITZER ENGINEERING LAB PTY LTD | 07873EE2C1C1C76850430 | Active | 1
2498939 | RELAY,PROTECTION | FW R210-V3, Txf 2 Winding Diff, 110-250VDC Pwr, 10/11 IO, 110VDC Logic, 5A CT, Vert Flush, DNP3 over RS485 or 100BaseT Enet | SEL | SCHWEITZER ENGINEERING LAB PTY LTD | 0787EX1D1D1D75850330 | Active | 1
2498962 | RELAY,PROTECTION | FW R210-V3, Txf 2 Winding Biased Diff, OC & EF, 110-250VDC Pwr, 2/3 IO, 48VDC Ctrl & 8/8 IO, 110VDC Ctrl, 2x3Ph 5A CT, 1xN 5A CT, Vert Flush, DNP3 over RS485 | SEL | SCHWEITZER ENGINEERING LAB PTY LTD | 0787EX1C1D1D75850330 | Active | 1
2498970 | RELAY,PROTECTION | FW R210-V3, Txf 2 Winding Biased Diff, OC & EF, 110-250VDC Pwr, 10/11 IO, 48VDC Ctrl, 2x3Ph 1A CT, 1xN 1A CT, Vert Flush, DNP3 over RS485 or 100BaseT Enet | SEL | SCHWEITZER ENGINEERING LAB PTY LTD | 0787EX1C1C1C71810330 | Active | 1
2498988 | RELAY,PROTECTION | FW R210-V3, Txf 2 Winding Biased Diff, OC & EF, 110-250VDC Pwr, 10/11 IO, 48VDC Ctrl, 1x3Ph 1A CT, 1x3Ph 5A CT, 1xN 5A CT, 1xN 5A CT, Vert Flush, DNP3 over | SEL | SCHWEITZER ENGINEERING LAB PTY LTD | 0787EX1C1C1C75820330 | Active | 1
2478790 | CONVERSION KIT | Outdoor,72kV,300mm2, XLPE, u/w 150mm2 Self-Sup TERM, c/w Composite Insulator, APED 72kV P, CONT Stress Cone, Box Body, MTG Kit, K-TBXD 30 300 Top Bolt, JSA1 AL | NKT | NKT PTY LTD (AUSTRALIA) | APED 72 P 300 CONVERSION KIT | Active | 1
2479582 | FRAME,HAND HACKSAW | Junior Hacksaw, 1000V Insulated, 263mm Lg, Blade Length 130mm | PENTA | PENTA AUST (TMAC THEW & MCCANN/HYLEC) | PA23144 | Active | 1
2479582 | FRAME,HAND HACKSAW | Junior Hacksaw, 1000V Insulated, 263mm Lg, Blade Length 130mm | SIBILLE | SIBILLE FAMECA ELECTRIC (MANUFACTURER) | MS22J | Active | 2
2479657 | EXTRACTOR TOOL | Link Extractor, Female, 3/8" BSF, 1000V Insulated | ITL | INSULATED TOOLS LTD (MANUFACTURER) | 2490 | Active | 1
2479574 | COVERALLS,SAFETY,INDUSTRIAL | Disposable, Hooded, 3XL, Tyvek, Type 5 & 6, White | BLKWOODJ | J BLACKWOOD & SONS LIMITED | 5143254 | Active | 1
2479202 | CAP,UTILITY | Flight Helmet Skull Cap, Cotton, Size M | FHA | FLIGHT HELMETS AUSTRALIA | 95303 | Active | 1
22484 | METER,WATTHOUR | Prog Id 10E227, Mk10E, 3Ph, 4 Wire, 240VAC, 5-20A CT, Class 0.5, Powered Comms Port, Metering Dynamics Label, 5A CT Meter c/w RJ45/RS232 Lead, | EDMI | EDMI PTY LTD | 1E00-20H0-611-27-F12-201300-03 | Active | 5
2479970 | SWITCHBOARD,POWER | Isolation and Main Distribution Board, 48V DC, w/o Transducers, 2 x 100A CB, 3 x 63A CB, 2 x 2A CB, 1 x Anderson Plug | WEBER | WEBER SOUTH PACIFIC PTY LTD | DE-755030-M202 | Active | 1
2478899 | BLADE,RECIPROCATING SAW | Bi-Metal, Long Life, 59mm, 14 TPI, for Laminate, (P5) | MAKITA | MAKITA INDUSTRIAL POWER TOOLS | T101BIF | Active | 5
2478899 | BLADE,RECIPROCATING SAW | Bi-Metal, Long Life, 59mm, 14 TPI, for Laminate, (P5) | C&LTOOL | C&L TOOL CENTRE | MAKAT101BIF | Active | 1
2479665 | WRENCH,SOCKET | T Wrench, 1/2" Square Drive, 1000V Insulated, 310mm Lg | PENTA | PENTA AUST (TMAC THEW & MCCANN/HYLEC) | PA23209 | Active | 1
2479665 | WRENCH,SOCKET | T Wrench, 1/2" Square Drive, 1000V Insulated, 310mm Lg | SIBILLE | SIBILLE FAMECA ELECTRIC (MANUFACTURER) | MS72S 310 | Active | 2
2479624 | EXTRACTOR TOOL | Link Extractor, Male , 1/4" Whitworth, 1000V Insulated | ITL | INSULATED TOOLS LTD (MANUFACTURER) | 2360 | Active | 1
2497147 | LADDER,EXTENSION | 6.4m Fully Extended, with Red Running Brackets, Centre Pully, Rubber Feet, Arapoline Rope, Top Lash, White Fly Boot Protector, Pole Strap-Fly, Ergon Stip & | BRANACH | BRANACH MANUFACTURING PTY LTD | FED6.4 CP-RF-AR-TA-FW-PS-WP-SW | Active | 1
19818 | CLAMP,SUSPENSION | Downlead Cushion, OPGW 9.5 to 11.8mm Dia Cable Range, for Concrete Poles | PLP | PREFORMED LINE PRODUCTS (AUST) | OFDLC-8003041A | Active | 2
19818 | CLAMP,SUSPENSION | Downlead Cushion, OPGW 9.5 to 11.8mm Dia Cable Range, for Concrete Poles | TEN | THE ENERGY NETWORK (AUST) PTY LTD | OPGW-DL-18-CW | Active | 1
2497261 | SPLICE ENCLOSURE,FIBRE OPTIC | OPGW c/w Entry Glands & Nipples for 2 x 11.0 OD, SFPOC 72F SMOF OPGW, 3 x Splice Cassette, Tower/Pole Mount Hardware, Band-it strap not incl | OPTICAL | OPTICAL FIBRE SYSTEMS PTY LTD | OFS-1080-3-A00A-8160-008-160 | Active | 5
2497279 | SPLICE ENCLOSURE,FIBRE OPTIC | OPGW c/w Entry Glands & Nipples for 1 x 11.0 OD, SFPOC 72F SMOF OPGW & 1 x UG ADSS Cable, 3 x Splice Cassette, Tower/Pole Mount Hardware, | OPTICAL | OPTICAL FIBRE SYSTEMS PTY LTD | OFS-1080-3-A000-8160-006 | Active | 5
2497568 | JOINT,ELECTRICAL POWER CABLE | 33kV, 3Ph, Heatshrink Screen Break Joint suit 1000mm2 Al to 800mm2 Cu, 1C, XLPE/ CWS/LAT/LLDPE/MDPE (Polylam), c/w Shear Bolt Connectors & Screen Break Module | TECONN | TE CONNECTIVITY LTD | MXSU-6191-S-T9-AU01 | Active | 1
2497782 | RADIO UNIT,REMOTE | ODU 600v2, U6GHz, 6770-6980 TX High, T-R 340/345MHz | COMMTEL | COMMTEL NETWORK SOLUTIONS | ECH-U6-0340-012 | Active | 1
2497782 | RADIO UNIT,REMOTE | ODU 600v2, U6GHz, 6770-6980 TX High, T-R 340/345MHz | AVIAT | AVIAT NETWORKS | ECH-U6-0340-012 | Active | 5
2497832 | RADIO UNIT,REMOTE | ODU 600v2, 11GHz, 10915-11200 TX Low, T-R 490/500/520/530MHz | COMMTEL | COMMTEL NETWORK SOLUTIONS | ECH-11-0490-011 | Active | 1
2497832 | RADIO UNIT,REMOTE | ODU 600v2, 11GHz, 10915-11200 TX Low, T-R 490/500/520/530MHz | AVIAT | AVIAT NETWORKS | ECH-11-0490-011 | Active | 5
2497881 | RADIO UNIT,REMOTE | ODU 600v2, 13GHz, 13017-13157 TX High, T-R 266MHz | AVIAT | AVIAT NETWORKS | ECH-13-0266-012 | Active | 5
2497881 | RADIO UNIT,REMOTE | ODU 600v2, 13GHz, 13017-13157 TX High, T-R 266MHz | COMMTEL | COMMTEL NETWORK SOLUTIONS | ECH-13-0266-012 | Active | 1
2497899 | COUPLER | Coupler Assy, ODU 600v2, 6GHz Equal 3dB, V & H Polarisation | COMMTEL | COMMTEL NETWORK SOLUTIONS | 086-523300-063 | Active | 1
2497899 | COUPLER | Coupler Assy, ODU 600v2, 6GHz Equal 3dB, V & H Polarisation | AVIAT | AVIAT NETWORKS | 086-523300-063 | Active | 5
2497923 | COUPLER | Coupler Assy, XPIC 600v2, 6GHz OMT Assy | AVIAT | AVIAT NETWORKS | 086-523302-006 | Active | 5
2497923 | COUPLER | Coupler Assy, XPIC 600v2, 6GHz OMT Assy | COMMTEL | COMMTEL NETWORK SOLUTIONS | 086-523302-006 | Active | 1
2497956 | COUPLER | Coupler Assy, XPIC 600v2, 13GHz OMT Assy | AVIAT | AVIAT NETWORKS | 086-523302-013 | Active | 5
2497956 | COUPLER | Coupler Assy, XPIC 600v2, 13GHz OMT Assy | COMMTEL | COMMTEL NETWORK SOLUTIONS | 086-523302-013 | Active | 1
2497998 | RADIO UNIT,REMOTE | ODU 600v2, 13/15GHz Waveguide Transition Kit, WR62 Waveguide, UBR 140 Flange | AVIAT | AVIAT NETWORKS | 179-530500-013 | Active | 5
2497998 | RADIO UNIT,REMOTE | ODU 600v2, 13/15GHz Waveguide Transition Kit, WR62 Waveguide, UBR 140 Flange | COMMTEL | COMMTEL NETWORK SOLUTIONS | 179-530500-013 | Active | 1
2498194 | TRANSFORMER,DISTRIBUTION | Groundmount, 11kV, 750kVA, 3Ph, Air HV 180 LV Bsh, Natural Ester Oil Insulated, KNAN, DYN 11, 7 Tap Switch Positions, HV & LV Cable Boxes Fitted | TYREE | TYREE TRANSFORMERS PTY LTD | 750M4IEQ | Active | 1
2498228 | TRANSFORMER,DISTRIBUTION | Groundmount, 11kV, 1500kVA, 3Ph, Air HV 180 LV Bsh, Natural Ester Oil Insulated, KNAN, DYN 11, High Impedance, 7 Tap Switch Posn, HV & LV Cable Boxes Fitted | TYREE | TYREE TRANSFORMERS PTY LTD | 1500M4IEQZ | Active | 1
2498236 | TRANSFORMER,DISTRIBUTION | Groundmount, 33kV, 315VA, 3Ph, Air HV 180 LV Bsh, Natural Ester Oil Insulated, KNAN, Dzn0, 7 Tap Switch Positions, HV & LV Cable Boxes Fitted | TYREE | TYREE TRANSFORMERS PTY LTD | 315M6IEQ | Active | 1
2492825 | TRANSFORMER,CURRENT | Flexible, Rogowski Coil, Class S, 140mm Dia w/5m Lead, Set of 4, Colour Coded RD/BU/WH/BL | ROGOWSKI | ROGOWSKI TECHNOLOGY CO. LTD | CTA-0002 | Active | 1
21448 | MARKER STRIP | Type ZB8, Number 1 to 10, Vertical, White, suit Terminal Block 8.2mm W, Pack of 10 | HAYMANS | HAYMANS ELECTRICAL | PHO1052028:0001 | Active | 1
21448 | MARKER STRIP | Type ZB8, Number 1 to 10, Vertical, White, suit Terminal Block 8.2mm W, Pack of 10 | PHOENIX | PHOENIX CONTACT PTY LTD | 1052028:0001 | Active | 5
21449 | MARKER STRIP | Type ZB8, Number 11 to 20, Vertical, White, suit Terminal Block 8.2mm W, Pack of 10 | HAYMANS | HAYMANS ELECTRICAL | PHO1052028:0011 | Active | 1
21449 | MARKER STRIP | Type ZB8, Number 11 to 20, Vertical, White, suit Terminal Block 8.2mm W, Pack of 10 | PHOENIX | PHOENIX CONTACT PTY LTD | 1052028:0011 | Active | 5
21450 | MARKER STRIP | Type ZB8, Number 21 to 30, Vertical, White, suit Terminal Block 8.2mm W, Pack of 10 | HAYMANS | HAYMANS ELECTRICAL | PHO1052028:0021 | Active | 1
21450 | MARKER STRIP | Type ZB8, Number 21 to 30, Vertical, White, suit Terminal Block 8.2mm W, Pack of 10 | PHOENIX | PHOENIX CONTACT PTY LTD | 1052028:0021 | Active | 5
21452 | MARKER STRIP | Type ZB8, Number 41 to 50, Vertical, White, suit Terminal Block 8.2mm W, Pack of 10 | HAYMANS | HAYMANS ELECTRICAL | PHO1052028:0041 | Active | 1
21452 | MARKER STRIP | Type ZB8, Number 41 to 50, Vertical, White, suit Terminal Block 8.2mm W, Pack of 10 | PHOENIX | PHOENIX CONTACT PTY LTD | 1052028:0041 | Active | 5
21455 | MARKER STRIP | Type ZB10, Number 21 to 30, Vertical, White, suit Terminal Block 10.2mm W, Pack of 10 | HAYMANS | HAYMANS ELECTRICAL | PHO1053027:0021 | Active | 1
21455 | MARKER STRIP | Type ZB10, Number 21 to 30, Vertical, White, suit Terminal Block 10.2mm W, Pack of 10 | PHOENIX | PHOENIX CONTACT PTY LTD | 1053027:0021 | Active | 5
21456 | MARKER STRIP | Type ZB10, Number 31 to 40, Vertical, White, suit Terminal Block 10.2mm W, Pack of 10 | HAYMANS | HAYMANS ELECTRICAL | PHO1053027:0031 | Active | 1
21456 | MARKER STRIP | Type ZB10, Number 31 to 40, Vertical, White, suit Terminal Block 10.2mm W, Pack of 10 | PHOENIX | PHOENIX CONTACT PTY LTD | 1053027:0031 | Active | 5
21457 | MARKER STRIP | Type ZB10, Number 41 to 50, Vertical, White, suit Terminal Block 10.2mm W, Pack of 10 | HAYMANS | HAYMANS ELECTRICAL | PHO1053027:0041 | Active | 1
21457 | MARKER STRIP | Type ZB10, Number 41 to 50, Vertical, White, suit Terminal Block 10.2mm W, Pack of 10 | PHOENIX | PHOENIX CONTACT PTY LTD | 1053027:0041 | Active | 5
2498376 | BRACKET,MOUNTING | 66kV Vertical Cable Termination, Sealing End, Steelwork, Dwg 1101415-10 Rev 0B | ISM | ISM MANUFACTURING PTY LTD | ERGENE-1101415-10 | Active | 1
2498384 | BRACKET,MOUNTING | 66kV Vertical Cable Termination, Support Steelwork, Dwg 1101415-11 Rev 0B | ISM | ISM MANUFACTURING PTY LTD | ERGENE-1101415-11 | Active | 1
104293 | TERMINATION KIT,ELECTRICAL CABLE | Outdoor, LV, 240mm2 Al, 4 Core Sector XLPE Cable, Insect Protected c/w Cable Term Kit, Solvent Wipes, Crimp Cable Lugs, ETS14-02-01 (scm) | TECONN | TE CONNECTIVITY LTD | EPKT-ERG7 | Active | 1
104318 | TERMINATION KIT,ELECTRICAL CABLE | Indoor, 11kV, 240mm2 Cu, Triplex XLPE Cable, Insect Protected, Connect to Magnefix MD Series Switchgear c/w Cold Shrink Cable Term Kit, Crimp Cable | TECONN | TE CONNECTIVITY LTD | IXSU-FERG12 | Phasing | 5
2496974 | GATE | HA1, Heavy Box Stay Assy, Adjustable Bolt Together Kit c/w 2 x 8ft Bar Gate, suit High Tension & Reactive Soil | HOLDFAST | HOLDFAST ACCESS SOLUTIONS | HA1 | Active | 1
2496982 | GATE | HA2, Heavy Box Stay Assy, Adjustable Bolt Together Kit c/w 2 x 8ft Mesh Gate, suit High Tension & Reactive Soil | HOLDFAST | HOLDFAST ACCESS SOLUTIONS | HA2 | Active | 1
2496990 | GATE | LA1, Light Box Stay Assy, Adjustable Bolt Together Kit c/w 2 x 8ft Bar Gate, suit most Rural Fencing Applications | HOLDFAST | HOLDFAST ACCESS SOLUTIONS | LA1 | Active | 1
2497188 | TESTER | MIT330, 1kV Insulation & Continuity Tester, Digital/Analogue Backlit Display & Range Selection, Adjustable Limits, Switch Test Probe, Test Result Storage, | MEGGER | MEGGER LIMITED PTY | MIT330-EN | Active | 1
2497196 | HOOK,UNIVERSAL SWITCH | Quick Grab Dual-Probe, Arched Shaped Head, Brass Alloy, Sunrise Attachment, for Drop-Out Fuse Operation | AMPLITUD | AMPLITUDE PTY LTD (396777) | USSA-QGP | Active | 1
2405425 | REACTOR-TRANSFORMER | Pole Mount, 19.1kV, 50kVAr, 1 Ph Shunt (scm) | ABBAUST | ABB AUSTRALIA PTY LTD | 250794 | Active | 1
2496859 | ISOLATOR | Switch Disconnector Acti9, iSW, 1P, 63A, 240V | SCHNEIDR | SCHNEIDER PTY LTD (MANUFACTURER) | A9S66163 | Active | 1
24852 | HOIST,CHAIN | Vital Lever Hoist, 1.5m Height of Lift, 250kg WLL, 4mm Chain, AS1418.2 | STEHOUSE | STENHOUSE LIFTING & SAFETY SOLUTIONS | VLB202 | Active | 1
2479632 | EXTRACTOR TOOL | Link Extractor, Male , 5/16" Whitworth, 1000V Insulated | ITL | INSULATED TOOLS LTD (MANUFACTURER) | 2370 | Active | 1
23378 | FUSE LINK,ENCLOSED ELEMENT | Type 12k, 12A, 23kV, Air Insulated, HRC Current Limiting, Spade Terminals Each End | ACCULEC | ACCULEC PTY LTD (303899) | HTDE25(9)012 | Active | 1
24218 | STEPLADDER | Folding Step Stool, 2 Ft, Rated to 136Kg, Plastic, 2 Step, Industrial Use, 10Kg | AMPLITUD | AMPLITUDE PTY LTD (396777) | FG420903CYLND | Active | 1
2476802 | DRILL,BATTERY | Handle for Milwaukee 18V Drill Model FPD | C&LTOOL | C&L TOOL CENTRE | MILWA203148007 | Active | 1
2476802 | DRILL,BATTERY | Handle for Milwaukee 18V Drill Model FPD | MILWAUKE | MILWAUKEE POWER TOOLS | 203148007 | Active | 5
2482750 | SWITCHBOARD,POWER | Transformer Switchgear Unit, 12kV, 1250A 25kA, 2000A Bus Metal Encl Fixed Switchgear & Control Gear Assy c/w 110V DC Aux Supply, incl CTs for | TAMCO | TAMCO SWITCHGEAR (MANUFACTURER) | 11010 | Active | 1
2482750 | SWITCHBOARD,POWER | Transformer Switchgear Unit, 12kV, 1250A 25kA, 2000A Bus Metal Encl Fixed Switchgear & Control Gear Assy c/w 110V DC Aux Supply, incl CTs for | TAMCO | TAMCO SWITCHGEAR (MANUFACTURER) | T11-VHIF1250TRXNORELAY | Active | 5
2482776 | SWITCHBOARD,POWER | Transformer Switchgear Unit, 24kV, 1250A 25kA, 1250A Bus Metal Encl Fixed Switchgear & Control Gear Assy c/w 110V DC Aux Supply, incl CTs for | TAMCO | TAMCO SWITCHGEAR (MANUFACTURER) | 22006 | Active | 1
2482776 | SWITCHBOARD,POWER | Transformer Switchgear Unit, 24kV, 1250A 25kA, 1250A Bus Metal Encl Fixed Switchgear & Control Gear Assy c/w 110V DC Aux Supply, incl CTs for | TAMCO | TAMCO SWITCHGEAR (MANUFACTURER) | T4-GV3N1250TRXNORELAY | Active | 5
2499127 | SIGN | Flex DNOB 150mm x 75mm d/s laminated reflective (Do Not Operate) banner tags with 10mm hole | SHANNON | SHANNON SIGN COMPANY PTY LTD | FLEXIBLEDNOB150X75 | Active | 1
2499705 | CLAMP,SUSPENSION | Straight-Line, LVABC, Fully Supported, Al Alloy, 4 x 35mm2, 20 to 27mm Dia Circ c/w Insulating Insert Clamp to have Roller Attachment Holes, Pack of 20 | SICAME | SICAME AUSTRALIA PTY LTD | SC435 | Active | 1
2499762 | METER,POWER QUALITY | Acuvim IIW, Integrated Display, 1A or 5A CT Input, 20-60V DC Supply Input, Panel Mounted, optional DIN Adaptor | WEBER | WEBER SOUTH PACIFIC PTY LTD | ACC-IIW-D-5A-P2V3 | Active | 1
2499796 | ADAPTOR | DIN-Rail Adaptor Mount, for Acuvim II Series-D Integrated LCD Screen Meters | WEBER | WEBER SOUTH PACIFIC PTY LTD | ACC-AXM-DIN R14 | Active | 1
2499804 | MODULE | AXM-WEB2 Acuvim II Comms Module, Dual Ethernet Ports, 8GB Storage, no WiFi | WEBER | WEBER SOUTH PACIFIC PTY LTD | ACC-AXM-WEB2-D | Active | 1
2497865 | RADIO UNIT,REMOTE | ODU 600v2, 11GHz, 11200-11505 TX High, T-R 490/500/520/530MHz | COMMTEL | COMMTEL NETWORK SOLUTIONS | ECH-11-0530-012 | Active | 1
2497865 | RADIO UNIT,REMOTE | ODU 600v2, 11GHz, 11200-11505 TX High, T-R 490/500/520/530MHz | AVIAT | AVIAT NETWORKS | ECH-11-0530-012 | Active | 5
2497873 | RADIO UNIT,REMOTE | ODU 600v2, 13GHz, 12751-12891 TX Low, T-R 266MHz | COMMTEL | COMMTEL NETWORK SOLUTIONS | ECH-13-0266-011 | Active | 1
2497873 | RADIO UNIT,REMOTE | ODU 600v2, 13GHz, 12751-12891 TX Low, T-R 266MHz | AVIAT | AVIAT NETWORKS | ECH-13-0266-011 | Active | 5
2497949 | COUPLER | Coupler Assy, XPIC 600v2, 10/11GHz OMT Assy | AVIAT | AVIAT NETWORKS | 086-523302-011 | Active | 5
2497949 | COUPLER | Coupler Assy, XPIC 600v2, 10/11GHz OMT Assy | COMMTEL | COMMTEL NETWORK SOLUTIONS | 086-523302-011 | Active | 1
2466035 | KNIFE,LINEMANS | Cable Jointers Blade, Cable Stripping, Fixed Blade, 175mm Lg | TECONN | TE CONNECTIVITY LTD | EXRM-0607 | Active | 1
2466035 | KNIFE,LINEMANS | Cable Jointers Blade, Cable Stripping, Fixed Blade, 175mm Lg | RAYCHEM | RAYCHEM (AUSTRALIA) PTY LTD | EXRM-0607 | Active | 2
2472959 | KNIFE,LINEMANS | Hacking Knife, 115mm blade | LEGEND | LEGEND POWER SYSTEMS | MSS-FP182 | Active | 1
2473007 | KNIFE,LINEMANS | Polymeric insulated knife. Used to remove insulation and sheathing from Armoured power cables. | HAYMANS | HAYMANS ELECTRICAL | WAT10530 | Active | 1
2473007 | KNIFE,LINEMANS | Polymeric insulated knife. Used to remove insulation and sheathing from Armoured power cables. | AMPLITUD | AMPLITUDE PTY LTD (396777) | AMP120-CS | Active | 2
2473007 | KNIFE,LINEMANS | Polymeric insulated knife. Used to remove insulation and sheathing from Armoured power cables. | IPDGROUP | IPD GROUP LIMITED | AMP120-CS | Active | 2
2422079 | SHOTGUN STICK SET | c/w Shotgun Stick Sectional 1800mm with 300mm Head, Shotgun Extension 600mm, Silicon Cloth, Disconnect Hook, Fuse Pillar, Met Guard Ring placed/affixed at | HASTINGS | HASTINGS (MANUFACTURER) | 81-706-K2 | Active | 5
2422079 | SHOTGUN STICK SET | c/w Shotgun Stick Sectional 1800mm with 300mm Head, Shotgun Extension 600mm, Silicon Cloth, Disconnect Hook, Fuse Pillar, Met Guard Ring placed/affixed at | TEN | THE ENERGY NETWORK (AUST) PTY LTD | 81-706-K2 | Active | 1
2498491 | COUPLING,HOSE | Replacement Coupling Bush, 28mm/35mm, for Metabo H-Class Battery Vacuum | METABO | METABO TOOL COMPANY | 635409000 | Active | 5
2498491 | COUPLING,HOSE | Replacement Coupling Bush, 28mm/35mm, for Metabo H-Class Battery Vacuum | ALLENS | ALLENS INDUSTRIAL PRODUCTS | 635409000 | Active | 1
2498533 | WHEEL | Replacement Wheel, Rear, for Metabo H-Class Battery Vacuum | METABO | METABO TOOL COMPANY | 343460360 | Active | 5
2498533 | WHEEL | Replacement Wheel, Rear, for Metabo H-Class Battery Vacuum | ALLENS | ALLENS INDUSTRIAL PRODUCTS | 343460360 | Active | 1
2498558 | TOOL,VACUUM CLEANER | Suction Nozzle 35mm, 120mm W, for Metabo H-Class Battery Vacuum | METABO | METABO TOOL COMPANY | 630320000 | Active | 5
2498558 | TOOL,VACUUM CLEANER | Suction Nozzle 35mm, 120mm W, for Metabo H-Class Battery Vacuum | ALLENS | ALLENS INDUSTRIAL PRODUCTS | 630320000 | Active | 1
2498574 | BOX,STORAGE | Metabox 145, Empty, for Metabo H-Class Battery Vacuum | METABO | METABO TOOL COMPANY | 626883000 | Active | 5
2498574 | BOX,STORAGE | Metabox 145, Empty, for Metabo H-Class Battery Vacuum | ALLENS | ALLENS INDUSTRIAL PRODUCTS | 626883000 | Active | 1
2498582 | COUPLING,HOSE | Replacement Coupling Bush, 40mm/45mm, for Metabo H-Class Battery Vacuum | METABO | METABO TOOL COMPANY | 635408000 | Active | 5
2498582 | COUPLING,HOSE | Replacement Coupling Bush, 40mm/45mm, for Metabo H-Class Battery Vacuum | ALLENS | ALLENS INDUSTRIAL PRODUCTS | 635408000 | Active | 1
2498590 | TOOL,VACUUM CLEANER | Upholstery Brush Quick 35mm, for Metabo H-Class Battery Vacuum | METABO | METABO TOOL COMPANY | 635415000 | Active | 5
2498590 | TOOL,VACUUM CLEANER | Upholstery Brush Quick 35mm, for Metabo H-Class Battery Vacuum | ALLENS | ALLENS INDUSTRIAL PRODUCTS | 635415000 | Active | 1
24214 | HOIST,CHAIN | Vital Lever Hoist, 1.5m Height of Lift, 1.6t WLL, AS1418.2 | STEHOUSE | STENHOUSE LIFTING & SAFETY SOLUTIONS | VR2-15 | Active | 1
2498012 | SPLICE ENCLOSURE,FIBRE OPTIC | OTP, FACT Cabinet Kit, 56 FACT Elements, Right Hand Patching c/w 8 x Cable Fan Out, 1 x Side Panel Kit & 1 x Door Kit, 2200 x 1050 x 300mm | OPTICAL | OPTICAL FIBRE SYSTEMS PTY LTD | OFS-CSPN-101 | Active | 1
2498020 | SPLICE ENCLOSURE,FIBRE OPTIC | OTP, FOMS-FIST SCA Kit, 96-Way SCA, 2RU, 19" Rack Mount, 100 x Splice Prot, 96 x SCA Thru Adpts, 96 x SCA SMOF Pigtails c/w FIST Mounting Brackets | OPTICAL | OPTICAL FIBRE SYSTEMS PTY LTD | OFS-CSPN-102 | Active | 1
2498053 | SPLICE ENCLOSURE,FIBRE OPTIC | OTP, FOMS-FACT SCA Kit, 96-Way SCA, 2RU, 19" Rack Mount, 100 x Splice Prot, 96 x SCA Thru Adpts, 96 x SCA SMOF Pigtails c/w FACT Mounting Brackets | OPTICAL | OPTICAL FIBRE SYSTEMS PTY LTD | OFS-CSPN-105 | Active | 1
2498061 | SPLICE ENCLOSURE,FIBRE OPTIC | OTP, FOMS-FACT SCA Kit, 48-Way SCA, 1RU, 19" Rack Mount, 50 x Splice Prot, 48 x SCA Thru Adpts, 48 x SCA SMOF Pigtails c/w FACT Mounting Brackets | OPTICAL | OPTICAL FIBRE SYSTEMS PTY LTD | OFS-CSPN-106 | Active | 1
2498079 | SPLICE ENCLOSURE,FIBRE OPTIC | OTP, FOMS-FACT DLC Kit, 48-Way LC, 1RU, 19" Rack Mount, 25 x Splice Prot, 12 x DLC OM3 Thru Adpts, 24 x LC OM3 Pigtails c/w FACT Mounting Brackets | OPTICAL | OPTICAL FIBRE SYSTEMS PTY LTD | OFS-CSPN-107 | Active | 1
2498103 | ADAPTOR,CONNECTOR,FIBRE OPTIC | E2000/APC Through Adaptor, SMOF, Green | OPTICAL | OPTICAL FIBRE SYSTEMS PTY LTD | OFS-E2000/APC-ADT-SM | Active | 1
2498111 | ADAPTOR,CONNECTOR,FIBRE OPTIC | Simplex FC Through Adaptor, SMOF, D-Hole Cutout | OPTICAL | OPTICAL FIBRE SYSTEMS PTY LTD | OFS-FC-ADT-SM-D | Active | 1
2498129 | ADAPTOR,CONNECTOR,FIBRE OPTIC | Simplex SC Through Adaptor, SMOF, Flangeless, Blue | OPTICAL | OPTICAL FIBRE SYSTEMS PTY LTD | OFS-SSC-ADT-SM-NF | Active | 1
2452597 | ADAPTOR,CONNECTOR,FIBRE OPTIC | ST Through Adaptor, MMOF, Metal | OPTICAL | OPTICAL FIBRE SYSTEMS PTY LTD | OFS-ST-ADT-MM | Active | 1
2498137 | CABLE ASSY,FIBRE OPTIC | Pigtail, 1.5m Lg, LC/UPC Connector, OM3 | OPTICAL | OPTICAL FIBRE SYSTEMS PTY LTD | OFS-CAB-500-VO-015 | Active | 5
2498137 | CABLE ASSY,FIBRE OPTIC | Pigtail, 1.5m Lg, LC/UPC Connector, OM3 | OPTICAL | OPTICAL FIBRE SYSTEMS PTY LTD | CAB-500-VO-015 | Active | 1
2498145 | CABLE ASSY,FIBRE OPTIC | Pigtail, 1.5m Lg, E2000/APC Connector, OM3 | OPTICAL | OPTICAL FIBRE SYSTEMS PTY LTD | OFS-CAB-503-XO-015 | Active | 5
2498145 | CABLE ASSY,FIBRE OPTIC | Pigtail, 1.5m Lg, E2000/APC Connector, OM3 | OPTICAL | OPTICAL FIBRE SYSTEMS PTY LTD | CAB-503-XO-015 | Active | 1
2498152 | CABLE ASSY,FIBRE OPTIC | Pigtail, 1.5m Lg, SC Connector, Tight Buffered Fibre, SMOF, Yellow | OPTICAL | OPTICAL FIBRE SYSTEMS PTY LTD | OFS-CAB-090-JO-015 | Active | 5
2498152 | CABLE ASSY,FIBRE OPTIC | Pigtail, 1.5m Lg, SC Connector, Tight Buffered Fibre, SMOF, Yellow | OPTICAL | OPTICAL FIBRE SYSTEMS PTY LTD | CAB-090-JO-015 | Active | 1
2479962 | SWITCHBOARD,POWER | Isolation and Main Distribution Board, 48V DC, c/w Transducers, 2 x 100A CB, 3 x 63A CB, 2 x 2A CB, 1 x Anderson Plug | WEBER | WEBER SOUTH PACIFIC PTY LTD | DE-755010-M201 | Active | 1
2417558 | ASCENDER | Grip, Right Hand, Aust Std AS/NZS4488.1 | HGHTDYNM | HEIGHT DYNAMICS | PETZL A060 B17 WRA | Active | 2
2417558 | ASCENDER | Grip, Right Hand, Aust Std AS/NZS4488.1 | HGHTDYNM | HEIGHT DYNAMICS | A060,B17ARA | Active | 1
22364 | ANTENNA | 3G/4G Low Profile Antenna, 700-2700MHz, c/w Mounting Stud, 1.5m Coaxial Lead, FME Connector & Red Heatshrink | INTERCEL | INTERCEL PTY LTD | ANTLTE3SP | Active | 5
104491 | TERMINATION KIT,ELECTRICAL CABLE | Indoor, 11kV, 185mm2 Al, Triplex XLPE Cable, Insect Protected, for 11kV Magnefix MD Series Switchgear c/w Cold Shrink Cable Term Kit, Holec | TECONN | TE CONNECTIVITY LTD | IXSU-FERG12 | Phasing | 1
104492 | TERMINATION KIT,ELECTRICAL CABLE | Indoor, 11kV, 185mm2 Al, Triplex XLPE Cable, Insect Protected, for 11kV ABB SD Series RMU c/w Cold Shrink Cable Term Kit, Bushing Insulation, Crimp Cable | TECONN | TE CONNECTIVITY LTD | IXSU-FERG13 | Phasing | 1
104494 | TERMINATION KIT,ELECTRICAL CABLE | 11kV, 35mm2; Al Triplex (1C wound 3 in hand) XLPE Cable Insect Protected, for 11kV Magnefix MD Series RMU c/w Cable Term Kit, Holec 502.0047/3 Connection | INTERENG | INTERTECH ENGINEERING PTY LTD | E104494 | Active | 1
104523 | TERMINATION KIT,ELECTRICAL CABLE | Preformed Helical, FT, suit Short Span, ADSS 36/48 Optical Fibre Cable, 13.8-14.6mm Dia c/w Clevis Thimble, Support Rod, Ext Link & Helical | PLP | PREFORMED LINE PRODUCTS (AUST) | ADSSTS-138-SG | Active | 1
104524 | TERMINATION KIT,ELECTRICAL CABLE | Preformed Helical, FT, suit Long Span, ADSS 36/48 Optical Fibre Cable, 18.0-18.9mm Dia c/w Clevis Thimble, Support Rod, Ext Link & Helical | PLP | PREFORMED LINE PRODUCTS (AUST) | ADSSTS-180-LG | Active | 1
104406 | WASHER,SPRING TENSION | M8, S/Steel Gde 316 (P100) | GLBFAST | GLOBAL FASTENERS (QLD) PTY LTD | WSPS6M08M | Active | 2
104406 | WASHER,SPRING TENSION | M8, S/Steel Gde 316 (P100) | THEBLTPL | THE BOLT PLACE | 104406 | Active | 1
1778010 | WASHER,SPRING TENSION | M16, Single Coil, S/Steel Gde 316, Aust Std (P100) | THEBLTPL | THE BOLT PLACE | 1778010 | Active | 1
1778010 | WASHER,SPRING TENSION | M16, Single Coil, S/Steel Gde 316, Aust Std (P100) | BLKWOODJ | J BLACKWOOD & SONS LIMITED | 6990017 | Active | 2
1778018 | WASHER,SPRING TENSION | Belleville, M10, S/Steel Gde 301 (P100) | THEBLTPL | THE BOLT PLACE | 1778018 | Active | 1
1778026 | WASHER,SPRING TENSION | Belleville, M12, 38mm OD, S/Steel Gde 316 (P100) | HOBSON | HOBSON ENGINEERING CO PTY LTD | XEWR16BM12038 | Active | 1
1778034 | WASHER,SPRING TENSION | Belleville, M16, S/Steel Gde 316 (P100) | THEBLTPL | THE BOLT PLACE | 1778034 | Active | 1
1779138 | WASHER,SPRING TENSION | M10, S/Steel Gde 316 (P100) (scm) | HOBSON | HOBSON ENGINEERING CO PTY LTD | WR16SM10 | Active | 1
1779138 | WASHER,SPRING TENSION | M10, S/Steel Gde 316 (P100) (scm) | GLBFAST | GLOBAL FASTENERS (QLD) PTY LTD | WSPS6M10M | Active | 2
1779139 | WASHER,SPRING TENSION | M12, S/Steel Gde 316 (P100) (scm) | HOBSON | HOBSON ENGINEERING CO PTY LTD | WR16SM12 | Active | 1
1779154 | WASHER,SPRING TENSION | M10, Galv (P100) (scm) | THEBLTPL | THE BOLT PLACE | 1779154 | Active | 1
1779156 | WASHER,SPRING TENSION | M12, Galv (P100) (scm) | THEBLTPL | THE BOLT PLACE | 1779156 | Active | 1
1779160 | WASHER,SPRING TENSION | M20, Galv (P100) (scm) | HOBSON | HOBSON ENGINEERING CO PTY LTD | WRMSGSM20 | Active | 1
1779168 | WASHER,SPRING TENSION | M24, Galv (P50) (scm) | HOBSON | HOBSON ENGINEERING CO PTY LTD | WRMSGSM24 | Active | 1
2400108 | WASHER,SPRING TENSION | M60, TS, 35Deg, Galv, Bevel (P25) | THEBLTPL | THE BOLT PLACE | 2400108 | Active | 1
2498699 | LADDER KIT | Lacket, A-Stand Ladder Attachment c/w Case | LACKET | THE LACKET COMPANY | A-STAND ATTACHMENT & CASE | Active | 1
2416642 | SCREWDRIVER,FLAT TIP | 5.5 x 150, Insulated 1000V, for Insulated Tool Kit | PENTA | PENTA AUST (TMAC THEW & MCCANN/HYLEC) | PA23076 | Active | 1
2416642 | SCREWDRIVER,FLAT TIP | 5.5 x 150, Insulated 1000V, for Insulated Tool Kit | HYLEC | HYLEC ENERGY SOLUTIONS | IS18DB-5.5X150 | Active | 2
2416642 | SCREWDRIVER,FLAT TIP | 5.5 x 150, Insulated 1000V, for Insulated Tool Kit | TEN | THE ENERGY NETWORK (AUST) PTY LTD | TB-5.5X150 | Active | 2
2416659 | SCREWDRIVER,FLAT TIP | 6.5 x 150, Insulated 1000V, for Insulated Tool Kit | PENTA | PENTA AUST (TMAC THEW & MCCANN/HYLEC) | PA23077 | Active | 1
2416659 | SCREWDRIVER,FLAT TIP | 6.5 x 150, Insulated 1000V, for Insulated Tool Kit | TEN | THE ENERGY NETWORK (AUST) PTY LTD | TB-6.5X150 | Active | 2
2416659 | SCREWDRIVER,FLAT TIP | 6.5 x 150, Insulated 1000V, for Insulated Tool Kit | HYLEC | HYLEC ENERGY SOLUTIONS | IS18DB-6.5X150 | Active | 2
2416675 | SCREWDRIVER,FLAT TIP | 10 x 150, Insulated 1000V, for Insulated Tool Kit | PENTA | PENTA AUST (TMAC THEW & MCCANN/HYLEC) | PA23074 | Active | 1
2416675 | SCREWDRIVER,FLAT TIP | 10 x 150, Insulated 1000V, for Insulated Tool Kit | HYLEC | HYLEC ENERGY SOLUTIONS | IS18DB-10X150 | Active | 2
2416675 | SCREWDRIVER,FLAT TIP | 10 x 150, Insulated 1000V, for Insulated Tool Kit | TEN | THE ENERGY NETWORK (AUST) PTY LTD | TB-10X150 | Active | 2
2484269 | SCREWDRIVER,FLAT TIP | Sunrise Attachment (Live Line Tools) | RITZ | RITZ FERRAMENTAS (MANUFACTURER) | RM4455-28 | Active | 1
22912 | AMMETER | High Voltage Ammeter; Sensorlink Ampstik Model 8-024 Plus; Wide Jaw High Voltage True RMS Ammeter Stores 4 Readings; Voltage 0-400 KV; Current 1 - 2000 A; | AMPSTIK | SENSORLINK AMPSTIK (MANUFACTURER) | 8-024 PLUS | Active | 5
22912 | AMMETER | High Voltage Ammeter; Sensorlink Ampstik Model 8-024 Plus; Wide Jaw High Voltage True RMS Ammeter Stores 4 Readings; Voltage 0-400 KV; Current 1 - 2000 A; | SICAME | SICAME AUSTRALIA PTY LTD | 8-024 PLUS | Active | 1
2430486 | AMMETER | HV Meter, Sensor Opening 635mm, 1-5000A at 0-500kV, Stores Multiple Readings, ETS RSE04 Sched 12 | SICAME | SICAME AUSTRALIA PTY LTD | 8-020-XT PLUS | Active | 1
2430486 | AMMETER | HV Meter, Sensor Opening 635mm, 1-5000A at 0-500kV, Stores Multiple Readings, ETS RSE04 Sched 12 | AMPSTIK | SENSORLINK AMPSTIK (MANUFACTURER) | 8-020XT PLUS | Active | 5
2456507 | AMMETER | Digital, Clamp, CAT IV-600V, 1000V, 1000A c/w 450mm Flexible Current Probe, TL75 Test Leads & Soft Cased | PWRHDIST | POWERHOUSE DISTRIBUTION | FLUKE 376 | Active | 2
2456507 | AMMETER | Digital, Clamp, CAT IV-600V, 1000V, 1000A c/w 450mm Flexible Current Probe, TL75 Test Leads & Soft Cased | GILBERT | GILBERT LODGE AUSTRALIA PTY LTD | FLU376-FC | Active | 1
2456507 | AMMETER | Digital, Clamp, CAT IV-600V, 1000V, 1000A c/w 450mm Flexible Current Probe, TL75 Test Leads & Soft Cased | FLUKE | FLUKE AUSTRALIA PTY LTD (MANUFACTURER) | MODEL 376 | Active | 5
2470268 | CONNECTOR ELBOW | Set of 3, 630A, Bolted, suit 33kV 1 Core 50-120mm2 Cu, 50-150mm2 Al, Insect Protected Cable c/w Crimp Lugs for CWS both 35mm2 & 95mm2 (scm) | NKT | NKT PTY LTD (AUSTRALIA) | 36-630-50-120-EE | Active | 2
2470268 | CONNECTOR ELBOW | Set of 3, 630A, Bolted, suit 33kV 1 Core 50-120mm2 Cu, 50-150mm2 Al, Insect Protected Cable c/w Crimp Lugs for CWS both 35mm2 & 95mm2 (scm) | NKT | NKT PTY LTD (AUSTRALIA) | NKT-2633117 | Active | 1
2470268 | CONNECTOR ELBOW | Set of 3, 630A, Bolted, suit 33kV 1 Core 50-120mm2 Cu, 50-150mm2 Al, Insect Protected Cable c/w Crimp Lugs for CWS both 35mm2 & 95mm2 (scm) | NKT | NKT PTY LTD (AUSTRALIA) | 2633117 | Active | 2
2500478 | STEP,POLE | Tower Step, M20 Bolt 220mm Lg, & Fall Arrest A2 Anchor Assy c/w Mounting Plate & Bar 350mm Lg, Dwg 10021405 Sht 02 | EQLWS | EQL PROVISION OF WORKSHOP SERVICES | 10021405 SHEET 02 | Active | 1
2451565 | RELAY,PROTECTION | 2 Element 2HSM512, 125V DC, 5 N/O Contacts per Element, Self-reset High Speed Contacts, Hand Reset Flag c/w 2M28 case | RMSPROD | RMS PRODUCTS (RELAY MONITORING SYSTEMS) | 3A023K04 | Active | 5
2457331 | RELAY,PROTECTION | Model 0311C11HA4D5621, Distance, Additional 8/12 I/O, 125-250V DC Power Supply, 5A Secondary Input Current, 250V DC Control Input Voltage, DNP3 | SEL | SCHWEITZER ENGINEERING LAB PTY LTD | 0311C11HA4D5621 | Active | 5
2468312 | RELAY,PROTECTION | GE Optional Module, 6T, 4 Form-A (no monitoring) Outputs, 8 Contact Inputs | GE | GENERAL ELECTRIC COMPANY | UR-6TH | Active | 5
2500528 | ROPE,FIBROUS | Big Shot Rope Launcher Kit c/w storage bag | AMPLITUD | AMPLITUDE PTY LTD (396777) | BSKITEQL | Active | 1
2500536 | HOLSTER,DRILL | Drill Holder Kit inc. Hook, Lanyard & Harness | AMPLITUD | AMPLITUDE PTY LTD (396777) | DG001.2 | Active | 1
2491371 | DIE,CRIMPING TOOL | Compression, Hex, 6T, 21.5mm A/F, ABC 95-120mm2, 9.0mm W | AMPLITUD | AMPLITUDE PTY LTD (396777) | E22/215 | Active | 1
17197 | DIE,COMPRESSION | Hex Crimp, Al, 12T, 21mm A/F, 18mm W, for Al Based Compression Fittings | SPECFORC | SPECIALISED FORCE PTY LTD | 12T-21.0AFAL | Active | 2
17197 | DIE,COMPRESSION | Hex Crimp, Al, 12T, 21mm A/F, 18mm W, for Al Based Compression Fittings | TEN | THE ENERGY NETWORK (AUST) PTY LTD | K12-21.0-AL | Active | 1
2406086 | TERMINATION KIT,ELECTRICAL CABLE | Indoor, LV HS PLYSW, 4 Core, 185mm2 | GILBERT | GILBERT LODGE AUSTRALIA PTY LTD | TKN185/400BD400 | Active | 2
2406086 | TERMINATION KIT,ELECTRICAL CABLE | Indoor, LV HS PLYSW, 4 Core, 185mm2 | EATONELE | EATON ELECTRIC SYSTEMS PTY LTD | TKN185/400BD400 | Active | 1
2500049 | HOSE | Karcher, HP, 10m, TR Pipe DN6 Max2 Hose c/w Rotating Nozzle, Ball Protector, Clip-on attachment to Gun, for washing EWP Booms Internally | KARCHER | KARCHER AUSTRALIA | 6.110-046.0 KIT | Active | 5
2500049 | HOSE | Karcher, HP, 10m, TR Pipe DN6 Max2 Hose c/w Rotating Nozzle, Ball Protector, Clip-on attachment to Gun, for washing EWP Booms Internally | KARCHER | KARCHER AUSTRALIA | 6.110-046.0 | Active | 1
2400589 | FUSE,CARTRIDGE | 25A, 69kV, Boric Acid Filled, Standard Speed, suit SMD-1A Fuse Mounts | S&C ELEC | S&C ELECTRIC COMPANY | 446025R1 | Active | 1
2500445 | CAPACITOR ASSEMBLY | Type CHD500B, 94.6uF, 300kVAr, 3.2kV, 50Hz, 1 Ph, Capacitor Can, Insulation 28/95, Fluid Type M/DBT, AS 2897, ABB, YOM 1997 | ABBAUST | ABB AUSTRALIA PTY LTD | CHD500B | Active | 1
2500759 | CIRCUIT BREAKER | MCB AZ, 80A, C-Curve, 1 Pole, 27mm, suit APS DC System | EATONELE | EATON ELECTRIC SYSTEMS PTY LTD | AZ-C80 | Active | 5
2500759 | CIRCUIT BREAKER | MCB AZ, 80A, C-Curve, 1 Pole, 27mm, suit APS DC System | POWERON | POWER ON AUSTRALIA PTY LTD | POA18206 | Active | 1
2500890 | SWITCH,AUXILIARY | for MCB FAZ, 1NO+1NC, suit APS DC System | EATONELE | EATON ELECTRIC SYSTEMS PTY LTD | FAZ-XHIN11 | Active | 5
2500890 | SWITCH,AUXILIARY | for MCB FAZ, 1NO+1NC, suit APS DC System | POWERON | POWER ON AUSTRALIA PTY LTD | POA16967 | Active | 1
2452944 | CHARGER,BATTERY | Fully Duplicated, 75A Load, 16hrs Autonomy, 1200hrs Total Cap, 2 x 45U600D Racks c/w R=3+3 (6 x APR48-3G) & B=4+4 (32 x PWTC12F_150FR) ETS 2009/0475/T | POWERON | POWER ON AUSTRALIA PTY LTD | POA-ERG-0102 | Phasing | 1
2452944 | CHARGER,BATTERY | Fully Duplicated, 75A Load, 16hrs Autonomy, 1200hrs Total Cap, 2 x 45U600D Racks c/w R=3+3 (6 x APR48-3G) & B=4+4 (32 x PWTC12F_150FR) ETS 2009/0475/T | EATONELE | EATON ELECTRIC SYSTEMS PTY LTD | 61227873 & 120890 & 115425 | Phasing | 5
2497634 | FLANGE | Replacement Part, Inner Flange, for Milwaukee 125mm Battery Grinder | C&LTOOL | C&L TOOL CENTRE | MILWA673793002 | Active | 1
2497642 | LOCKNUT | Replacement Part, Lock Nut, Quick Release, for Milwaukee 125mm Battery Grinder | C&LTOOL | C&L TOOL CENTRE | MILWA203583002 | Active | 1
2497659 | ADAPTOR | Replacement Part, Star Lock Adaptor, for Milwaukee Multifunction Tool M18FMT | C&LTOOL | C&L TOOL CENTRE | MILWA614441001 | Active | 1
105033 | TERMINATION KIT,ELECTRICAL CABLE | Indoor, 11kV, 185mm2 Al, TR-XLPE Cable, for 11kV ABB SafeLink RMU c/w Cold Shrink Cable Term Kit, Crimp Cable Core, Screen Lugs & Fixings, EPS0077 | TECONN | TE CONNECTIVITY LTD | IXSU-FERG11 | Phasing | 1
155592 | TERMINATION KIT,ELECTRICAL CABLE | Indoor, for 6.35/11kV, 3 Core, 95mm2, XLPE Cable Termination, suit IIN1636250 | GILBERT | GILBERT LODGE AUSTRALIA PTY LTD | RAYGLA95ESI7 | Active | 1
155603 | TERMINATION KIT,ELECTRICAL CABLE | Underground, Indoor, 11kV, 16-25mm2, 3 Core Paper Lead alloy, Screened or Belted, Armoured or Non-armoured | GILBERT | GILBERT LODGE AUSTRALIA PTY LTD | EPKT17A3M1H2 | Active | 1
2400183 | WASHER,SPRING TENSION | M20, Single Coil, Rect Sect, S/Steel Gde 316, Aust Std | THEBLTPL | THE BOLT PLACE | 2400183 | Active | 1
2400183 | WASHER,SPRING TENSION | M20, Single Coil, Rect Sect, S/Steel Gde 316, Aust Std | AUSTAIN | AUSTAIN FASTENERS PTY LTD | K08520000 | Active | 2
2405928 | WASHER,SPRING TENSION | Belleville, M12, 30mm OD, 2mm Thk, S/Steel Gde 316 (P100) | PENTA | PENTA AUST (TMAC THEW & MCCANN/HYLEC) | PA10453 | Active | 1
2405928 | WASHER,SPRING TENSION | Belleville, M12, 30mm OD, 2mm Thk, S/Steel Gde 316 (P100) | THEWMCCA | TMAC THEW & MCCANN GROUP | 8M-89-301 | Active | 2
2405928 | WASHER,SPRING TENSION | Belleville, M12, 30mm OD, 2mm Thk, S/Steel Gde 316 (P100) | GLBFAST | GLOBAL FASTENERS (QLD) PTY LTD | WSPS6M12M | Active | 2
2405928 | WASHER,SPRING TENSION | Belleville, M12, 30mm OD, 2mm Thk, S/Steel Gde 316 (P100) | THEBLTPL | THE BOLT PLACE | 2405928 | Active | 2
2449494 | WASHER,SPRING TENSION | M6, S/Steel Gde 316, EE Dwg 5-2-1179 | GLBFAST | GLOBAL FASTENERS (QLD) PTY LTD | WSPS6M06M | Active | 1
2464014 | WASHER,SPRING TENSION | M3, S/Steel Gde 316 | GLBFAST | GLOBAL FASTENERS (QLD) PTY LTD | WSPS6M03M | Active | 1
2464055 | WASHER,SPRING TENSION | M4, S/Steel Gde 316 | GLBFAST | GLOBAL FASTENERS (QLD) PTY LTD | WSPS6M04M | Active | 1
2464097 | WASHER,SPRING TENSION | M5, S/Steel Gde 316 | GLBFAST | GLOBAL FASTENERS (QLD) PTY LTD | WSPS6M05M | Active | 1
30190 | BRACKET,ANGLE | ST3 Hold Down Bracket, 50mm H, Galvabond, to secure Cable Supatray | EZYSTRUT | EZYSTRUT CABLE & PIPE SUPPORTS | ET3HDG | Active | 1
30191 | BRACKET,ANGLE | ST3 Hold Down Bracket, 50mm H, Galv Steel, to secure Cable Supatray | EZYSTRUT | EZYSTRUT CABLE & PIPE SUPPORTS | ET3HDH | Active | 1
2403868 | BRACKET,ANGLE | Unistrut Fitting, 90Deg Angle, 90 x 57mm 6mm Thk, 41mm W Series Channel Fitting, Galv Steel | EZYSTRUT | EZYSTRUT CABLE & PIPE SUPPORTS | E1458H | Active | 1
104391 | LINK | Cu, for S/D 22kV & 11kV Pole Termination Dwg 22-A4-1055 Rev.D | ZILLMERE | ZILLMERE ENGINEERING | B0103008 | Active | 1
104391 | LINK | Cu, for S/D 22kV & 11kV Pole Termination Dwg 22-A4-1055 Rev.D | ZILLMERE | ZILLMERE ENGINEERING | CO29616 | Active | 1
2403956 | LINK | 4 Hole, 16mm2, Equiv Blue Point T1 | TYCOELEC | TYCO ELECTRONICS | BPT1 | Active | 1
2403956 | LINK | 4 Hole, 16mm2, Equiv Blue Point T1 | HAYMANS | HAYMANS ELECTRICAL | L4T35 | Active | 2
2481117 | LINK | Linking Knife, suits 3-Way Link Pillar | FULTON | FULTON INDUSTRIES AUSTRALIA P/L | 01-FD33LKKNF | Active | 1
13538 | CONDUIT,NONMETALLIC,FLEXIBLE | PVC, 50mm, Orange, 15m Roll, AS2053, (scm) | REXEL | REXEL AUSTRALIA | PFCFC50OR15 | Active | 1
2113005 | CONDUIT,NONMETALLIC,FLEXIBLE | PVC, 16mm, Black, Non-Corrugated, 30m Roll, AS/NZS 2053.4 (scm) | MMELEC | MM ELECTRICAL MERCHANDISING | REEPOWFC16BK30 | Active | 1
2476893 | STRAP,EARTH | Electroplated CU Strap, 450 x 38 x 3mm, 12mm bolt, Dwg UT1285-A4 | GMG | GLOBAL MANUFACTURING GROUP | UT1285-A4 | Active | 1
2406124 | TERMINATION KIT,ELECTRICAL CABLE | Indoor, Heatshrink, for 11kV, 3 Core, 50-70mm2, Cu PLYSWS, Screened Cable | GILBERT | GILBERT LODGE AUSTRALIA PTY LTD | RAYEPKT17B3MIH1 | Active | 1
2406127 | TERMINATION KIT,ELECTRICAL CABLE | Underground, Outdoor, 11kV, 95-185mm2 3 Core, Paper Lead Alloy, Screened or Belted, Armoured or Non-armoured | GILBERT | GILBERT LODGE AUSTRALIA PTY LTD | RAYEPKT17C3MOH2 | Active | 1
2406129 | TERMINATION KIT,ELECTRICAL CABLE | Indoor, Heatshrink, for 11kV, 3 Core, 25mm2, Cu XLPE, Insulated Cable | GILBERT | GILBERT LODGE AUSTRALIA PTY LTD | EPKT17A3XIH2 | Active | 1
2406988 | TERMINATION KIT,ELECTRICAL CABLE | Indoor, 11kV, 185mm2 Al, Triplex XLPE Cable, for 11kV ABB SD Series RMU c/w Cold Shrink Cable Term Kit, Bushing Insulation, Crimp Cable Core & Screen | TECONN | TE CONNECTIVITY LTD | IXSU-FERG13 | Phasing | 1
2406990 | TERMINATION KIT,ELECTRICAL CABLE | Outdoor, 11kV, 185mm2 Al, Triplex XLPE Cable c/w Cold Shrink Cable Term Kit, Solvent Wipes, Crimp Cable Core Lugs & Crimp Cable Screen Lugs, EPS0029 | TECONN | TE CONNECTIVITY LTD | OXSU-FERG16 | Phasing | 1
23781 | POWER SUPPLY | RCD/GPO Inverter Plate, suit Xantrex 12V & 24V Inverters | ENERDRIV | ENERDRIVE PTY LTD | RCD-GPO-P178 | Active | 1
2500486 | STEP,POLE | Tower Step, M22 Bolt 220mm Lg, & Fall Arrest A3 Anchor Assy c/w Mounting Plate & Bar 350mm Lg, Dwg 10021405 Sht 03 | EQLWS | EQL PROVISION OF WORKSHOP SERVICES | 10021405 SHEET 03 | Active | 1
2452969 | CHARGER,BATTERY | High Reliability, 16A Load, 24hrs Autonomy, 384hrs Total Cap, 1 x 45U600D Rack c/w R=2+2 (4 x APR48-3G) & B=2+2 (16 x PWTC12F_100FR) ETS 2009/0475/T | POWERON | POWER ON AUSTRALIA PTY LTD | POA-ERG-0104 | Phasing | 1
2452969 | CHARGER,BATTERY | High Reliability, 16A Load, 24hrs Autonomy, 384hrs Total Cap, 1 x 45U600D Rack c/w R=2+2 (4 x APR48-3G) & B=2+2 (16 x PWTC12F_100FR) ETS 2009/0475/T | EATONELE | EATON ELECTRIC SYSTEMS PTY LTD | 61231113 & 120890 & 115424 | Phasing | 5
2500957 | JOINT,ELECTRICAL POWER CABLE | Screen Break Joint Kit, suit Pwr Cable 132kV 630mm2 WB Al/XLPE/WBT/Corr Al/ LLDPE/Nylon/MDPE | PRYSMIAN | PRYSMIAN POWER CABLES & SYSTEMS AUST | GMS1170CK | Active | 1
156613 | JOINT,ELECTRICAL POWER CABLE | Jointing 16/10mm2 16/25mm2, Dwg # V4-S1-P5 | GILBERT | GILBERT LODGE AUSTRALIA PTY LTD | RAYCEB/LVJ1 | Active | 1
156653 | JOINT,ELECTRICAL POWER CABLE | 11kV, 240mm2, 3 Core XLPE Cable Inline Joint For IIN1636253, c/w Solvent Wipes, Kit Heatshrink For Inline Joint | GILBERT | GILBERT LODGE AUSTRALIA PTY LTD | RAYMXSU3341 | Active | 1
156673 | JOINT,ELECTRICAL POWER CABLE | Heatshrink For Inline Joint 35mm2 3Core XLPE Cable Inline Joint for IIN 1636259 | GILBERT | GILBERT LODGE AUSTRALIA PTY LTD | CPKJ24B3XU3XU | Active | 1
177658 | JOINT,ELECTRICAL POWER CABLE | Shrink Inline Bushing Sleeve 50-95mm2 Cable | GILBERT | GILBERT LODGE AUSTRALIA PTY LTD | RAYRSRB4024 | Active | 1
2400937 | JOINT,ELECTRICAL POWER CABLE | 11kV, 95 to185mm 3 Core Ply c/w Solvent Wipes | GILBERT | GILBERT LODGE AUSTRALIA PTY LTD | EFSJ11CL3 | Active | 1
2400938 | JOINT,ELECTRICAL POWER CABLE | 11kV, 185 to 300mm 3 Core Ply c/w Solvent Wipes | GILBERT | GILBERT LODGE AUSTRALIA PTY LTD | EFSJ11DL3 | Active | 1
2400964 | JOINT,ELECTRICAL POWER CABLE | LV, 120mm2 RNS Cable, Straight Through Joint Epoxy Filled | INTERENG | INTERTECH ENGINEERING PTY LTD | 91A14 | Active | 1
24849 | CLAMP,CABLE | IPC Connector, 7/1.75-19/3.75, 5-19mm Dia Bare Al Main, 6-35mm2 IPC Tap, Double Bolt, EQTS 01-09-05 (P6) | SICAME | SICAME AUSTRALIA PTY LTD | CAW35DBE | Active | 1
2499598 | ANCHOR,GUY | Single Helix, 200mm Anchor, Galv Steel, ETS 01-09-22 | PLP | PREFORMED LINE PRODUCTS (AUST) | ANCHOR-200-24-EX-G | Active | 1
2499614 | ANCHOR,GUY | Single Helix, 300mm Anchor, Galv Steel, ETS 01-09-22 | PLP | PREFORMED LINE PRODUCTS (AUST) | ANCHOR-300-24-EX-G | Active | 1
24933 | GLOVES,ELECTRICAL WORKER'S | Electriflex Linesman, Class 2, 17kVAC, Size 9.5, Insulating Natural Rubber, Yellow/Black, Straight Cuff | TEN | THE ENERGY NETWORK (AUST) PTY LTD | NG216YB-9H | Active | 1
25495 | GLOVES,ELECTRICAL WORKER'S | Electriflex Linesman, Class 4, 36kVAC, Size 10.5, Insulating Natural Rubber, Red/Black, Contour Cuff | TEN | THE ENERGY NETWORK (AUST) PTY LTD | NG418CRB-10H | Active | 1
2428019 | GLOVES,ELECTRICAL WORKER'S | Class 2, Size 8H, Natural Rubber, Black, Straight Cuff, 16" (400mm Lg) | BALMORAL | BALMORAL ENGINEERING PTY LTD | RIG216YBS8H | Active | 1
2428019 | GLOVES,ELECTRICAL WORKER'S | Class 2, Size 8H, Natural Rubber, Black, Straight Cuff, 16" (400mm Lg) | ANSELL | ANSELL LTD | RIG216YBS8H | Active | 2
2428027 | GLOVES,ELECTRICAL WORKER'S | Class 2, Size 9, Natural Rubber, Black, Straight Cuff, 16" (400mm Lg) | ANSELL | ANSELL LTD | RIG216YBS9 | Active | 2
2428027 | GLOVES,ELECTRICAL WORKER'S | Class 2, Size 9, Natural Rubber, Black, Straight Cuff, 16" (400mm Lg) | BALMORAL | BALMORAL ENGINEERING PTY LTD | RIG216YBS9 | Active | 1
2428035 | GLOVES,ELECTRICAL WORKER'S | Class 2, Size 9H, Natural Rubber, Black, Straight Cuff, 16" (400mm Lg) | BALMORAL | BALMORAL ENGINEERING PTY LTD | RIG216YBS9H | Active | 1
2428035 | GLOVES,ELECTRICAL WORKER'S | Class 2, Size 9H, Natural Rubber, Black, Straight Cuff, 16" (400mm Lg) | ANSELL | ANSELL LTD | RIG216YBS9H | Active | 2
2428043 | GLOVES,ELECTRICAL WORKER'S | Class 2, Size 10, Natural Rubber, Black, Straight Cuff, 16" (400mm Lg) | BALMORAL | BALMORAL ENGINEERING PTY LTD | RIG216YBS10 | Active | 1
2428043 | GLOVES,ELECTRICAL WORKER'S | Class 2, Size 10, Natural Rubber, Black, Straight Cuff, 16" (400mm Lg) | ANSELL | ANSELL LTD | RIG216YBS10 | Active | 2
2428084 | GLOVES,ELECTRICAL WORKER'S | Class 2, Size 12, Natural Rubber, Black, Straight Cuff, 16" (400mm Lg) | ANSELL | ANSELL LTD | RIG216YBS12 | Active | 1
2428209 | GLOVES,ELECTRICAL WORKER'S | Class 4, Size 9, Natural Rubber, Black, Straight Cuff, 18" (450mm Lg) | BALMORAL | BALMORAL ENGINEERING PTY LTD | RIG418YBS9 | Active | 1
2428209 | GLOVES,ELECTRICAL WORKER'S | Class 4, Size 9, Natural Rubber, Black, Straight Cuff, 18" (450mm Lg) | ANSELL | ANSELL LTD | RIG418YBS9 | Active | 2
2428217 | GLOVES,ELECTRICAL WORKER'S | Class 4, Size 9H, Natural Rubber, Black, Straight Cuff, 18" (450mm Lg) | BALMORAL | BALMORAL ENGINEERING PTY LTD | RIG418YBS9H | Active | 1
2428217 | GLOVES,ELECTRICAL WORKER'S | Class 4, Size 9H, Natural Rubber, Black, Straight Cuff, 18" (450mm Lg) | ANSELL | ANSELL LTD | RIG418YBS9H | Active | 2
2428225 | GLOVES,ELECTRICAL WORKER'S | Class 4, Size 10, Natural Rubber, Black, Straight Cuff, 18" (450mm Lg) | BALMORAL | BALMORAL ENGINEERING PTY LTD | RIG418YBS10 | Active | 1
2428225 | GLOVES,ELECTRICAL WORKER'S | Class 4, Size 10, Natural Rubber, Black, Straight Cuff, 18" (450mm Lg) | ANSELL | ANSELL LTD | RIG418YBS10 | Active | 2
2428233 | GLOVES,ELECTRICAL WORKER'S | Class 4, Size 10H, Natural Rubber, Black Straight Cuff, 18" (450mm Lg) | BALMORAL | BALMORAL ENGINEERING PTY LTD | RIG418YBS10H | Active | 1
2428233 | GLOVES,ELECTRICAL WORKER'S | Class 4, Size 10H, Natural Rubber, Black Straight Cuff, 18" (450mm Lg) | ANSELL | ANSELL LTD | RIG418YBS10H | Active | 2
2113048 | CONDUIT,NONMETALLIC,FLEXIBLE | PVC, 32mm, Black, Non-Corrugated, 30m Roll, AS/NZS 2053.4 (scm) | HAYMANS | HAYMANS ELECTRICAL | OME32FC30B | Active | 2
2113048 | CONDUIT,NONMETALLIC,FLEXIBLE | PVC, 32mm, Black, Non-Corrugated, 30m Roll, AS/NZS 2053.4 (scm) | IDEALELE | IDEAL ELECTRICAL SUPPLIERS | OMEFC32BK30 | Active | 1
2434488 | CONDUIT,NONMETALLIC,FLEXIBLE | PVC, 25mm, Black, Corrugated, 30m Roll, AS/NZS 2053.4 (scm) | MMELEC | MM ELECTRICAL MERCHANDISING | FPC25B-30M | Active | 1
2453785 | CONDUIT,NONMETALLIC,FLEXIBLE | Split Convoluted Tubing, 16.6mm ID, 21.2mm OD, 50m Lg, Fire Retardant PPL, Black | ASHDOWN | ASHDOWN-INGRAM (NOW CALLED NAPA) | ACX1111 | Active | 1
22149 | ENCLOSURE,ELECTRICAL BOX | Pre-Wired Meter Enclosure 1-FDR-3P3W, 800mm H, 600mm W, 400mm D, Wired to Dwg MDS-560-A3, for Metering Operations | NHPELEC | NHP ELECTRICAL ENGINEERING | EGXSC22149 | Active | 1
2499077 | BATTERY,STORAGE | 125V, 125Ah (-10/+20%), Dual String, C10 to 1.80Vpc at 25°C, 38 x 6V Batteries, VRLA Battery Bank c/w Enclosed & Ventilated Racks, Insulated Connection | CENTURY | CENTURY YUASA BATTERIES PTY LTD | 341311 | Active | 1
2480531 | CIRCUIT BREAKER SUBASSEMBLY | 750kV, Rating Plug 1600A, Sentron 3WL, spare part for Open CB | WEBER | WEBER SOUTH PACIFIC PTY LTD | SIE-RP1600 | Active | 2
2480531 | CIRCUIT BREAKER SUBASSEMBLY | 750kV, Rating Plug 1600A, Sentron 3WL, spare part for Open CB | SIEMENS | SIEMENS LTD | 3WL9111-0AA61-0AA0 | Active | 1
2480556 | CIRCUIT BREAKER SUBASSEMBLY | 315kV, Rating Plug 630A, Sentron 3WL, spare part for Open CB | WEBER | WEBER SOUTH PACIFIC PTY LTD | SIE-RP630 | Active | 2
2480556 | CIRCUIT BREAKER SUBASSEMBLY | 315kV, Rating Plug 630A, Sentron 3WL, spare part for Open CB | SIEMENS | SIEMENS LTD | 3WL9111-0AA55-0AA4 | Active | 1
2465797 | GOGGLES,INDUSTRIAL | Ultrasonic, Orange/Grey Frame, Clear PC Lens, Hard Coating, Anti-Fog | ALLENS | ALLENS INDUSTRIAL PRODUCTS | UV9302-345 | Active | 1
2465797 | GOGGLES,INDUSTRIAL | Ultrasonic, Orange/Grey Frame, Clear PC Lens, Hard Coating, Anti-Fog | UVEX | UVEX SAFETY GROUP | 9302-345 | Active | 5
25344 | CRIMPING TOOL,HYDRAULIC | Intercable Battery Pump, Remote Control, 700 Bar Operating Pressure 70MPa, 800ml Tank Capacity, Custom Coupling c/w Carry Bag, for operating Hydraulic Tools | SPECFORC | SPECIALISED FORCE PTY LTD | CP700-EG | Active | 1
2457299 | RELAY,PROTECTION | Model 0311C11HA4D1621, Distance, Additional 8/12 I/O, 125-250V DC Power Supply, 1A Secondary Input Current, 250V DC Control Input Voltage, DNP3 | SEL | SCHWEITZER ENGINEERING LAB PTY LTD | 0311C11HA4D1621 | Active | 5
2457323 | RELAY,PROTECTION | Model 0311C11HA3D5421, Distance, Additional 8/12 I/O, 48-125V DC Power Supply, 5A Secondary Input Current, 125V DC Control Input Voltage, DNP3 | SEL | SCHWEITZER ENGINEERING LAB PTY LTD | 0311C11HA3D5421 | Active | 5
2468023 | RELAY,PROTECTION | Remote I/O Device, 8/8/ I/O, 48-125V DC Power Supply, 110V DC control, EIA-232 Mirror Bit Comms, 19" Rack Mount | SEL | SCHWEITZER ENGINEERING LAB PTY LTD | 250603013X | Active | 5
2488070 | RELAY,PROTECTION | FW R313-V2, Low Z DIFF, 48-125VDC PWR, 125VDC Logic 24/24 I/O, 5A CT, 9U Case, DNP3 100Base-FX MM LC ENET | SEL | SCHWEITZER ENGINEERING LAB PTY LTD | 0487B1X4X52XC2XEH9EEEXX | Active | 5
4554 | INSULATOR,STANDOFF | Pedestal Post, Porcelain, Pin, 11kV Nom, Vertical 280mm H, Flange Mtg, Cap Top, 8.8kN Cantilever, w/Cap & Pin, AS1137 Part 3, Dwg 32080-A3-1, Pack of 2 | THEWMCCA | TMAC THEW & MCCANN GROUP | TM00717 | Active | 1
2498616 | HARNESS,SAFETY,INDUSTRIAL | Full Body Dielectric EWP, Medium, Confined Space Harness | HGHTDYNM | HEIGHT DYNAMICS | FH24 MEDIUM | Active | 1
2499671 | BRACKET,MOUNTING | TRIDENT CROSSARM TEMPORARY HOLDER KIT CONSISTS OF 2 X HOLDERS IN A BAG | THEWMCCA | TMAC THEW & MCCANN GROUP | PA01777 | Active | 1
2429033 | BODY POWDER | Pure Glove Powder, Large Refill Pack | SALISBRY | SALISBURY (MANUFACTURER) | TC-1 | Active | 1
2472256 | BODY POWDER | Neat Feet Shoe Powder, 125g, keeps Feet Dry, Comfortable & Free of Odours, Contains an Antifungal Ingredient | ALPHAFAS | ALPHA FIRST AID SUPPLIES | 150091 | Active | 1
12917 | ADAPTOR PLATE | Pole Plate 130 x 50 x 16mm, M16 Tapped Hole in Centre, Bar 20mm Dia x 130mm Lg, Galv Steel, for attaching to Concrete or Wood Poles, Pack of 10, Dwg 2989-A4(scm) | HAYIND | HAYMAN INDUSTRIES PTY LTD | 12917 | Active | 1
2499002 | SAW,PRUNING | ARS Turbocut Bow Saw Universal Sunrise fitting | ARBOR | ARBOR INDUSTRIAL PTY LTD | ARUARS/HASTINGS HEAD | Active | 1
2500916 | CLEANING COMPOUND,SOLVENT | CRC, Brakleen, Brake Parts Cleaner, 20L Drum | CRC | CRC INDUSTRIES AUSTRALIA PTY LTD | 5091 | Active | 5
2500916 | CLEANING COMPOUND,SOLVENT | CRC, Brakleen, Brake Parts Cleaner, 20L Drum | BLKWOODJ | J BLACKWOOD & SONS LIMITED | 88128 | Active | 1
2405034 | JOINT,ELECTRICAL POWER CABLE | URD Service Kits | GILBERT | GILBERT LODGE AUSTRALIA PTY LTD | RAYTJK6/16MK1 | Active | 1
2438174 | FIXTURE,LIGHTING | 32W Compact Fluorescent Luminaire, 34mm Spigot c/w Integral Control Gear, PE Cell, Lamp & Power Factor Correction, Minor Roads, EQTS 05-01-01 (scm) | GERARD | GERARD LIGHTING GROUP | JS98BD09L | Phasing | 1
2500965 | RELAY,PROTECTION | FW 1.28.0.0 Relay Module, for NOJA RC10 Series | NOJA | NOJA POWER SWITCHGEAR PTY LTD | RELS-02 | Active | 1
2500981 | PARTS KIT,TERMINAL JUNCTION | Terminal Box, Slip Base Pole Kit for Al & Cu Cable, 1Ph c/w 20A (10x38mm) Fuse & Holder, 4 Tinned Terminal Blocks, SBM Pole | MMELEC | MM ELECTRICAL MERCHANDISING | I3S-4C25AL-SBM1 | Active | 1
2500981 | PARTS KIT,TERMINAL JUNCTION | Terminal Box, Slip Base Pole Kit for Al & Cu Cable, 1Ph c/w 20A (10x38mm) Fuse & Holder, 4 Tinned Terminal Blocks, SBM Pole | VELNAH | VELNAH PTY LTD | JEDLL433511611 | Active | 1
2501005 | PARTS KIT,TERMINAL JUNCTION | Terminal Box, Fixed Base Pole Kit for Al & Cu Cable, Standard Short Dome, Fuse Shroud, suit P2 or P4 Pits c/w 4 Tinned Terminal Blocks, for Fixed Base Street | MMELEC | MM ELECTRICAL MERCHANDISING | I3S-4C25AL-FB3 | Active | 1
2501005 | PARTS KIT,TERMINAL JUNCTION | Terminal Box, Fixed Base Pole Kit for Al & Cu Cable, Standard Short Dome, Fuse Shroud, suit P2 or P4 Pits c/w 4 Tinned Terminal Blocks, for Fixed Base Street | VELNAH | VELNAH PTY LTD | JEDL43351161 | Active | 1
2501013 | GRIP,CABLE,JAW | Wire Grip, 5-16mm, 2T (20kN) WLL c/w Safety Latch & Etching w/-Make, Model, Min-Max Dia, suit Wire/Cable Type, Month/Year Stamped on Delivery | TEN | THE ENERGY NETWORK (AUST) PTY LTD | 2TON-W-GRIP-EQL | Active | 1
2500932 | ADAPTOR | Milwaukee to Makita 18V Battery Adaptor | AMPLITUD | AMPLITUDE PTY LTD (396777) | DM18M | Active | 1
2405726 | CROSSARM,WOOD | Bare, 3600 x 150 x 100mm, Strain/ Termination (P12) | DALEMYRS | DALE & MEYERS OPERATIONS PTY LTD | XARM2405726 | Active | 1
2442291 | CONNECTOR ASSEMBLY,ELECTRICAL | 'T' Tags, for Connecting Parallel Cables to Jean Muller LV Switch Fuse Units, Set of 3 | PENTA | PENTA AUST (TMAC THEW & MCCANN/HYLEC) | PA21867 | Active | 1
2442291 | CONNECTOR ASSEMBLY,ELECTRICAL | 'T' Tags, for Connecting Parallel Cables to Jean Muller LV Switch Fuse Units, Set of 3 | HYLEC | HYLEC ENERGY SOLUTIONS | HSL8390600SK_PSD1 | Active | 2
2438208 | FIXTURE,LIGHTING | 32W Nostalgia Compact Fluorescent Type 1 Luminaire, Bottle Green c/w Integral Control Gear, PE Cell, Lamp & Power Factor Correction, Minor Roads, | GERARD | GERARD LIGHTING GROUP | LB98BD20L | Phasing | 1
2496818 | BATTERY,STORAGE | Versaflo TR-332, High Capacity Battery Pack, Li-Ion, 8 - 12hrs Operating Life, for Versaflo TR-300 Series PAPR | 3MAUST | 3M AUSTRALIA PTY LTD | XA007706568 | Active | 5
2496818 | BATTERY,STORAGE | Versaflo TR-332, High Capacity Battery Pack, Li-Ion, 8 - 12hrs Operating Life, for Versaflo TR-300 Series PAPR | ALLENS | ALLENS INDUSTRIAL PRODUCTS | XA007706568 | Active | 1
2497592 | BATTERY,STORAGE | 12V, 100Ah, PowerSafe SBS100F, Front Terminals M6 M, Sealed Lead Acid, 395 x 108 x 287mm, for Telecom | ICS | ICS INDUSTRIES PTY LTD (ENERSYS) | SBS100F | Active | 1
2497600 | BATTERY,STORAGE | 12V, 170Ah, PowerSafe SBS170F, Front Terminals M6 M, Sealed Lead Acid, 561 x 125 x 283mm, for Telecom | ICS | ICS INDUSTRIES PTY LTD (ENERSYS) | SBS170F | Active | 1
2497618 | BATTERY BOX | Battery & Equip Cabinet, Sealed External Vented Battery Compartment, 13RU Equip Compartment, 600 x 600 x 2150mm, suit 16 x SBS100/170 Batteries | ICS | ICS INDUSTRIES PTY LTD (ENERSYS) | RFX0301 | Active | 1
2499143 | RELAY,PROTECTION | FW 7.32, 3 Term Line Diff Protn, OC & EF 26/12 IO, 24-48VDC Pwr, 1/5A CT, 820nm FO Line Comms Module, DNP3 over RS485 or LC Fibre Enet & IEC61850 HSR/PRP | CSEUNI | CSE UNISERVE PTY LTD | L90UA3HKLF8LH6PLXXNXXS6TU4DW77 | Active | 1
2499150 | RELAY,PROTECTION | FW 7.32, 2 Term Line Diff Protn, OC & EF 26/12 IO, 24-48VDC Pwr, 1/5A CT, 1300nm FO Line Comms Module, DNP3 over RS485 or LC Fibre Enet & IEC61850 HSR/PRP | CSEUNI | CSE UNISERVE PTY LTD | L90UA3HKLF8LH6PLXXNXXS6TU4DW7D | Active | 1
2499200 | RELAY,PROTECTION | FW 7.32, 3 Term Line Diff Protn, OC & EF 26/12 IO, 125-250VDC Pwr, 1/5A CT,1300nm FO Line Comms Module, DNP3 over RS485 or LC Fibre Enet & IEC61850 HSR/PRP | CSEUNI | CSE UNISERVE PTY LTD | L90UA3HKHF8LH6PLXXNXXS6TU4DW7K | Active | 1
2489813 | GLOVES,ELECTRICAL WORKER'S | Electriflex Linemans, Class 3, 26.5kVAC, Size 8, Insulating Natural Rubber, Yellow/Black, Straight Cuff, 16" (400mm Lg) | TEN | THE ENERGY NETWORK (AUST) PTY LTD | NG316YB-8 | Active | 1
2489821 | GLOVES,ELECTRICAL WORKER'S | Electriflex Linemans, Class 3, 26.5kVAC, Size 8.5, Insulating Natural Rubber, Yellow/Black, Straight Cuff, 16" (400mm Lg) | TEN | THE ENERGY NETWORK (AUST) PTY LTD | NG316YB-8.5 | Active | 1
2489839 | GLOVES,ELECTRICAL WORKER'S | Electriflex Linemans, Class 3, 26.5kVAC, Size 9, Insulating Natural Rubber, Yellow/Black, Straight Cuff, 16" (400mm Lg) | TEN | THE ENERGY NETWORK (AUST) PTY LTD | NG316YB-9 | Active | 1
2489862 | GLOVES,ELECTRICAL WORKER'S | Electriflex Linemans, Class 3, 26.5kVAC, Size 10.5, Insulating Natural Rubber, Yellow/Black, Straight Cuff, 16" (400mm Lg) | TEN | THE ENERGY NETWORK (AUST) PTY LTD | NG316YB-10.5 | Active | 1
2489870 | GLOVES,ELECTRICAL WORKER'S | Electriflex Linemans, Class 3, 26.5kVAC, Size 11, Insulating Natural Rubber, Yellow/Black, Straight Cuff, 16" (400mm Lg) | TEN | THE ENERGY NETWORK (AUST) PTY LTD | NG316YB-11 | Active | 1
2489888 | GLOVES,ELECTRICAL WORKER'S | Electriflex Linemans, Class 3, 26.5kVAC, Size 12, Insulating Natural Rubber, Yellow/Black, Straight Cuff, 16" (400mm Lg) | TEN | THE ENERGY NETWORK (AUST) PTY LTD | NG316YB-12 | Active | 1
10964 | LUBRICATING GUN,HAND | Flexible Hose & Fitting, One Hand Operation, suit Bulk or Cartridge Grease | BLKWOODJ | J BLACKWOOD & SONS LIMITED | 04422406/K29-01 | Active | 2
10964 | LUBRICATING GUN,HAND | Flexible Hose & Fitting, One Hand Operation, suit Bulk or Cartridge Grease | MACNGHT | MACNAUGHT PTY LTD | K29 | Active | 5
10964 | LUBRICATING GUN,HAND | Flexible Hose & Fitting, One Hand Operation, suit Bulk or Cartridge Grease | ATOMSUPP | ATOM SUPPLY GROUP P/L | 4023002 | Active | 1
2497220 | RELAY,PROTECTION | FW B4C, Fdr Mgt, Dir/Non-Dir OC, EF & SEF, 16/7 I/O, 24-32VDC Pwr, 1/5A CT, 415VAC VT, DNP3 over RS485 or LC Fibre Enet & IEC61850 | SCHNEIDR | SCHNEIDER PTY LTD (MANUFACTURER) | P142 92QCLM0B49L | Active | 5
2480101 | SWITCHBOARD,POWER | LV Indoor, 1500(1500)kVA, ACB Std, Sentron 3WL, ETU45B, AFPS VAMP 221, 3200A TX ACB 65kA/1Sec, 4 x 630A SF, Mob Gen Conn & 3200A ACB, Metal Encl, | WEBER | WEBER SOUTH PACIFIC PTY LTD | MF135243-EQ01 | Active | 1
2480135 | SWITCHBOARD,POWER | LV Indoor, 1500(1000)kVA, ACB Upgde, Sentron 3WL, ETU76B c/w COM35 Module, AFPS VAMP 221, 3200A TX ACB 65kA/1Sec, 4 x 630A SF, Mob Gen Conn & 3200A ACB, | WEBER | WEBER SOUTH PACIFIC PTY LTD | MF135243-EQ04 | Active | 1
2480226 | SWITCHBOARD,POWER | LV Indoor, TX Isolator, 1500(1000)kVA, ACB Std, Sentron 3WL, ETU45B, AFPS VAMP 221, 3200A TX ACB 65kA/1Sec, Mob Gen Conn, Direct Busbar Connect, Metal Encl, | WEBER | WEBER SOUTH PACIFIC PTY LTD | MF001243-EQ03 | Active | 1
2480317 | SWITCHBOARD,POWER | LV Outdoor, 1500(1500)kVA, ACB Std, Sentron 3WL, ETU45B, AFPS VAMP 221, 3200A TX ACB 65kA/1Sec, 4 x 630A SF (1 x Provisional SF Slot) Mob Gen Conn & | WEBER | WEBER SOUTH PACIFIC PTY LTD | VC540240-S301 | Active | 1
2480325 | SWITCHBOARD,POWER | LV Outdoor, 1500(1500)kVA, ACB Upgde, Sentron 3WL, ETU76B c/w COM35 Module, AFPS VAMP 221, 3200A TX ACB 65kA/1Sec, 4 x 630A SF (1 x Provisional SF Slot) | WEBER | WEBER SOUTH PACIFIC PTY LTD | VC540240-S302 | Active | 1
2500569 | BONDER ASSEMBLY | LV Bonders, 6.7kA/1 Sec, 9.4kA/0.5 Sec, Looped PED c/w 4 x B324 Clamps, 2 x 2m & 1 x 3m 35mm2 Cu Flexible Cable, 600mm Lg Handles c/w Bag | PENTA | PENTA AUST (TMAC THEW & MCCANN/HYLEC) | PA21888 | Active | 1
2498350 | VENT | Integrated Louvres, 160 x 110 x 8mm, Steel, for Rittal Enclosure Ventilation, Pack of 4 | RITTAL | RITTAL AUSTRALIA PTY LTD | SK2541.235 | Active | 5
2498350 | VENT | Integrated Louvres, 160 x 110 x 8mm, Steel, for Rittal Enclosure Ventilation, Pack of 4 | LAWRENCE | LAWRENCE & HANSON | SK2541 | Active | 1
30391 | ADAPTOR PLATE | Insulator Palm, 50 x 50mm, on 127P | PLP | PREFORMED LINE PRODUCTS (AUST) | AAP-PI-17 | Active | 5
2406070 | ADAPTOR PLATE | LV Lightning Arrestor, Stores Assy # 27 | BIGGENGI | BIGGENDEN ENGINEERING WORKS | EM2406070 | Active | 1
2406071 | ADAPTOR PLATE | LV Lightning Arrestor, Stores Assy # 28 | BIGGENGI | BIGGENDEN ENGINEERING WORKS | EM2406071 | Active | 1
2453413 | ADAPTOR PLATE | Tee Connector Palm, 150mm2, Al (scm) | TYCOELEC | TYCO ELECTRONICS | PTC150-KIT | Active | 1
2406991 | TERMINATION KIT,ELECTRICAL CABLE | Outdoor, 0.6/1kV, 16mm2, 4 Core XLPE Cable, Insect Protected c/w 4-Way Glove, 4 x Tubing, Red White & Blue Colour Coding, 4 x 16mm2 Cu Crimp Links, | PLP | PREFORMED LINE PRODUCTS (AUST) | CPA-SEH4-U-001-016 | Active | 2
2406991 | TERMINATION KIT,ELECTRICAL CABLE | Outdoor, 0.6/1kV, 16mm2, 4 Core XLPE Cable, Insect Protected c/w 4-Way Glove, 4 x Tubing, Red White & Blue Colour Coding, 4 x 16mm2 Cu Crimp Links, | TECONN | TE CONNECTIVITY LTD | EPKT-ERG5 | Active | 1
2407243 | GRIP,DEADEND | Aerial c/w Earth, 1.5m Earth Bond Lead & No Shackle, suit 14.0mm CC-38/48/551, ETS 11-09-01 | DULHUNTY | DULHUNTY POWER (AUST) PTY LTD | OPGWTS-1390L-ER | Active | 1
2427359 | TERMINATION KIT,ELECTRICAL CABLE | Indoor, LV, 4mm2 - 16mm2 Cu, Neutral Screened PVC Insulated, NJ, Insect Protected, PVC Sheathed Cable, Crimp Connectors, ETS14-02-01 (scm) | PLP | PREFORMED LINE PRODUCTS (AUST) | CPA-SEH4-001-010-025 | Active | 2
2427359 | TERMINATION KIT,ELECTRICAL CABLE | Indoor, LV, 4mm2 - 16mm2 Cu, Neutral Screened PVC Insulated, NJ, Insect Protected, PVC Sheathed Cable, Crimp Connectors, ETS14-02-01 (scm) | LEGEND | LEGEND POWER SYSTEMS | H1ERGST01 | Active | 2
2427359 | TERMINATION KIT,ELECTRICAL CABLE | Indoor, LV, 4mm2 - 16mm2 Cu, Neutral Screened PVC Insulated, NJ, Insect Protected, PVC Sheathed Cable, Crimp Connectors, ETS14-02-01 (scm) | TECONN | TE CONNECTIVITY LTD | EPKT-ERG4 | Active | 1
2429967 | CABLE,POWER,ELECTRICAL | U/Ground, 6.35/11kV, Triplex, 1Cx35mm2 Al/TR-XLPE Insulated/(40/0.85) CWS/HDPE/ PVC WBT/Insect Protected/Nylon Jacket, 350m Wood Drum, ETS 04-01-11 (scm) | OLEX | OLEX AUSTRALIA PTY LTD | XJNA18THT03KTAA | Active | 2
2429967 | CABLE,POWER,ELECTRICAL | U/Ground, 6.35/11kV, Triplex, 1Cx35mm2 Al/TR-XLPE Insulated/(40/0.85) CWS/HDPE/ PVC WBT/Insect Protected/Nylon Jacket, 350m Wood Drum, ETS 04-01-11 (scm) | MIDLAND | MIDLAND METALS OVERSEAS PTE LTD | MMO11KV3X1X35ATRXWCWSWPNJM | Active | 1
2403273 | FIXTURE,LIGHTING | 70W HP Sodium Nostalgia Type 1 Luminaire Bottle Green c/w Integral Control Gear, PE Cell, Lamp & Power Factor Correction, Minor Roads, EQTS 05-01-01 (scm) | GERARD | GERARD LIGHTING GROUP | LB41BD20L | Phasing | 1
2457687 | FIXTURE,LIGHTING | 17W Modular LED (L17), 4K, Nostalgia Type 1, Bottle Green c/w NEMA PE Cell, Bracket to Dwg 05-01-01, Minor Road, EQTS 05-01-02 (scm) | GERARD | GERARD LIGHTING GROUP | LC99BD11L17 | Phasing | 1
2419489 | DAMPER,VIBRATION,TRANSMISSION LINE | Stockbridge type, 7/3.25 SC/GZ, ETS 2005/037/T (STL) | PLP | PREFORMED LINE PRODUCTS (AUST) | D-DB05B07SS | Active | 1
2423978 | CROSSARM,METAL | Tension LH, 50 x 50 x 5 x 2660mm Lg, Galv Steel, Stamp with "IIN 2423978", EE Dwg 953218-02 Item 4 | DMIGM | DMI GLOBAL MANUFACTURING | C4A | Active | 1
2436368 | BOLT,MACHINE | M24 x 750mm, Hex, Gde 8.8 c/w Galv Nut | GREGSF | GREG SEWELL FORGINGS PTY LTD | M05645 | Active | 1
2457653 | FIXTURE,LIGHTING | 25W Modular LED (L25), 4K, Nostalgia Type 1, Blue/Grey c/w NEMA PE Cell, Bracket to Dwg 05-01-01, Minor Road, EQTS 05-01-02 (scm) | GERARD | GERARD LIGHTING GROUP | LC99BD14L25 | Phasing | 1
2499689 | BLADE,CUTTER,CABLE,HAND OPERATED | Replacement Blade, suit type S-20 Hand Hydraulic Cable Cutter | AMPLITUD | AMPLITUDE PTY LTD (396777) | S20-BS | Active | 1
12198 | SIGN | Warning Sign, Al, "DANGER HIGH VOLTAGE", Size 3, RetroReflective Class 2, 100 x 180 x 1.6mm, Pack of 10 | ARTCRAFT | ARTCRAFT PTY LTD (QLD) | SE0072-Q | Active | 1
2490290 | GLOVES,ELECTRICAL WORKER'S | Salisbury Honeywell, Class 00, 500VAC, Size 7, Insulating Natural Rubber, Red, Straight Cuff, 280mm (11") Lg, ASTM D120 - 02A | TEN | THE ENERGY NETWORK (AUST) PTY LTD | E0011R-7 | Active | 1
2490290 | GLOVES,ELECTRICAL WORKER'S | Salisbury Honeywell, Class 00, 500VAC, Size 7, Insulating Natural Rubber, Red, Straight Cuff, 280mm (11") Lg, ASTM D120 - 02A | SALISBRY | SALISBURY (MANUFACTURER) | E0011R-7 | Active | 5
2490332 | GLOVES,ELECTRICAL WORKER'S | Salisbury Honeywell, Class 00, 500VAC, Size 9.5, Insulating Natural Rubber, Red, Straight Cuff, 280mm (11") Lg, ASTM D120 - 02A | TEN | THE ENERGY NETWORK (AUST) PTY LTD | E0011R-9H | Active | 1
2490332 | GLOVES,ELECTRICAL WORKER'S | Salisbury Honeywell, Class 00, 500VAC, Size 9.5, Insulating Natural Rubber, Red, Straight Cuff, 280mm (11") Lg, ASTM D120 - 02A | SALISBRY | SALISBURY (MANUFACTURER) | E0011R-9H | Active | 5
2490357 | GLOVES,ELECTRICAL WORKER'S | Salisbury Honeywell, Class 00, 500VAC, Size 10.5, Insulating Natural Rubber, Red, Straight Cuff, 280mm (11") Lg, ASTM D120 - 02A | TEN | THE ENERGY NETWORK (AUST) PTY LTD | E0011R-10H | Active | 1
2490357 | GLOVES,ELECTRICAL WORKER'S | Salisbury Honeywell, Class 00, 500VAC, Size 10.5, Insulating Natural Rubber, Red, Straight Cuff, 280mm (11") Lg, ASTM D120 - 02A | SALISBRY | SALISBURY (MANUFACTURER) | E0011R-10H | Active | 5
1973 | GLOVES,ELECTRICAL WORKER'S | Insulating Elastomer, 1000V AC, Class O, Size 11, 410mm Lg, Non Rolled Cuff, for Switchboard Rescue Kits | HYLEC | HYLEC ENERGY SOLUTIONS | GLBO 41/11RC | Active | 1
155638 | TERMINATION KIT,ELECTRICAL CABLE | Outdoor, for 11/11kV, 3 Core, 16-25mm2, Screened, Paper Lead Cable, 800mm Lg | GILBERT | GILBERT LODGE AUSTRALIA PTY LTD | RAYEPKT17A3MOH3 | Active | 1
155719 | TERMINATION KIT,ELECTRICAL CABLE | Indoor, Heatshrink, 35/50mm2, 3 Core Al, 6.35/11kV XLPE Cable, Tail 600mm Lg, | GILBERT | GILBERT LODGE AUSTRALIA PTY LTD | EPKT17B3X1H2 | Active | 1
156494 | TERMINATION KIT,ELECTRICAL CABLE | Indoor, for 11kV, 3 Core, 240mm2, XLPE Cable Termination, suit IIN1636253 | GILBERT | GILBERT LODGE AUSTRALIA PTY LTD | GLA240ESI12 | Active | 1
156496 | TERMINATION KIT,ELECTRICAL CABLE | Outdoor, for 11kV, 3 Core, 240mm2, XLPE Cable Termination, suit IIN1636253 | GILBERT | GILBERT LODGE AUSTRALIA PTY LTD | GLA240ESI14 | Active | 1
2434066 | JOINT,ELECTRICAL POWER CABLE | LV, 50mm2 Cu, 4 Core XLPE Cable, Insect Protected c/w Heat Shrink Cable Joint Kit, Cable Links, Solvent Wipes, ETS14-02-01 (scm) | LEGEND | LEGEND POWER SYSTEMS | H1J4XEG103 | Active | 2
2434066 | JOINT,ELECTRICAL POWER CABLE | LV, 50mm2 Cu, 4 Core XLPE Cable, Insect Protected c/w Heat Shrink Cable Joint Kit, Cable Links, Solvent Wipes, ETS14-02-01 (scm) | TECONN | TE CONNECTIVITY LTD | LJSM-ERG69 | Active | 1
2434074 | JOINT,ELECTRICAL POWER CABLE | 19.1/33kV, 50mm2 Al, 1 Core TR-XLPE Cable, Insect Protected (3 per set) c/w Heat Shrink Cable Joint Kit, Solvent Wipes, 25-95mm Cable Links, Cable Screen | TECONN | TE CONNECTIVITY LTD | MXSU-6111-AU02 | Active | 5
2434090 | JOINT,ELECTRICAL POWER CABLE | 11kV, 400mm2 Al, Triplex TR-XLPE Cable, Insect Protected (3 per set) c/w Heat Shrink Cable Joint Kit, Solvent Wipes, Cable Links & Screen Links | TECONN | TE CONNECTIVITY LTD | MXSU-ERG31 | Phasing | 1
2451078 | JOINT,ELECTRICAL POWER CABLE | 11kV, 35mm2 Al, Triplex XLPE Cable, Insect Protected c/w Heat Shrink Cable Joint Kit, Solvent Wipes, Mechanical Cable Connectors, Cable Screen Links, | SICAME | SICAME AUSTRALIA PTY LTD | HSJ-11-X1-3595-EQTP1 | Active | 1
2451078 | JOINT,ELECTRICAL POWER CABLE | 11kV, 35mm2 Al, Triplex XLPE Cable, Insect Protected c/w Heat Shrink Cable Joint Kit, Solvent Wipes, Mechanical Cable Connectors, Cable Screen Links, | TECONN | TE CONNECTIVITY LTD | MXSU-ERG27 | Active | 2
2451086 | JOINT,ELECTRICAL POWER CABLE | 11kV, 400mm2 Cu, 1 Core XLPE Cable, Insect Protected (3 per set) c/w Heat Shrink Cable Joint Kit, 400mm2 Cu Connectors, EPS0080 | TECONN | TE CONNECTIVITY LTD | MXSU-ERG31 | Phasing | 1
2461689 | JOINT,ELECTRICAL POWER CABLE | 11kV, 400mm2 Al Triplex or 400mm2 Cu (3x1C) TR-XLPE Cable, Insect Protected (3 per set) c/w Heat Shrink Cable Joint Kit, Solvent Wipes, Cable Links, Cable | SICAME | SICAME AUSTRALIA PTY LTD | HSJ-11-X1-400-EQTP1 | Active | 2
2461689 | JOINT,ELECTRICAL POWER CABLE | 11kV, 400mm2 Al Triplex or 400mm2 Cu (3x1C) TR-XLPE Cable, Insect Protected (3 per set) c/w Heat Shrink Cable Joint Kit, Solvent Wipes, Cable Links, Cable | TECONN | TE CONNECTIVITY LTD | MXSU-ERG31 | Active | 1
2499606 | ANCHOR,GUY | Single Helix, 250mm Anchor, Galv Steel, ETS 01-09-22 | PLP | PREFORMED LINE PRODUCTS (AUST) | ANCHOR-250-24-EX-G | Active | 1
2459410 | FLASHLIGHT | High Powered Torch, 1000 Lumens, 50 to 300m Zoom Function, Water Resistant, uses 3 x C Cell Replaceable Batteries c/w Pouch | MMELEC | MM ELECTRICAL MERCHANDISING | PERHHXML2 | Active | 2
2459410 | FLASHLIGHT | High Powered Torch, 1000 Lumens, 50 to 300m Zoom Function, Water Resistant, uses 3 x C Cell Replaceable Batteries c/w Pouch | ATOMSUPP | ATOM SUPPLY GROUP P/L | 418455 | Active | 1
2455954 | RELAY,PROTECTION | Feeder Management Directional/ Non-directional Overcurrent Earth Fault & SEF Relay, 12/11 I/O, 24 - 32V DC Power Supply, 1/5A CT, 415V VT with | SCHNEIDR | SCHNEIDER PTY LTD (MANUFACTURER) | P142927B2M0439J | Active | 5
2456028 | RELAY,PROTECTION | Distance Relay, Extended 12/12 I/O, 24 - 32V DC Power Supply, 1/5A CT, 110V VT & DNP3.0 Comms Protocol | SCHNEIDR | SCHNEIDER PTY LTD (MANUFACTURER) | P445917B4M0369J | Active | 5
2457273 | RELAY,PROTECTION | Model 0311C11HA3D1221, Distance, Additional 8/12 I/O, 48-125V DC Power Supply, 1A Secondary Input Current, 48V DC Control Input Voltage, DNP3 | SEL | SCHWEITZER ENGINEERING LAB PTY LTD | 0311C11HA3D1221 | Active | 5
2457315 | RELAY,PROTECTION | Model 0311C11HA3D5221, Distance, Additional 8/12 I/O, 48-125V DC Power Supply, 5A Secondary Input Current, 48V DC Control Input Voltage, DNP3 | SEL | SCHWEITZER ENGINEERING LAB PTY LTD | 0311C11HA3D5221 | Active | 5
2498806 | TRANSCEIVER,RADIO | Mimomax Tornado, Point to Point, Link Radio Unit, QAM256, 320kbps, Pyxis DC Connector & Lead, Pyxis/4WA, 1RU 19'' Rack Mount | UBIIK | UBIIK MIMOMAX | LRU-T LINK RADIO TORNADO | Active | 1
2499242 | BRAID,WIRE | Cu, 100A, 25 x 400mm, M14 holes, Soft Drawn, Electrical Grounding | ACCULEC | ACCULEC PTY LTD (303899) | CAB-100A-400M14 | Active | 1
2499283 | ENCLOSURE,ELECTRICAL BOX | Outdoor, 800 x 1000 x 300mm, S/Steel, suit NCS BESS Interface Panel 1NC8 | RITTAL | RITTAL AUSTRALIA PTY LTD | XAU10169999 | Active | 1
104502 | TRIMMER,TREE,POLE MOUNTED | Chainsaw, Pole Mounted, Hydraulic, Long Reach Chainsaw Foam Filled Handle, 1905mm Lg (75") | CABAC | CABAC (MANUFACTURER) | MSS-HPS-2100-FF-C | Active | 5
104502 | TRIMMER,TREE,POLE MOUNTED | Chainsaw, Pole Mounted, Hydraulic, Long Reach Chainsaw Foam Filled Handle, 1905mm Lg (75") | LEGEND | LEGEND POWER SYSTEMS | MSS-HPS-2100-FF-C | Active | 1
24293 | MAINTENANCE KIT,ELECTRONIC EQUIPMENT | Phase Identification Kit c/w 2 x Phase Id Non-Contact Receivers, 1 x Phase Id Transmitter & Accessory Lead Set, in Carry Bag, for LV use only | FUTUREPS | FUTUREPOINT SYSTEMS | PHASE-KIT | Active | 1
22605 | TESTER,ELECTRICAL LEAKAGE | PROVA 23, Power Harmonics & Leakage Tester, Measures Power Active W KW HP, Reactive VAR KVAR, Apparent VA KVA, Power Factor PF, Phase Angle, Energy WH | IPDGROUP | IPD GROUP LIMITED | OBIPROVA23 | Active | 5
22605 | TESTER,ELECTRICAL LEAKAGE | PROVA 23, Power Harmonics & Leakage Tester, Measures Power Active W KW HP, Reactive VAR KVAR, Apparent VA KVA, Power Factor PF, Phase Angle, Energy WH | TEN | THE ENERGY NETWORK (AUST) PTY LTD | OBIPROVA23 | Active | 2
22605 | TESTER,ELECTRICAL LEAKAGE | PROVA 23, Power Harmonics & Leakage Tester, Measures Power Active W KW HP, Reactive VAR KVAR, Apparent VA KVA, Power Factor PF, Phase Angle, Energy WH | RTE | RAPID-TECH EQUIPMENT PTY LTD | 23 | Active | 1
1015092 | CONNECTOR SET,ELECTRICAL | Slip Base Connect Type, 2 Female & 2 Male Connectors c/w 2 Red & 2 Black Lengths of Heatshrink, 30mm Lg, Pack of 10 | VELNAH | VELNAH PTY LTD | CEA24BR1 | Active | 2
1015092 | CONNECTOR SET,ELECTRICAL | Slip Base Connect Type, 2 Female & 2 Male Connectors c/w 2 Red & 2 Black Lengths of Heatshrink, 30mm Lg, Pack of 10 | MMELEC | MM ELECTRICAL MERCHANDISING | MME110242896 | Active | 1
1015092 | CONNECTOR SET,ELECTRICAL | Slip Base Connect Type, 2 Female & 2 Male Connectors c/w 2 Red & 2 Black Lengths of Heatshrink, 30mm Lg, Pack of 10 | IDEALELE | IDEAL ELECTRICAL SUPPLIERS | MULTICONXP5442PKIT | Active | 2
2429884 | TERMINATION KIT,ELECTRICAL CABLE | Outdoor, 22kV, 35mm2 Al, Triplex TR-XLPE Cable (1C wound 3 in hand), Insect Protected c/w Cold Shrink Cable Term Kit, Solvent Wipes, Cable Core & Screen | TECONN | TE CONNECTIVITY LTD | CSTO-ERG54 | Active | 1
2497402 | CABINET,ELEC EQUIP | Outdoor Cubicle, Front/Rear Doors, Vents Top & Bottom, 600 x 600mm Base, 1220mm H c/w HD Shelf, 450 x 440mm, 19" 1RU, 2mm Zinc Seal, Dwgs 403-510 & 501-104 | ERNTEC | ERNTEC PTY LTD (MANUFACTURER) | 3506202 & 3505963 | Active | 1
2489730 | COVER,TERMINAL | Standard, for E360 3Ph Watthour Meter | LANDIS | LANDIS GYR (AUST) PTY LTD | P100016750 | Active | 5
3754 | INTERFACE UNIT,COMMS | MUIB3, 32/48V DC Interface Board, suit RTP 32V or 48V Battery Chargers, Tech Spec EESS-10735-01-0B | LEGEND | LEGEND POWER SYSTEMS | RPS-RT0480MUIB3-RTP | Active | 1
2442812 | INTERFACE UNIT,COMMS | DM750, 50V PSU, Singlemode Fibre Optic Interface, G703 Digital | DEWAR | DEWAR ELECTRONICS PTY LTD | M750-P1-FS | Active | 1
2442820 | INTERFACE UNIT,COMMS | DM750, 50V PSU, Multimode Fibre Optic Interface, G703 Digital | DEWAR | DEWAR ELECTRONICS PTY LTD | M750-P1-FM | Active | 1
2442853 | INTERFACE UNIT,COMMS | DM750, 50V PSU, Module | DEWAR | DEWAR ELECTRONICS PTY LTD | M750-21 | Active | 1
2442887 | INTERFACE UNIT,COMMS | DM750, Singlemode Fibre Optic Interface Module | DEWAR | DEWAR ELECTRONICS PTY LTD | M750-5 | Active | 1
2442895 | INTERFACE UNIT,COMMS | SEL2800, Fibre Optic Transceiver, V-Pin Plastic Fibre | SEL | SCHWEITZER ENGINEERING LAB PTY LTD | 2800M | Active | 1
2442903 | INTERFACE UNIT,COMMS | SEL2814, 14.8dB, 5km, Up to 115.2kbps, Male DB-9, EIA-232 Multimode Fibre Optic Transceiver, ST Connector, Incl RTS/CTS | SEL | SCHWEITZER ENGINEERING LAB PTY LTD | 2814M0 | Active | 1
2442911 | INTERFACE UNIT,COMMS | SEL2829, Fibre Optic Transceiver, ST SM Fibre | SEL | SCHWEITZER ENGINEERING LAB PTY LTD | 2829MX0 | Active | 1
2499051 | STAND | Portable Access Rope Bollard, Sign Post, Galv Steel, Dwg S10024576-01, for Substations | EQLWS | EQL PROVISION OF WORKSHOP SERVICES | S10024576 | Active | 1
2500171 | SCREW,TAPPING,THREAD CUTTING | Tek Screw, 12-14 x 45mm, Hex Head, Self Drilling Wing, Class 3, Metal, for Composite Poles | HOBSON | HOBSON ENGINEERING CO PTY LTD | T9PM4FH1214045 | Active | 1
2470276 | CONNECTOR ELBOW | Set of 3, 630A, Bolted, suit 33kV 1 Core 300mm2 Al, LAT, Insect Protected Cable c/w Crimp Lugs for CWS 120mm2 (scm) | SICAME | SICAME AUSTRALIA PTY LTD | CST630 33 2470276 | Active | 2
2470276 | CONNECTOR ELBOW | Set of 3, 630A, Bolted, suit 33kV 1 Core 300mm2 Al, LAT, Insect Protected Cable c/w Crimp Lugs for CWS 120mm2 (scm) | NKT | NKT PTY LTD (AUSTRALIA) | 36-630-150-300EE | Active | 2
2470276 | CONNECTOR ELBOW | Set of 3, 630A, Bolted, suit 33kV 1 Core 300mm2 Al, LAT, Insect Protected Cable c/w Crimp Lugs for CWS 120mm2 (scm) | NKT | NKT PTY LTD (AUSTRALIA) | NKT-2633120 | Active | 1
23422 | DUMMY CONNECTOR,PLUG | Type 6, suit Pfisterer Size 6 Cable Sockets | PFISTER | PFISTERER HOLDINGS | 827 706 013 | Active | 1
2459980 | TAG,IDENTIFICATION | Pole Top Rescue Kit Replacement Tag, for new Kits with Contents List on Reverse Side, List Incl: Rescue Rope, Pole Strap, Controlled Descent Device, | HGHTDYNM | HEIGHT DYNAMICS | 9289 | Active | 1
2467777 | TAG,IDENTIFICATION | Panduit Cable Tag, "CABLE SCREEN IS NOT EARTHED", S/Steel Gde 316, 89 x 19 x 0.25mm | PANDUIT | PANDUIT AUST PTY LTD | MMP350H | Active | 5
2467785 | TAG,IDENTIFICATION | Panduit Cable Tag, "CABLE SCREEN IS EARTHED", S/Steel Gde 316, 89 x 19 x 0.25mm | PANDUIT | PANDUIT AUST PTY LTD | MMP350H | Active | 5
2500544 | TAG,IDENTIFICATION | Main Earth Electrical Bond Tag 10 Jar, Earth Tag | NLS | NATIONAL LIGHT SOURCES | EARTHTAG | Active | 5
2500544 | TAG,IDENTIFICATION | Main Earth Electrical Bond Tag 10 Jar, Earth Tag | SPARKY | SPARKY DIRECT | 9336700015855 | Active | 1
2498905 | RELAY,PROTECTION | FW R302, Txf 3 Winding Biased Diff, OC & EF, 110-250VDC Pwr, 10/11 IO, 110VDC Ctrl, 3x3Ph 5A CT, 1xN 5A CT, Vert Flush, DNP3 over RS232 or 100BaseFX MM | SEL | SCHWEITZER ENGINEERING LAB PTY LTD | 07873EE1D1D1D76850430 | Active | 1
2498921 | RELAY,PROTECTION | FW R302, Txf 3 Winding Biased Diff, OC & EF, 110-250VDC Pwr, 10/11 IO, 110VDC Ctrl, 2x3Ph 1A CT, 1x3Ph 5A CT, 1xN 5A CT, Vert Flush, DNP3 over RS232 or | SEL | SCHWEITZER ENGINEERING LAB PTY LTD | 07873EE1D1D1D76810430 | Active | 1
2499093 | ENCLOSURE | for DC-DC Converter, 163 x 50.6 x 27.4mm 0.8mm Thk Steel, Silver | MINIBOX | MINI-BOX AUSTRALIA | ENC-DCDC-USB-200-MB | Active | 5
2499093 | ENCLOSURE | for DC-DC Converter, 163 x 50.6 x 27.4mm 0.8mm Thk Steel, Silver | SHERRIFF | SHERRIFF ELECTRICAL P/L (WHOLESALERS) | ENC-DCDC-USB-200-MB | Active | 1
2500395 | LEAD,TEST | Phantom Load Box Extension Lead, 20m Lg, 4 Core 1.5mm Cable c/w 4mm Retractable Male & Fixed Female Test Plugs | AMPLITUD | AMPLITUDE PTY LTD (396777) | CTTLEAD20M | Active | 1
2430197 | TERMINATION KIT,ELECTRICAL CABLE | Indoor, 11kV, 35mm2 Al, Triplex TR-XLPE Cable, 11kV ABB SD Series RMU c/w Cold Shrink Cable Term Kit, Solvent Wipes, Bushing Insulation, Cable Core & | TECONN | TE CONNECTIVITY LTD | IXSU-FERG9 | Phasing | 1
2433027 | TERMINATION KIT,ELECTRICAL CABLE | Underground, LV, 120mm2 Stranded, Al, 1 Core, XLPE, 35mm Reduced Cu Neutral Screen, PVC Sheath, Nylon Jacket c/w Compression Lugs (Cu-Al) (scm) | GILBERT | GILBERT LODGE AUSTRALIA PTY LTD | ERG120/35-TERM | Active | 1
2434132 | TERMINATION KIT,ELECTRICAL CABLE | Outdoor, 0.6/1kV, 50mm2, 4 Core XLPE Cable, NJ, Insect Protected c/w Heat Shrink, 4-Way Glove, 4 x Tubing, Red White & Blue Colour Coding, | PLP | PREFORMED LINE PRODUCTS (AUST) | CPA-SEH4-U-001-050 | Active | 2
2434132 | TERMINATION KIT,ELECTRICAL CABLE | Outdoor, 0.6/1kV, 50mm2, 4 Core XLPE Cable, NJ, Insect Protected c/w Heat Shrink, 4-Way Glove, 4 x Tubing, Red White & Blue Colour Coding, | TECONN | TE CONNECTIVITY LTD | EPKT-ERG6 | Active | 1
2434140 | TERMINATION KIT,ELECTRICAL CABLE | Outdoor, 19.1/33kV, 50mm2 Al, 1 Core TR-XLPE Cable, Insect Protected (3 per set) c/w Cold Shrink Cable Term Kit, Solvent Wipes, Cable Core & Screen | TECONN | TE CONNECTIVITY LTD | OXSU-FERG21 | Phasing | 1
2434157 | TERMINATION KIT,ELECTRICAL CABLE | Indoor, 19.1/33kV, 50mm2, Al, 1 Core, TR-XLPE Cable, Insect Protected (3 per Set) c/w Cable Term Kit Solvent Wipes, Cable Core & Screen Lugs, | INTERENG | INTERTECH ENGINEERING PTY LTD | TSK-EE-33-50-01-R0-INDOOR | Active | 1
2434173 | TERMINATION KIT,ELECTRICAL CABLE | Indoor, 19.1/33kV, 300mm2, Al, 1 Core, TR-XLPE Cable, Insect Protected (3 per Set) c/w Cable Term Kit Solvent Wipes, Cable Core & Screen Lugs, | INTERENG | INTERTECH ENGINEERING PTY LTD | TSK-EE-33-300-01-R0-INDOOR | Active | 1
22275 | CYLINDER,GAS | Empty Cylinder, Size G, for SF6 Cleaned/ Used Gas Purity > 97%, Apple Green Body, Golden Yellow Shoulder, Type 31 Valve, Bottle Strapped to Skid | CATALINA | CATALINA INDUSTRIES PTY LTD | G SIZE APPLE GREEN+GOLD YELLOW | Active | 1
23869 | CYLINDER,GAS | Empty Cylinder, 10kg, for SF6 Cleaned/ Used Gas Purity > 97%, Apple Green Body, Golden Yellow Shoulder, Type 31 Valve c/w Handle | CATALINA | CATALINA INDUSTRIES PTY LTD | 10KG APPLE GREEN+GOLD YELLOW | Active | 1
25352 | CYLINDER,GAS | Empty Cylinder, 10kg, for SF6 Used Contaminated Gas < 97%, Brown Body, Golden Yellow Shoulder, Type 31 Valve c/w Handle | CATALINA | CATALINA INDUSTRIES PTY LTD | 10KG BROWN+GOLD YELLOW | Active | 1
25354 | CYLINDER,GAS | Empty Cylinder, Size G, for SF6 Used Contaminated Gas < 97%, Brown Body, Golden Yellow Shoulder, Type 31 Valve | CATALINA | CATALINA INDUSTRIES PTY LTD | G SIZE BROWN+GOLD YELLOW | Active | 1
2497212 | CYLINDER,GAS | Empty Cylinder, Size D (10kg) for SF6 Clean Gas, Apple Green Body & Shoulder, Type 31 Valve, 1 Bottle per Skid, Not for field use, for SF6 Recyclers to | CATALINA | CATALINA INDUSTRIES PTY LTD | G26 APPLE GREEN 10KG | Active | 1
2498681 | LEAD,ELECTRICAL | Multiplexer Cable, PDH, 15m Lg, Avara sNGA Bus, 6 Pair Stub Cable c/w 3 x 7 Connector, Dwg 903187-14 | COMMTEL | COMMTEL NETWORK SOLUTIONS | CNS-STD-0203-15M | Active | 1
105443 | DIE,COMPRESSION | Hex Crimp, 12T, Engraved 13.2mm A/F Al | TEN | THE ENERGY NETWORK (AUST) PTY LTD | K12-13.2-AL | Active | 1
2442929 | INTERFACE UNIT,COMMS | SEL3094, Converter, 19", Rack Mount, Single Unit | SEL | SCHWEITZER ENGINEERING LAB PTY LTD | 30940CBBX | Active | 1
2408888 | BRACE,CROSSARM | Compression, RH, 75 x 75 x 6 x 2586 Lg, Galv Steel, Stamp with "IIN2408888", EE Dwg 906882-02(1) | ISM | ISM MANUFACTURING PTY LTD | ERGON-906882-02-01 | Active | 1
2408953 | PLATE,METAL | Cover, 400mm Dia, Galv Steel, Stamp with "IIN 2408953" EE Dwg 907264-02 | ISM | ISM MANUFACTURING PTY LTD | ERGON-907264-02-400 | Active | 1
2409233 | PLATE,METAL | Attachment Plate, 12mm Plate, Galv Steel, Stamp with "IIN 2409233" EE Dwg 916556-02 Item 101 | ISM | ISM MANUFACTURING PTY LTD | ERGON-916556-02-101 | Active | 1
2432706 | RELAY,PROTECTION | Biased Differential 2 Winding, Extended 8/12 I/O, 24/48VDC, 5A Ph & 5A Neutral, 24V Control Voltage, 2 x REF Elements, DNP3 Communications Protocol | SEL | SCHWEITZER ENGINEERING LAB PTY LTD | 0387A011H22X311 | Active | 5
2499853 | CLAMP,LIVE LINE | Blanket Clamp Peg, Small, Nylon, Rubber Glove Peg, 127mm Opening | SLINGCO | SLINGCO AUSTRALIA PTY LTD | ZPE10962 | Active | 5
2499853 | CLAMP,LIVE LINE | Blanket Clamp Peg, Small, Nylon, Rubber Glove Peg, 127mm Opening | AMPLITUD | AMPLITUDE PTY LTD (396777) | ZPE10962 | Active | 1
156574 | TERMINATION KIT,ELECTRICAL CABLE | Indoor, for 22kV, 3 Core, 35mm2, Cable Termination, suit IIN1636259 | GILBERT | GILBERT LODGE AUSTRALIA PTY LTD | RAYEPKT24B3XIH2 | Active | 1
156598 | TERMINATION KIT,ELECTRICAL CABLE | Outdoor, 0.6/1kV, 120mm2, 4 Core, XLPE, Kit c/w Colour Codings | GILBERT | GILBERT LODGE AUSTRALIA PTY LTD | TKN95/150BF400C | Active | 1
2500312 | FILTER | Water Absorbing Cartridge, Aquacon AC Series, 18" Lg, Buna-N Seal, 0.4 Micron Rating, removes Water & Dirt from Tx Oil, for PTU1000 Portable Filter Unit | PARKER | PARKER HANNIFIN CORP | AC-718P4D | Active | 1
2500635 | CHARGER,BATTERY | APS6-331 Subrack, 3G, 6RU, Fuse Fail, DCM20, SC300 Monitoring, LV Disconnect, 483 x 335 x 266.7mm, Excl MCB & Rectrs | EATONELE | EATON ELECTRIC SYSTEMS PTY LTD | APS6-331 | Active | 5
2500635 | CHARGER,BATTERY | APS6-331 Subrack, 3G, 6RU, Fuse Fail, DCM20, SC300 Monitoring, LV Disconnect, 483 x 335 x 266.7mm, Excl MCB & Rectrs | POWERON | POWER ON AUSTRALIA PTY LTD | POA16084 | Active | 1
2500726 | COVER,ELECTRICAL EQUIPMENT | CB 9mm Pole Fillers, DIN Mount, suit APS DC System, 10 Pack | POWERON | POWER ON AUSTRALIA PTY LTD | POA18215 | Active | 1
2500734 | COVER,ELECTRICAL EQUIPMENT | CB 18mm Pole Fillers, DIN Mount, suit APS DC System, 10 Pack | POWERON | POWER ON AUSTRALIA PTY LTD | POA7707 | Active | 1
2500767 | CIRCUIT BREAKER | MCB AZ, 100A, C-Curve, 1 Pole, 27mm, suit APS DC System | EATONELE | EATON ELECTRIC SYSTEMS PTY LTD | AZ-C100 | Active | 5
2500767 | CIRCUIT BREAKER | MCB AZ, 100A, C-Curve, 1 Pole, 27mm, suit APS DC System | POWERON | POWER ON AUSTRALIA PTY LTD | POA18201 | Active | 1
2500874 | CIRCUIT BREAKER | MCB FAZ, 50A, C-Curve, 1 Pole, 18mm, suit APS DC System | EATONELE | EATON ELECTRIC SYSTEMS PTY LTD | FAZ-C50/1 | Active | 5
2500874 | CIRCUIT BREAKER | MCB FAZ, 50A, C-Curve, 1 Pole, 18mm, suit APS DC System | POWERON | POWER ON AUSTRALIA PTY LTD | POA16975 | Active | 1
2422830 | SHOTGUN STICK | Adaptor, Sunrise used in Shotgun Stick Kit | PENTA | PENTA AUST (TMAC THEW & MCCANN/HYLEC) | PA22878 | Active | 1
2422830 | SHOTGUN STICK | Adaptor, Sunrise used in Shotgun Stick Kit | HYLEC | HYLEC ENERGY SOLUTIONS | GAAM1 | Active | 2
2422830 | SHOTGUN STICK | Adaptor, Sunrise used in Shotgun Stick Kit | TEN | THE ENERGY NETWORK (AUST) PTY LTD | PLEGAAM1 | Active | 2
2499929 | PROCESSOR,GATEWAY | Babel Buster, Modbus to SNMP Gateway, RS485, 10-30VDC, 100 x 70 x 60mm, DIN Rail Mount | CSM | CONTROL SOLUTIONS MINNESOTA | BB3-6101-V2C | Active | 5
2499929 | PROCESSOR,GATEWAY | Babel Buster, Modbus to SNMP Gateway, RS485, 10-30VDC, 100 x 70 x 60mm, DIN Rail Mount | MADISON | MADISON TECHNOLOGIES PTY LTD | CS BB3-6101-V2C | Active | 1
2475945 | RELAY,PROTECTION | FW H9C, Fdr Diff, 16/14 IO, 24/250VDC Logic, 48/110VDC Pwr, 1/5A, 110VAC Input 1300nm 2Ch, Flush/60TE, DNP 100BaseFX, MM LC Enet | SCHNEIDR | SCHNEIDER PTY LTD (MANUFACTURER) | P543 21QCLM0H99M | Phasing | 1
2400080 | SCREW,TAPPING,THREAD CUTTING | Self Drill, 7 x 25mm, Bugle HD, Phillips Recess (P1000) | CNWELEC | CNW ELECTRICAL PTY LTD | CLI357/25 | Active | 1
2400080 | SCREW,TAPPING,THREAD CUTTING | Self Drill, 7 x 25mm, Bugle HD, Phillips Recess (P1000) | CLIPSAL | CLIPSAL (BY SCHNEIDER ELECTRIC) | CLI 357/25 | Active | 5
2400081 | SCREW,TAPPING,THREAD CUTTING | Self Drill, 7 x 45mm, Bugle HD, Phillips Recess (P1000) | CNWELEC | CNW ELECTRICAL PTY LTD | ALCB745/100 | Active | 1
2400081 | SCREW,TAPPING,THREAD CUTTING | Self Drill, 7 x 45mm, Bugle HD, Phillips Recess (P1000) | CLIPSAL | CLIPSAL (BY SCHNEIDER ELECTRIC) | CLI 357/45 | Active | 5
2400086 | SCREW,TAPPING,THREAD CUTTING | Self Drill, 1 x 40mm, 12 Gauge, 11 TP, Hex, Class 3, for Fixing to Timber (P1000) | BOLTMAST | BOLTMASTERS | Z60310194ICS | Active | 2
2400086 | SCREW,TAPPING,THREAD CUTTING | Self Drill, 1 x 40mm, 12 Gauge, 11 TP, Hex, Class 3, for Fixing to Timber (P1000) | MMELEC | MM ELECTRICAL MERCHANDISING | HOBT9PW4FH1211040 | Active | 1
2400086 | SCREW,TAPPING,THREAD CUTTING | Self Drill, 1 x 40mm, 12 Gauge, 11 TP, Hex, Class 3, for Fixing to Timber (P1000) | BOLTMAST | BOLTMASTERS | BUILDEXZ60310194ICS | Active | 2
2400086 | SCREW,TAPPING,THREAD CUTTING | Self Drill, 1 x 40mm, 12 Gauge, 11 TP, Hex, Class 3, for Fixing to Timber (P1000) | BOLTMAST | BOLTMASTERS | Z603101941CS | Active | 2
2402961 | SCREW,TAPPING,THREAD CUTTING | Self Drill, Forming, 20mm Lg, Flat CSK Phillips HD, Cadmium Plated, Steel # 7 (P1000) | CLIPSAL | CLIPSAL (BY SCHNEIDER ELECTRIC) | CLI 357/20B | Active | 5
2402962 | SCREW,TAPPING,THREAD CUTTING | Self Drill, Forming, 50mm Lg, Flat CSK Phillips HD, Cadmium Plated, Steel # 7 (P100) | CLIPSAL | CLIPSAL (BY SCHNEIDER ELECTRIC) | CLI 357/50B | Active | 5
2405925 | SCREW,TAPPING,THREAD CUTTING | Self Drill, Self Tap, 22mm Lg, 10 Gauge, Wafer HD (P1000) | HAYMANS | HAYMANS ELECTRICAL | REEWTS1022 | Active | 1
2405925 | SCREW,TAPPING,THREAD CUTTING | Self Drill, Self Tap, 22mm Lg, 10 Gauge, Wafer HD (P1000) | CLIPSAL | CLIPSAL (BY SCHNEIDER ELECTRIC) | CLI 357WF22 | Active | 5
2499416 | JUMPER BAR,TERMINAL BLOCK | Type V7, Centre Jumper, 10 Pole, 4mm Terminals, Push-in, Uninsulated, Screw Mount, Grey | SPRECHER | SPRECHER + SCHUH | V7-CJ610 | Active | 5
2499440 | MARKER,IDENTIFICATION | Type V7, Marking System, Blank Tags, 6 x 12mm, White, Card of 100 | SPRECHER | SPRECHER + SCHUH | V7-SM6X12 | Active | 5
2499465 | SWITCH,ROTARY | Isolator Switch, 690V, 25A, 2 Pos, 50/60Hz, 3P, 2.5 to 10mm2 Cable, 100 x 140 x 81 mm, Plastic, IP65, Padlock Locking, Grey c/w Blue Handle | SOCOMEC | SOCOMEC PTY LTD (MANUFACTURER) | ISO325PGS | Active | 5
2499473 | SWITCH,PUSH | Emergency Stop, Pushbutton, 22.5mm, Twist Release, Non-Illuminated, Red, Surface Mounted | SPRECHER | SPRECHER + SCHUH | D7-PMT34PX01 | Active | 5
2499499 | MARKER,IDENTIFICATION | Emergency Stop Label Plate, for D7 E-Stop Push Switch, 60mm, Black Text on Yellow, Round | SPRECHER | SPRECHER + SCHUH | D7-15YE112 | Active | 5
2499515 | CASE,SWITCH BOX | Enclosure, Vertical Socket Mounting Box, 4 Gang Material, 198 x 198 x 63mm, Surface Wall Mounted, PVC, IP66 | CLIPSAL | CLIPSAL (BY SCHNEIDER ELECTRIC) | CLI 56E4-GY | Active | 1
2499515 | CASE,SWITCH BOX | Enclosure, Vertical Socket Mounting Box, 4 Gang Material, 198 x 198 x 63mm, Surface Wall Mounted, PVC, IP66 | CLIPSAL | CLIPSAL (BY SCHNEIDER ELECTRIC) | 56E4-GY | Active | 5
2499523 | CONNECTOR ASSEMBLY,ELECTRICAL | Switched Socket Outlet, 15A, 250V, 50Hz, 3 Pole, 1P + N + E, 3 Flat Pin, IP66, Surface Mount | CLIPSAL | CLIPSAL (BY SCHNEIDER ELECTRIC) | CLI 56C315D-GY | Active | 1
2499523 | CONNECTOR ASSEMBLY,ELECTRICAL | Switched Socket Outlet, 15A, 250V, 50Hz, 3 Pole, 1P + N + E, 3 Flat Pin, IP66, Surface Mount | CLIPSAL | CLIPSAL (BY SCHNEIDER ELECTRIC) | 56C315D-GY | Active | 5
2499556 | SWITCH,LIQUID LEVEL | Vertical Mount Level Single Switch, NC, 32V, 0.5A, 8mm Powder Filled Stem, S/Steel Junction Box, M20 Cable Entry, 1" BPSM & SS Compression Fitting | CCPL | CONTROL COMPONENTS PTY LTD | CCS-1P-JB-SSM-1CF-340-ERG-NC | Active | 1
2467959 | SENSOR,PRESSURE | UNIK 5000 Pressure Transmitter, 25mm S/Steel, 7 to 28V, 4 to 20mA 2-Wire PTX, Temp -20 to 80DegC, G1/4 Female, DIN 43650 Type A, Zero/Span Adjustable, IP65 | GE | GENERAL ELECTRIC COMPANY | PTX5072-TB-A1-CA-H0-PA | Active | 5
2467959 | SENSOR,PRESSURE | UNIK 5000 Pressure Transmitter, 25mm S/Steel, 7 to 28V, 4 to 20mA 2-Wire PTX, Temp -20 to 80DegC, G1/4 Female, DIN 43650 Type A, Zero/Span Adjustable, IP65 | TFS | THERMO FISHER SCIENTIFIC | PTX5072-TB-A1-CA-H0-PA | Active | 1
2442937 | INTERFACE UNIT,COMMS | SEL3094, Converter, Stand Alone | SEL | SCHWEITZER ENGINEERING LAB PTY LTD | 30940CBXX | Active | 1
2442960 | INTERFACE UNIT,COMMS | SEL2505, 48/125V PS, 110V I/O Singlemode Mirrored Bits, Remote I/O Module, Panel Mount | SEL | SCHWEITZER ENGINEERING LAB PTY LTD | 2505333XX | Active | 1
2442978 | INTERFACE UNIT,COMMS | SEL2505, 48/125V PS, 48V I/O Singlemode Mirrored Bits, Remote I/O Module, Panel Mount | SEL | SCHWEITZER ENGINEERING LAB PTY LTD | 2505332XX | Active | 1
2498434 | MODULE | SCD6000, SCD5200, 3 Slot Card File | SCHNEIDR | SCHNEIDER PTY LTD (MANUFACTURER) | SY-2003102R | Active | 1
2500643 | CHARGER,BATTERY | APS3 Solar Hybrid DC System, Solar Input Shunt, IOBGP-11 Qtrpt Mon, FAZ Load MCBs 1x 2A, 1x 4A, 5x 32A & 1x Aux, PLHT Batt MCBs 2x 63A, 1x 125A & 3x Aux | POWERON | POWER ON AUSTRALIA PTY LTD | POASHERGON 2025 | Active | 1
2500668 | CONTROL-DISPLAY UNIT | SC300 Monitor Module, System Controller, suit APS DC System | POWERON | POWER ON AUSTRALIA PTY LTD | POA18432 | Active | 1
2500668 | CONTROL-DISPLAY UNIT | SC300 Monitor Module, System Controller, suit APS DC System | EATONELE | EATON ELECTRIC SYSTEMS PTY LTD | SC300 | Active | 5
2500692 | SENSOR,TEMPERATURE | Dual, TS2-206, 3G IOB, 2+6m, RJ45, suit APS DC System | EATONELE | EATON ELECTRIC SYSTEMS PTY LTD | TS2-206 | Active | 5
2500692 | SENSOR,TEMPERATURE | Dual, TS2-206, 3G IOB, 2+6m, RJ45, suit APS DC System | POWERON | POWER ON AUSTRALIA PTY LTD | POA16914 | Active | 1
2500718 | COVER,ELECTRICAL EQUIPMENT | Recti?er Blanking Panel, suit APS DC System | POWERON | POWER ON AUSTRALIA PTY LTD | POA13709 | Active | 1
2500809 | CIRCUIT BREAKER | MCB FAZ, 6A, C-Curve, 1 Pole, 18mm, suit APS DC System | EATONELE | EATON ELECTRIC SYSTEMS PTY LTD | FAZ-C6/1 | Active | 5
2500809 | CIRCUIT BREAKER | MCB FAZ, 6A, C-Curve, 1 Pole, 18mm, suit APS DC System | POWERON | POWER ON AUSTRALIA PTY LTD | POA16968 | Active | 1
2500841 | CIRCUIT BREAKER | MCB FAZ, 25A, C-Curve, 1 Pole, 18mm, suit APS DC System | EATONELE | EATON ELECTRIC SYSTEMS PTY LTD | FAZ-C25/1 | Active | 5
2500841 | CIRCUIT BREAKER | MCB FAZ, 25A, C-Curve, 1 Pole, 18mm, suit APS DC System | POWERON | POWER ON AUSTRALIA PTY LTD | POA16972 | Active | 1
2500858 | CIRCUIT BREAKER | MCB FAZ, 32A, C-Curve, 1 Pole, 18mm, suit APS DC System | EATONELE | EATON ELECTRIC SYSTEMS PTY LTD | FAZ-C32/1 | Active | 5
2500858 | CIRCUIT BREAKER | MCB FAZ, 32A, C-Curve, 1 Pole, 18mm, suit APS DC System | POWERON | POWER ON AUSTRALIA PTY LTD | POA16973 | Active | 1
156600 | TERMINATION KIT,ELECTRICAL CABLE | Outdoor, 0.6/1kV, 240mm2, 4 Core, XLPE, Kit c/w Colour Codings | GILBERT | GILBERT LODGE AUSTRALIA PTY LTD | RAYCTK240CEB1 | Active | 1
156610 | TERMINATION KIT,ELECTRICAL CABLE | Indoor, Heatshrink, suit 4 Core, 240mm2, XLPE, 0.6kV to 1kV Cable Kit, No 4-Way Break-out Required (scm) | LEGEND | LEGEND POWER SYSTEMS | H1L240ERG02 | Active | 2
156610 | TERMINATION KIT,ELECTRICAL CABLE | Indoor, Heatshrink, suit 4 Core, 240mm2, XLPE, 0.6kV to 1kV Cable Kit, No 4-Way Break-out Required (scm) | GILBERT | GILBERT LODGE AUSTRALIA PTY LTD | RAYCTK240CEB2 | Active | 1
156728 | TERMINATION KIT,ELECTRICAL CABLE | 11kV, 95mm2, 3 Core Cable, suitable for Connecting to Magnefix Switchgear | EATONELE | EATON ELECTRIC SYSTEMS PTY LTD | HOLEC5020040/3 | Active | 1
2497055 | MARKER STRIP | Type ZB8, Number 61 to 70, Vertical, White, suit Terminal Block 8.2mm W, Pack of 10 | PHOENIX | PHOENIX CONTACT PTY LTD | 1052028:0061 | Active | 5
2497055 | MARKER STRIP | Type ZB8, Number 61 to 70, Vertical, White, suit Terminal Block 8.2mm W, Pack of 10 | HAYMANS | HAYMANS ELECTRICAL | PHO1052028:0061 | Active | 1
2405114 | TERMINATION KIT,ELECTRICAL CABLE | Indoor, for 11kV, 3 Core, 240mm2, Al, XLPE Insulated Cu Wire Screened Cable c/w 3 x 240mm Al Sealed Compression Lugs & 1 x 95mm Tinned Cu Compression Lug | TECONN | TE CONNECTIVITY LTD | IXSU-FERG196A | Active | 1
2405116 | TERMINATION KIT,ELECTRICAL CABLE | Indoor, for 11kV, 3 Core, 95mm2, Al, XLPE Insulated Cu Wire Screened Cable c/w 3 x 95mm Al Sealed Compression Lugs & 1 x 35mm Tinned Cu Compression Lug | GILBERT | GILBERT LODGE AUSTRALIA PTY LTD | EPKT17C3XIH1LUG | Active | 5
2405122 | TERMINATION KIT,ELECTRICAL CABLE | Outdoor, Heatshrink, 19/33kV, 1 Core (set of 3 Cores), 630mm, PLWSW Cable (kit to be supplied with each core packaged separately) | INTERENG | INTERTECH ENGINEERING PTY LTD | E2405122 | Active | 1
2405125 | TERMINATION KIT,ELECTRICAL CABLE | Outdoor, 33kV, for 19/33kV, 3 Core, 120mm, Cu, XLPE Insulated Cable (kit to be supplied with instructions & inventory sheet) | GILBERT | GILBERT LODGE AUSTRALIA PTY LTD | EPKT36D3X0H3 | Active | 1
2498277 | HEADSET-MICROPHONE | SENA Expand Mesh Multi-Purpose Comms Headset, Boom Microphone, Bluetooth, Noise Cancellation, HD Speakers c/w USB-C Power & Data Cable | SENA | SENA TECHNOLOGIES INC | EXPAND-MESH | Active | 5
2498277 | HEADSET-MICROPHONE | SENA Expand Mesh Multi-Purpose Comms Headset, Boom Microphone, Bluetooth, Noise Cancellation, HD Speakers c/w USB-C Power & Data Cable | AMPLITUD | AMPLITUDE PTY LTD (396777) | EXPAND-MESH | Active | 1
2498285 | PARTS KIT,HEARING | SENA Expand Mesh Hygiene Kit, Replacement Boom Mic & Ear Pads, for Expand Mesh Multi-Purpose Headset | SENA | SENA TECHNOLOGIES INC | EXPAND-A0203 | Active | 5
2498285 | PARTS KIT,HEARING | SENA Expand Mesh Hygiene Kit, Replacement Boom Mic & Ear Pads, for Expand Mesh Multi-Purpose Headset | AMPLITUD | AMPLITUDE PTY LTD (396777) | EXPAND-A0203 | Active | 1
2405930 | SCREW,TAPPING,THREAD CUTTING | Self Drill, 40mm x 10g, Hi Tek, Wafer HD (P1000) | HAYMANS | HAYMANS ELECTRICAL | REEWTS1040 | Active | 1
2405930 | SCREW,TAPPING,THREAD CUTTING | Self Drill, 40mm x 10g, Hi Tek, Wafer HD (P1000) | CLIPSAL | CLIPSAL (BY SCHNEIDER ELECTRIC) | TUFWAF1040 | Active | 5
2405932 | SCREW,TAPPING,THREAD CUTTING | Self Drill, Self Tap, 50mm Lg, 8 Gauge, Gypfast Needlepoint (P1000) | BLKWOODJ | J BLACKWOOD & SONS LIMITED | 959378 | Active | 2
2405932 | SCREW,TAPPING,THREAD CUTTING | Self Drill, Self Tap, 50mm Lg, 8 Gauge, Gypfast Needlepoint (P1000) | COVENTRY | COVENTRY FASTENERS QLD | 8X50BSWSC | Active | 1
2406596 | SCREW,TAPPING,THREAD CUTTING | Timber T17, 12/11 x 65mm, 5/16" HWF, Class 3 (maintenance) (P1000) | MMELEC | MM ELECTRICAL MERCHANDISING | O4262555 | Active | 5
2406888 | SCREW,TAPPING,THREAD CUTTING | Timber T17, 12/11 x 25mm, 5/16" HWF, Class 3 (P1000) (scm) | MMELEC | MM ELECTRICAL MERCHANDISING | MSF17GHC1225 | Active | 1
2479186 | GLOVES | Flying, Nomex, FR, Touch Screen Compatible, Size 12 | FHA | FLIGHT HELMETS AUSTRALIA | AV244-2 SIZE 12 | Active | 1
8727 | CABLE,POWER,ELECTRICAL | 0.6/1kV, 16mm2, Annealed Copper Conductor, 2 Core, Flat, XLPE Insluated, Black PVC Sheathed, 800m Drum, AS 5000.1, JTS 03-01-08 | MIDLAND | MIDLAND METALS OVERSEAS PTE LTD | MMO-2X16 CU X PVC BLK | Active | 1
2478782 | CONVERSION KIT | Outdoor,72kV,630mm2, XLPE, u/w 150mm2 Self-Sup TERM, c/w Composite Insulator, APED 72kV P, CONT Stress Cone, Box Body, MTG Kit, K-TBXD 30 630 Top Bolt, JSA1 AL | NKT | NKT PTY LTD (AUSTRALIA) | APED 72 P 630 CONVERSION KIT | Active | 1
2478832 | ENCLOSURE,ELECTRICAL BOX | Housing, Portable Protection Relay Cubicle,657 x 550 x 267.5mm, Aluminium, Dwg 123456-01 | ERNTEC | ERNTEC PTY LTD (MANUFACTURER) | 3534789 | Active | 1
2500056 | RELAY,PROTECTION | FW 8.22, Tx 2 Winding Diff w/Volts, 10/12 IO, 24/250VDC Logic, 125-250VDC Pwr, 1/5A CT, 24/240V VT, DNP3 100BaseFX, MM LC Enet | CSEUNI | CSE UNISERVE PTY LTD | T60UA3HKHF8NH6PM8LU6TWXX | Active | 1
2500064 | RELAY,PROTECTION | FW 8.22, Tx 2 Winding Diff w/Volts, 10/12 IO, 24/250VDC Logic, 24-48VDC Pwr, 1/5A CT, 24/240V VT, DNP3 100BaseFX, MM LC Enet & IEC61850 | CSEUNI | CSE UNISERVE PTY LTD | T60UA3HKLF8NH6PM8LU6TWXX | Active | 1
2500072 | RELAY,PROTECTION | FW B7B, Fdr Mgt, OC EF & SEF, 16/7 IO, 48/110VDC Pwr, 1/5A CT, 100/120V VT, Flush/40TE, DNP 100BaseFX, MM LC Enet & IEC61850 | SCHNEIDR | SCHNEIDER PTY LTD (MANUFACTURER) | P142 21QCLM0B79L | Active | 1
2500106 | RELAY,PROTECTION | FW K4A, Line Diff 2 Ended, 16/14 IO, 48/110VDC Pwr, 1/5A CT, 110V VT, 1300nm 1Ch, Flush/40TE, DNP 100BaseFX, MM LC Enet & IEC61850 | SCHNEIDR | SCHNEIDER PTY LTD (MANUFACTURER) | P543 21QBLM0K49M | Active | 1
2500114 | RELAY,PROTECTION | FW K4A, Line Diff 2/3 Ended, 16/14 IO, 48/110VDC Pwr, 1/5A CT, 110V VT, 1300nm 2Ch, Flush/40TE, DNP 100BaseFX, MM LC Enet & IEC61850 | SCHNEIDR | SCHNEIDER PTY LTD (MANUFACTURER) | P543 21QCLM0K49M | Active | 1
2500122 | RELAY,PROTECTION | FW K4A, Line Diff 2/3 Ended, 16/14 IO, 24/32VDC Pwr, 1/5A CT, 110V VT, 850nm 2Ch, Flush/40TE, DNP 100BaseFX, MM LC Enet & IEC61850 | SCHNEIDR | SCHNEIDER PTY LTD (MANUFACTURER) | P543 91QALM0K49M | Active | 1
2500130 | RELAY,PROTECTION | FW K4A, Line Diff 2 Ended, 16/14 IO, 24/32VDC Pwr, 1/5A CT, 110V VT, 1300nm 1Ch, Flush/40TE, DNP 100BaseFX, MM LC Enet & IEC61850 | SCHNEIDR | SCHNEIDER PTY LTD (MANUFACTURER) | P543 91QBLM0K49M | Active | 1
2500148 | RELAY,PROTECTION | FW K4A, Line Diff 2/3 Ended, 16/14 IO, 24/32VDC Pwr, 1/5A CT, 110V VT, 1300nm 2Ch, Flush/40TE, DNP 100BaseFX, MM LC Enet & IEC61850 | SCHNEIDR | SCHNEIDER PTY LTD (MANUFACTURER) | P543 91QCLM0K49M | Active | 1
2500627 | CHARGER,BATTERY | APS3-331 Subrack, 3G, 3RU, Fuse Fail, DCM10, SC300 Monitoring, LV Disconnect, 483 x 315 x 134mm, Excl MCB & Rectrs | EATONELE | EATON ELECTRIC SYSTEMS PTY LTD | APS3-331 | Active | 5
2500627 | CHARGER,BATTERY | APS3-331 Subrack, 3G, 3RU, Fuse Fail, DCM10, SC300 Monitoring, LV Disconnect, 483 x 315 x 134mm, Excl MCB & Rectrs | POWERON | POWER ON AUSTRALIA PTY LTD | POA16080 | Active | 1
2500650 | SHUNT,INSTRUMENT | Shunt Assy, 300A/50mV, 2 x RJ45, suit APS DC System | EATONELE | EATON ELECTRIC SYSTEMS PTY LTD | CS300-A00 | Active | 5
2500650 | SHUNT,INSTRUMENT | Shunt Assy, 300A/50mV, 2 x RJ45, suit APS DC System | POWERON | POWER ON AUSTRALIA PTY LTD | POA15213 | Active | 1
2443158 | INTERFACE UNIT,COMMS | SEL2894, 4.5-5.5V DC, 300 to 19,000bps, Elec Connector Male DB-9, EIA-232 Std Interface to Optical Connector 2 ST, IEEE C37.94 Std Interface | SEL | SCHWEITZER ENGINEERING LAB PTY LTD | 2894MXX | Active | 1
22460 | SIGN | Gravoply Clear Perspex, Legend NON-COMMISSIONED, 80 x 25 x 23mm, White with Black Text, 60 x 20mm, Dwg CCSTD-AR081-01, suit 1A Fuse Link | UTENGSGN | UTILITY ENGRAVING & SIGNS | LABEL GRAVOPLYY01 | Active | 1
2499903 | RELAY,PROTECTION | 2 Term Line Diff, OC & EF, 14/25 IO Logic, 48/125VDC Pwr, 110VDC Ctrl, 1A Ph & 1A N, 110VAC Input, 4U Rack, 1300nm C37.94, DNP over RS485 or 100BaseFX Enet | SEL | SCHWEITZER ENGINEERING LAB PTY LTD | 0311L7JH0321325XX | Active | 1
2499911 | RELAY,PROTECTION | 2 Term Line Diff, OC & EF, 14/25 IO Logic, 48/125VDC Pwr, 110VDC Ctrl, 5A Ph & 5A N, 110VAC Input, 4U Rack, 1300nm C37.94, DNP over RS485 or 100BaseFX Enet | SEL | SCHWEITZER ENGINEERING LAB PTY LTD | 0311L7JH0325325XX | Active | 1
25052 | CUTTER,CABLE,POWERED | Izumi Battery Powered, 18V Series 7, Cuts up to 50mm Non-Ferrous Cable & 21mm Hard Cu, Skin Only, c/w Milwaukee Adaptor | IZUMI | IZUMI PRODUCTS (MANUFACTURER) | S7-K50M-EQ | Active | 5
25052 | CUTTER,CABLE,POWERED | Izumi Battery Powered, 18V Series 7, Cuts up to 50mm Non-Ferrous Cable & 21mm Hard Cu, Skin Only, c/w Milwaukee Adaptor | SPECFORC | SPECIALISED FORCE PTY LTD | S7-K50M-EQ | Active | 1
2400923 | TERMINATION KIT,ELECTRICAL CABLE | 300mm2 Cu/Al Ply | EATONELE | EATON ELECTRIC SYSTEMS PTY LTD | 5020014 | Active | 1
2400928 | TERMINATION KIT,ELECTRICAL CABLE | 11kV, 240mm2, 3 Core Cable, to suit Connecting to Magnefix Switchgear | EATONELE | EATON ELECTRIC SYSTEMS PTY LTD | HOLEC 5020044/3 | Active | 1
2400931 | TERMINATION KIT,ELECTRICAL CABLE | Indoor, for 11kV, 3 Core, 95mm2, Al, XLPE Cable c/w Solvent Wipes | INTERENG | INTERTECH ENGINEERING PTY LTD | NOR95IX | Active | 1
2400932 | TERMINATION KIT,ELECTRICAL CABLE | Indoor, for 11kV, 3 Core, 240mm2, Al, XLPE Cable c/w Solvent Wipes | INTERENG | INTERTECH ENGINEERING PTY LTD | NOR240IX | Active | 1
2400946 | TERMINATION KIT,ELECTRICAL CABLE | Magnefix, Cable Connection Kit, Pin Type, for Hazemeyer Transformer, for 16 to 95mm2 Cu 3 x 1 core screened XLPE/PVC Cable, C/W Single Core Tubes, | EATONELE | EATON ELECTRIC SYSTEMS PTY LTD | 502.0024 | Active | 1
1140819 | LAMP,MERCURY VAPOUR | 50W, Diffuse Bulb Fluorescent, E27 Cap, JTS 05-01-01, JBP 2010/0444/T (P40)(scm) | SYLVANIA | SYLVANIA SCHREDER | 645001 | Phasing | 1
1140823 | LAMP,MERCURY VAPOUR | 80W, Diffuse Bulb Fluorescent, E27 Cap, JTS 05-01-01, JBP 2010/0444/T (P40)(scm) | SYLVANIA | SYLVANIA SCHREDER | 645002 | Phasing | 1
1140827 | LAMP,MERCURY VAPOUR | 125W, Diffuse Bulb Fluorescent, E27 Cap, JTS 05-01-01, JBP 2010/0444/T (P40)(scm) | SYLVANIA | SYLVANIA SCHREDER | 654610 | Phasing | 1
1140843 | LAMP,MERCURY VAPOUR | 250W, Diffuse Blub Fluorescent, E40 Cap, JTS 05-01-01, JBP 2010/0444/T (P12) | SYLVANIA | SYLVANIA SCHREDER | 645003 | Phasing | 1
2401940 | LAMP,MERCURY VAPOUR | 250W, GES Reflector Back, suit Eyelight Watchman Floodlight (P12) | EYELIGHT | EYE LIGHTING AUSTRALIA PTY LTD | 110310-HRF250PD(GES)E40 250W | Phasing | 1
2401941 | LAMP,MERCURY VAPOUR | 400W, Hard Glass Exterior Reflector E40 Cap, for Watchman Flood Light (P6) | EYELIGHT | EYE LIGHTING AUSTRALIA PTY LTD | 110315-HRF400PD(GES)E40 400W | Phasing | 1
23777 | SLEEVE,COMPRESSION | FT, Mercury 7/4.50 AAC, Wasp 7/0.173, Hex Die 21.0mm A/F, Al, AS1154-1 | PLP | PREFORMED LINE PRODUCTS (AUST) | CMSA-135 | Active | 1
2497378 | BIT,ROCK DRILL | Milwaukee SDS Plus Vacuum Drill Bit, 12 x 325mm, for Silica Dust Extraction, suit M-Class 30L Vacuum | MILWAUKE | MILWAUKEE POWER TOOLS | 4932459283 | Active | 5
2497378 | BIT,ROCK DRILL | Milwaukee SDS Plus Vacuum Drill Bit, 12 x 325mm, for Silica Dust Extraction, suit M-Class 30L Vacuum | C&LTOOL | C&L TOOL CENTRE | MILWA4932459283 | Active | 1
2497386 | BIT,ROCK DRILL | Milwaukee SDS Plus Vacuum Drill Bit, 18 x 360mm, for Silica Dust Extraction, suit M-Class 30L Vacuum | MILWAUKE | MILWAUKEE POWER TOOLS | 4932459286 | Active | 5
2497386 | BIT,ROCK DRILL | Milwaukee SDS Plus Vacuum Drill Bit, 18 x 360mm, for Silica Dust Extraction, suit M-Class 30L Vacuum | C&LTOOL | C&L TOOL CENTRE | MILWA4932459286 | Active | 1
20267 | SUNSCREEN PREPARATION | Hamilton, SPF 50+, 200ml Pump Action Spray Bottle, Non-Greasy, Approx 4hr Water Resistant | ATOMSUPP | ATOM SUPPLY GROUP P/L | 210666 | Active | 1
20267 | SUNSCREEN PREPARATION | Hamilton, SPF 50+, 200ml Pump Action Spray Bottle, Non-Greasy, Approx 4hr Water Resistant | ALPHAFAS | ALPHA FIRST AID SUPPLIES | 510019 | Active | 2
20267 | SUNSCREEN PREPARATION | Hamilton, SPF 50+, 200ml Pump Action Spray Bottle, Non-Greasy, Approx 4hr Water Resistant | ATOMSUPP | ATOM SUPPLY GROUP P/L | 236517 | Active | 2
20267 | SUNSCREEN PREPARATION | Hamilton, SPF 50+, 200ml Pump Action Spray Bottle, Non-Greasy, Approx 4hr Water Resistant | BLKWOODJ | J BLACKWOOD & SONS LIMITED | 10903617/10786 | Active | 2
2472207 | SUNSCREEN PREPARATION | Hamilton Sensitive; 265 ml; SPF 50+; 4hr water resistant; low allergy; reef safe | ALPHAFAS | ALPHA FIRST AID SUPPLIES | 510031 | Active | 1
21310 | CLAMP,CABLE | IPC Connector, Insulated, Multi-Service LV ABC Main, FRP Black Body, Red Id Plate, 35 to 95mm2 Mains, 4 x 6-35mm2 Taps, Pack of 10 | SICAME | SICAME AUSTRALIA PTY LTD | MSCI/3595XE RED | Active | 1
21311 | CLAMP,CABLE | IPC Connector, Insulated, Multi-Service LV ABC Main, FRP Black Body, White Id Plate, 35 to 95mm2 Mains, 4 x 6-35mm2 Taps, Pack of 10 | SICAME | SICAME AUSTRALIA PTY LTD | MSCI/3595XE WHITE | Active | 1
21312 | CLAMP,CABLE | IPC Connector, Insulated, Multi-Service LV ABC Main, FRP Black Body, Blue Id Plate, 35 to 95mm2 Mains, 4 x 6-35mm2 Taps, Pack of 10 | SICAME | SICAME AUSTRALIA PTY LTD | MSCI/3595XE BLUE | Active | 1
2405274 | CLAMP,CABLE | IPC Connector, Multi-Service Bare Al Main, FRP Black Body, Black Id Plate, 50 to 150mm2 Mains, 4 x 6-35mm2 Taps c/w S/Steel Fasteners, Pack of 10 | SICAME | SICAME AUSTRALIA PTY LTD | MSCA/50150X | Active | 1
104624 | END CAP,EARTH ROD | End Protector, suit Rods 12 to 20mm Dia, Pack of 100 | LYNDON | LYNDON AGENCIES | 1220REOSOCKS | Active | 1
2500080 | RELAY,PROTECTION | FW B7B, Fdr Mgt, OC EF & SEF, 16/7 IO, 24/32VDC Pwr, 1/5A CT, 100/120V VT, Flush/40TE, DNP 100BaseFX, MM LC Enet & IEC61850 | SCHNEIDR | SCHNEIDER PTY LTD (MANUFACTURER) | P142 91QCLM0B79L | Active | 1
2500098 | RELAY,PROTECTION | FW K4A, Line Diff 2/3 Ended, 16/14 IO, 48/110VDC Pwr, 1/5A CT, 110V VT, 850nm 2Ch, Flush/40TE, DNP 100BaseFX, MM LC Enet & IEC61850 | SCHNEIDR | SCHNEIDER PTY LTD (MANUFACTURER) | P543 21QALM0K49M | Active | 1
22534 | TEST KIT | Digital Micro Ohm Meter Kit, 4 Terminal, 240V Mains or Battery Powered, 10A Test Current, Range 0.1 to 2500 micro-ohm | MEGGER | MEGGER LIMITED PTY | DLRO10HD-EX | Active | 1
2500924 | RELAY,PROTECTION | M871 – NS0273 Capacitor Voltage Transformer Monitor IED, 1/5A AC Nom 24-250V DC Aux, RS485 & 100 Base FX Fibre Comms | ADAPTAUS | ADAPT AUSTRALIA PTY LTD | M871280YF12C | Active | 1
2454189 | DYNAMOMETER,ELECTRONIC | Tension Load Cell, 1000kg Capacity, 90 x 220mm, LCD Screen, IP65 | SPECFORC | SPECIALISED FORCE PTY LTD | INDUSTRIAL-1 | Active | 1
2454189 | DYNAMOMETER,ELECTRONIC | Tension Load Cell, 1000kg Capacity, 90 x 220mm, LCD Screen, IP65 | TRACTEL | TRACTEL GROUP | LLX1-1 | Active | 2
2454189 | DYNAMOMETER,ELECTRONIC | Tension Load Cell, 1000kg Capacity, 90 x 220mm, LCD Screen, IP65 | SPECFORC | SPECIALISED FORCE PTY LTD | LLX1-1 | Active | 2
2498913 | RELAY,PROTECTION | FW R302, Txf 3 Winding Biased Diff, OC & EF, 110-250VDC Pwr, 10/11 IO, 110VDC Ctrl, 3x3Ph 1A CT, 1xN 1A CT, Vert Flush, DNP3 over RS232 or 100BaseFX MM | SEL | SCHWEITZER ENGINEERING LAB PTY LTD | 07873EE1D1D1D72810430 | Active | 1
2498947 | RELAY,PROTECTION | FW R210-V3, Txf 2 Winding Biased Diff, OC & EF, 110-250VDC Pwr, 10/11 IO, 110VDC Ctrl, 2x3Ph 1A CT, 1xN 1A CT, Vert Flush, DNP3 over RS485 or 100BaseT | SEL | SCHWEITZER ENGINEERING LAB PTY LTD | 0787EX1D1D1D71810330 | Active | 1
2406999 | SHUNT,INSTRUMENT | RIV Ball & Socket Type White, S'Line, Cat # 8505B | TEN | THE ENERGY NETWORK (AUST) PTY LTD | 8505B | Active | 1
2435006 | GRIP,CABLE,JAW | Come-Along, suit 2 & 4 Core, 25 - 95mm2 Service Cable | SICAME | SICAME AUSTRALIA PTY LTD | SCBT38 | Active | 1
2452837 | GRIP,CABLE,JAW | CCT Cable, Trigger Grip, 2T (20kN) WLL, suit 16-35mm OD Cable, Jaw 120mm Lg, Eye Size 32 x 42mm c/w Safety Latch | SPECFORC | SPECIALISED FORCE PTY LTD | LARGE-20-GRIP | Active | 1
2454064 | INTERFACE UNIT,COMMS | X10DR 2/3-Way Interface Box, requires 2 or 3 XIB-CK cables | PACWIRE | PACIFIC WIRELESS | XIB | Active | 1
2456101 | INTERFACE UNIT,COMMS | SEL2814, 14.8dB, 5km, Up to 115.2kbps, Female DB9, EIA-232 Multimode Fibre Optic Transceiver, ST Connector, Incl RTS/CTS | SEL | SCHWEITZER ENGINEERING LAB PTY LTD | 2814F0 | Active | 1
2461713 | BLADE,KNIFE | Replacement Blade, 50mm Lg, S/Steel, Cad Plated, suit Safety Flat Linemans Knife Thew & McCann | PENTA | PENTA AUST (TMAC THEW & MCCANN/HYLEC) | PA10270 | Phasing | 1
2461713 | BLADE,KNIFE | Replacement Blade, 50mm Lg, S/Steel, Cad Plated, suit Safety Flat Linemans Knife Thew & McCann | THEWMCCA | TMAC THEW & MCCANN GROUP | 2461713 | Phasing | 2
2461713 | BLADE,KNIFE | Replacement Blade, 50mm Lg, S/Steel, Cad Plated, suit Safety Flat Linemans Knife Thew & McCann | THEWMCCA | TMAC THEW & MCCANN GROUP | TM10270 | Phasing | 5
19817 | CLAMP,SUSPENSION | Downlead Cushion, OPGW 9.5 to 11.8mm Dia Cable Range, for Wood Poles c/w Coach Screw & Sq Washer | PLP | PREFORMED LINE PRODUCTS (AUST) | OFDLC-8003041 | Active | 2
19817 | CLAMP,SUSPENSION | Downlead Cushion, OPGW 9.5 to 11.8mm Dia Cable Range, for Wood Poles c/w Coach Screw & Sq Washer | TEN | THE ENERGY NETWORK (AUST) PTY LTD | OPGW-DL-10-WS | Active | 1
2461770 | CLAMP,SUSPENSION | ADSS 96 Optical Fibre Cable, suit Short Spans, 15.0-15.99 Dia c/w Cushioning Insert (scm) | PLP | PREFORMED LINE PRODUCTS (AUST) | OFDSC-150155-3 | Active | 1
2494235 | CLAMP,SUSPENSION | Armour Grip Double c/w Structural Rods & Earth, suit 9.6mm SFPOC/SFSJ-12509 OPGW | MOSGRAPH | MOSDORFER GRAPH | KMHY01E254-A | Active | 1
2494284 | SENSOR,TEMPERATURE | PT100, Threaded Temperature Probe, M6 x 12mm Thread, 316 S/Steel, 200DegC Max, 500Vdc, 2m/3 Core Teflon Cable, u/w RTD Temperature Transmitter | APCS | ANALOGUE PROCESS CONTROL SERVICE (MANU) | PR507 | Active | 1
2400965 | INSULATION SLEEVING,ELEC,SPEC | Sleeve Bushing, HV Right Angle Heat Shrinkable, 10 - 35 mm2 Cable, 3 Per Set | TECONN | TE CONNECTIVITY LTD | RSRB-4042 | Active | 1
2400965 | INSULATION SLEEVING,ELEC,SPEC | Sleeve Bushing, HV Right Angle Heat Shrinkable, 10 - 35 mm2 Cable, 3 Per Set | GILBERT | GILBERT LODGE AUSTRALIA PTY LTD | RAYRSRB4042 | Active | 2
19820 | CLAMP,SUSPENSION,ELEC CONDUCTOR | OPGW Suspension Single, 10.63 to 11.15mm Dia Cable Range, Colour Code Black, Left Hand Lay, for OPGW Installation c/w S-070-1, TET-070, OFCTT-64971, | PLP | PREFORMED LINE PRODUCTS (AUST) | OPGWSS-1063LC-EN | Active | 1
20672 | CLAMP | Dielectric Suspension/Support Clamp, Short Span, 12mm to 12.6mm Dia Cable Range | PLP | PREFORMED LINE PRODUCTS (AUST) | OFFDS2-120129 | Active | 1
21764 | GRIP,DEADEND | Dielectric, Short Span, ADSS 12.4 to 12.90mm Dia Range | PLP | PREFORMED LINE PRODUCTS (AUST) | ADSSTS-124-SG-EN | Active | 1
2497287 | SPLICE ENCLOSURE,FIBRE OPTIC | OPGW c/w Entry Glands & Nipples for 1 x 14.0 OD, SFPOC 72F SMOF OPGW & 1 x 11.0 OD, SFPOC 72F SMOF OPGW, 3 x Splice Cassette, Tower/Pole Mount | OPTICAL | OPTICAL FIBRE SYSTEMS PTY LTD | OFS-1080-3-B00A-8173-008-160 | Active | 5
2497295 | CLAMP,SUSPENSION,ELEC CONDUCTOR | Double Armour-Grip Suspension Assy, suit 11.1mm c/w Yoke Plate | PLP | PREFORMED LINE PRODUCTS (AUST) | OFAGS-4300203L-ER | Active | 5
25127 | CLEANER,VACUUM | Milwaukee, M18 Wet/Dry Vacuum, 7.5 Ltr, 18V, Built in Blower Port, HEPA Filter, On-Board Accessory & Hose Storage, Skin Only | MILWAUKE | MILWAUKEE POWER TOOLS | M18WDV-0 | Active | 5
25127 | CLEANER,VACUUM | Milwaukee, M18 Wet/Dry Vacuum, 7.5 Ltr, 18V, Built in Blower Port, HEPA Filter, On-Board Accessory & Hose Storage, Skin Only | C&LTOOL | C&L TOOL CENTRE | MILWTM18WDV-0 | Active | 1
2472785 | CLEANER,VACUUM | Milwaukee, M12 Cordless Compact Hand Vacuum, 12V, 470mm c/w Crevice Tool, Extension Nozzle, Extension Wand, Filter Assembly & Utility Nozzle, Skin Only | MILWAUKE | MILWAUKEE POWER TOOLS | M12HV-0 | Active | 5
2472785 | CLEANER,VACUUM | Milwaukee, M12 Cordless Compact Hand Vacuum, 12V, 470mm c/w Crevice Tool, Extension Nozzle, Extension Wand, Filter Assembly & Utility Nozzle, Skin Only | C&LTOOL | C&L TOOL CENTRE | MILWTM12HV-0 | Active | 1
2434892 | BAG,VACUUM CLEANER | Hepa-Flo Replacement Dust Bags, suit Numatic HZQ200 & HZQ190, H Class Vacuum, for Asbestos Handling Kit & SF6 Response Kit (P10) | ALLENS | ALLENS INDUSTRIAL PRODUCTS | NVM1CH | Active | 1
2498707 | INVERTER,POWER,STATIC | PixiiBox, Bi-direction AC/DC Converter, 3.3kW, 230VAC Nom, 48VDC Nom, for Ground & Pole Mount LV BESS Cabinets | PIXII | PIXII AUSTRALIA PTY LTD | 1200 | Active | 2
2498707 | INVERTER,POWER,STATIC | PixiiBox, Bi-direction AC/DC Converter, 3.3kW, 230VAC Nom, 48VDC Nom, for Ground & Pole Mount LV BESS Cabinets | PIXII | PIXII AUSTRALIA PTY LTD | 48/3300 | Active | 1
2434215 | TERMINATION KIT,ELECTRICAL CABLE | Indoor, 11kV, 400mm2 Al, Triplex TR-XLPE Cable, for 11kV ABB SafeLink RMU (3 per set) c/w Cold Shrink Cable Term Kit, 185-400mm Bi-metal Mechanical Cable | TECONN | TE CONNECTIVITY LTD | IXSU-FERG14 | Phasing | 1
2435980 | TERMINATION KIT,ELECTRICAL CABLE | Outdoor, 36kV, 630mm2, Cu, 1 Core, XLPE Cable, Lead Sheath Custom, 3 Ph Kit, Silicon Termination c/w Termination Kit, Filling Compound & Instructions, | GILBERT | GILBERT LODGE AUSTRALIA PTY LTD | RAYOXSU-F6151 | Active | 2
2435980 | TERMINATION KIT,ELECTRICAL CABLE | Outdoor, 36kV, 630mm2, Cu, 1 Core, XLPE Cable, Lead Sheath Custom, 3 Ph Kit, Silicon Termination c/w Termination Kit, Filling Compound & Instructions, | RAYCHEM | RAYCHEM (AUSTRALIA) PTY LTD | OXSU-F6151 | Active | 1
2461564 | TERMINATION KIT,ELECTRICAL CABLE | Indoor, 11kV, 35mm2 Al, Triplex TR-XLPE Cable, Insect Protected, 11kV ABB SD Series RMU c/w Heat Shrink Cable Term Kit, Bush Insulation, 25-95mm Cable Core | LEGEND | LEGEND POWER SYSTEMS | H11I1XEG002 | Active | 2
2461564 | TERMINATION KIT,ELECTRICAL CABLE | Indoor, 11kV, 35mm2 Al, Triplex TR-XLPE Cable, Insect Protected, 11kV ABB SD Series RMU c/w Heat Shrink Cable Term Kit, Bush Insulation, 25-95mm Cable Core | JBJOINT | JB JOINTING SUPPLIES PTY LTD | JB-11-95-SDAF | Active | 2
2461564 | TERMINATION KIT,ELECTRICAL CABLE | Indoor, 11kV, 35mm2 Al, Triplex TR-XLPE Cable, Insect Protected, 11kV ABB SD Series RMU c/w Heat Shrink Cable Term Kit, Bush Insulation, 25-95mm Cable Core | TECONN | TE CONNECTIVITY LTD | IXSU-FERG9 | Active | 1
2461580 | TERMINATION KIT,ELECTRICAL CABLE | Indoor, 11kV, 185mm2 Al or 240mm2 Cu, Triplex XLPE Cable, for 11kV Magnefix MD Series RMU & SFU c/w Heat Shrink Cable Term Kit, Solvent Wipes, Holec | TECONN | TE CONNECTIVITY LTD | IXSU-FERG12 | Active | 5
2461614 | TERMINATION KIT,ELECTRICAL CABLE | Indoor, 11kV, 400mm2 Al Triplex & 400mm2 Cu (3x1C) XLPE Cable, Insect Protected, for 11kV ABB SafeLink RMU c/w Heat Shrink Cable Term Kit, Bushing | LEGEND | LEGEND POWER SYSTEMS | H11I1XEG004 | Active | 2
2461614 | TERMINATION KIT,ELECTRICAL CABLE | Indoor, 11kV, 400mm2 Al Triplex & 400mm2 Cu (3x1C) XLPE Cable, Insect Protected, for 11kV ABB SafeLink RMU c/w Heat Shrink Cable Term Kit, Bushing | JBJOINT | JB JOINTING SUPPLIES PTY LTD | JB-11-400-SBC | Active | 2
2461614 | TERMINATION KIT,ELECTRICAL CABLE | Indoor, 11kV, 400mm2 Al Triplex & 400mm2 Cu (3x1C) XLPE Cable, Insect Protected, for 11kV ABB SafeLink RMU c/w Heat Shrink Cable Term Kit, Bushing | SICAME | SICAME AUSTRALIA PTY LTD | HST-11-IX1-400-EQTP1 | Active | 2
2461614 | TERMINATION KIT,ELECTRICAL CABLE | Indoor, 11kV, 400mm2 Al Triplex & 400mm2 Cu (3x1C) XLPE Cable, Insect Protected, for 11kV ABB SafeLink RMU c/w Heat Shrink Cable Term Kit, Bushing | TECONN | TE CONNECTIVITY LTD | IXSU-FERG14 | Active | 1
2461630 | TERMINATION KIT,ELECTRICAL CABLE | Outdoor, 11kV, 185mm2 Al & 240mm2 Cu, Triplex XLPE Cable, Insect Protected c/w Heat Shrink Cable Term Kit, Solvent Wipes, 95-240mm Cable Core Mechanical | JBJOINT | JB JOINTING SUPPLIES PTY LTD | JB-11-240-OD | Active | 2
2461630 | TERMINATION KIT,ELECTRICAL CABLE | Outdoor, 11kV, 185mm2 Al & 240mm2 Cu, Triplex XLPE Cable, Insect Protected c/w Heat Shrink Cable Term Kit, Solvent Wipes, 95-240mm Cable Core Mechanical | LEGEND | LEGEND POWER SYSTEMS | H11I1XEG007 | Active | 2
2461630 | TERMINATION KIT,ELECTRICAL CABLE | Outdoor, 11kV, 185mm2 Al & 240mm2 Cu, Triplex XLPE Cable, Insect Protected c/w Heat Shrink Cable Term Kit, Solvent Wipes, 95-240mm Cable Core Mechanical | SICAME | SICAME AUSTRALIA PTY LTD | HST-11-OX1-185240-EQTP1 | Active | 2
2461630 | TERMINATION KIT,ELECTRICAL CABLE | Outdoor, 11kV, 185mm2 Al & 240mm2 Cu, Triplex XLPE Cable, Insect Protected c/w Heat Shrink Cable Term Kit, Solvent Wipes, 95-240mm Cable Core Mechanical | PLP | PREFORMED LINE PRODUCTS (AUST) | CPA-CAESK-12-150-240 | Active | 2
2461630 | TERMINATION KIT,ELECTRICAL CABLE | Outdoor, 11kV, 185mm2 Al & 240mm2 Cu, Triplex XLPE Cable, Insect Protected c/w Heat Shrink Cable Term Kit, Solvent Wipes, 95-240mm Cable Core Mechanical | TECONN | TE CONNECTIVITY LTD | OXSU-FERG16 | Active | 1
2461754 | TERMINATION KIT,ELECTRICAL CABLE | Preformed Helical, FT, suit Short Span, ADSS 96 Optical Fibre Cable, 14.7-15.3mm Dia c/w Clevis Thimble, Support Rod, Ext Link & Helical | PLP | PREFORMED LINE PRODUCTS (AUST) | ADSSTS-147-SG | Active | 1
2478758 | TERMINATION KIT,ELECTRICAL CABLE | Outdoor,72kV,630mm2, XLPE, Self-Sup TERM c/w Porcelain Insulator, FEV 72-P, Pollution LVL (4), Creepage Distance 2320mm, BIL 325kV, Shear Bolt Stalk Lug | NKT | NKT PTY LTD (AUSTRALIA) | FEV 72-P | Active | 5
2481281 | TERMINATION KIT,ELECTRICAL CABLE | Outdoor, 38/66kV, 1C, 300mm2 Stranded Compacted Circ WB Cu, XLPE/WBT/CAS/ LLDPE/Nyl/MDPE, Graphite Coating | CBLGRID | CABLE GRID AUSTRALIA PTY LTD | CG-2481281-S1923-4 | Active | 1
2481281 | TERMINATION KIT,ELECTRICAL CABLE | Outdoor, 38/66kV, 1C, 300mm2 Stranded Compacted Circ WB Cu, XLPE/WBT/CAS/ LLDPE/Nyl/MDPE, Graphite Coating | BRUGG | BRUGG CABLES (MANUFACTURER) | S1923-4-300 | Active | 5
23776 | SLEEVE,COMPRESSION | FT, Fly, 7/0.134 AAC (7/3.40), 18.0mm A/F, Al, AS1154-1 | PLP | PREFORMED LINE PRODUCTS (AUST) | CMSA-102 7/3.40 AAC | Active | 1
2478691 | CONVERTER,FREQUENCY,STATIC | AFLC CPU Board, Suits Enermet/L&G SFU-K 303, 403 | LANDIS | LANDIS GYR (AUST) PTY LTD | 170.196.00001 | Active | 1
22485 | METER,WATTHOUR | Prog Id 10E227, Mk10E, 3Ph, 4 Wire/ 3 Wire, 63.5/240VAC, 5-20A CT Aux Supply Class 0.5, Powered Comms Port, Metering Dynamics Label | EDMI | EDMI PTY LTD | 1E00-23H0-611-27-F12-201300-03 | Active | 5
2479095 | ANALYSER,POWER QUALITY | Kit, CAT IV-600V, 1A-500/3000A, PQ45 Power Quality Data Recorder with 4G Upgrade c/w Antenna 4G 1m Cable, Rubber Holster & Strap, 4 x 500/3000A High | CHK | CHK POWER QUALITY PTY LTD | 1APQ45-S/UP-4G C/W ANT | Active | 1
2479194 | CAP,UTILITY | Flight Helmet Skull Cap, Cotton, Size S | FHA | FLIGHT HELMETS AUSTRALIA | 95302 | Active | 1
2480945 | STRAINER ELEMENT,SEDIMENT | Evac Bag, 200 Micron Prefilter, u/w Waste Water Filter Unit | SIMTECH | SIMTECH PTY LTD | EVB+200 | Active | 1
2478741 | TERMINATION KIT,ELECTRICAL CABLE | LV, 4C Al to OH Bundle Box + Neutral, c/w Mechanical Lugs, Breakout Boot, Heatshrinks, & Instructions | LEGEND | LEGEND POWER SYSTEMS | UGOH001-95-240EQ | Active | 1
2479210 | CAP,UTILITY | Flight Helmet Skull Cap, Cotton, Size L | FHA | FLIGHT HELMETS AUSTRALIA | 95304 | Active | 1
2479228 | CAP,UTILITY | Flight Helmet Skull Cap, Cotton, Size XL | FHA | FLIGHT HELMETS AUSTRALIA | 95305 | Active | 1
2478634 | JOINT,ELECTRICAL POWER CABLE | Straight Joint Slip-on Type, 66kV,400- 630mm2, c/w Screen Separation SME 72-S, Size 36 with Inner Metallic Housing and Outer GRP Housing (Resin Filled), | NKT | NKT PTY LTD (AUSTRALIA) | SME 72-S | Active | 1
2478972 | COUPLER,ANTENNA | P25, Receiving Multicoupler, Hi Band VHF | POLARELE | POLAR ELECTRONIC INDUSTRIES PTY LTD | SA2C-8QAN | Active | 1
2482693 | SWITCHBOARD,POWER | Txf Switchgear Unit, 36kV, 1250A, 31.5kA 2000A Bus Metal Encl Fixed Switchgear & Ctrl Gear Assy, 110V DC Aux Supply, 2 x CT Cores for Txf & Bus Protn, 3Ph VT | SIEMENS | SIEMENS LTD | 8DA10-2482693 | Active | 1
2482677 | SWITCHBOARD,POWER | Txf Switchgear Unit, 36kV, 2000A, 31.5kA 2000A Bus Metal Encl Fixed Switchgear & Ctrl Gear Assy, 110V DC Aux Supply, 2 x CT Cores for Txf & Bus Protn, 3Ph VT | SIEMENS | SIEMENS LTD | 8DA10-2482677 | Active | 1
104782 | HOT LINE STICK | Insulating Stick, 1.2m x 32mm Dia c/w Sunrise Fitting & Butt Cap, Std IEC60855 | THEWMCCA | TMAC THEW & MCCANN GROUP | U3212 | Active | 1
105087 | HOT LINE STICK | Roller Link Stick, 32mm Fibreglass Insert, 500mm Lg Overall | CABLEACC | CABLE ACCESSORIES (AUST) | H4714E/500 | Active | 1
2406870 | HOT LINE STICK | 1200mm Lg Sections c/w Carry Case, 1 x Universal Section, 3 x Ext Sections, Fuse Remover, Base Cap, Disconnect Hook, Universal Adapter & Hand Guard | TEN | THE ENERGY NETWORK (AUST) PTY LTD | TENK026 | Active | 1
2406870 | HOT LINE STICK | 1200mm Lg Sections c/w Carry Case, 1 x Universal Section, 3 x Ext Sections, Fuse Remover, Base Cap, Disconnect Hook, Universal Adapter & Hand Guard | SPECFORC | SPECIALISED FORCE PTY LTD | HF546-4/KIT | Active | 2
2437473 | SWITCHGEAR | RMU, 36kV, 3 x Feeder Switch c/w Mounting Plinth & Outdoor Enclosure, JTS 06-08-01 | ABBAUST | ABB AUSTRALIA PTY LTD | 5811982 | Active | 1
20709 | SWITCH,FUSE GEAR | Magnefix, Replacement Single Phase Switch Cap for Hazemeyer Type RMUs, Shelf life 20 years. | EATONELE | EATON ELECTRIC SYSTEMS PTY LTD | 2683.497 | Active | 1
20710 | SWITCH,FUSE GEAR | Magnefix 11kV, Hazemeyer, Single to 3 Ph Conversion Kit, c/w Bridging Handle & Instalationl Hardware, for Replacing Damaged/Degraded 3 Ph Ganging | EATONELE | EATON ELECTRIC SYSTEMS PTY LTD | 913.101 | Active | 1
2499044 | KARABINER | Triplock, Small, Steel, 50kN | HGHTDYNM | HEIGHT DYNAMICS | VCT A430TBZO | Active | 1
19161 | STRAP,RETAINING | Straight Line Pole Strap, 4m Lg, Green c/w Adjust Buckle & Protective Flap, 10 Year Shelf Life | TEN | THE ENERGY NETWORK (AUST) PTY LTD | 10HEID0417-DB01 | Active | 2
19161 | STRAP,RETAINING | Straight Line Pole Strap, 4m Lg, Green c/w Adjust Buckle & Protective Flap, 10 Year Shelf Life | HGHTDYNM | HEIGHT DYNAMICS | VAIPOLEEN24NZANSI | Active | 1
2500239 | SUPPORT,ELEC EQUIP | High Support Structure, Steel, for 36kV Outdoor Disconnector, S10015453-01 | INSULECT | INSULECT AUSTRALIA PTY LTD | DSC08840-02 | Active | 1
2472215 | SUNSCREEN PREPARATION | Hamilton Active Family; 250 ml; SPF 50+ 4hr water resistant; reef safe | ALPHAFAS | ALPHA FIRST AID SUPPLIES | 510030 | Active | 1
2472223 | SUNSCREEN PREPARATION | Hamilton Active Family; 500 ml; SPF 50+ 4hr water resistant; reef safe | ALPHAFAS | ALPHA FIRST AID SUPPLIES | 510032 | Active | 1
2416600 | SCREWDRIVER,CROSS TIP | 5 x 100, Insulated 1000V, for Insulated Tool Kit (Phillips Head) | PENTA | PENTA AUST (TMAC THEW & MCCANN/HYLEC) | PA23061 | Active | 1
2416600 | SCREWDRIVER,CROSS TIP | 5 x 100, Insulated 1000V, for Insulated Tool Kit (Phillips Head) | HYLEC | HYLEC ENERGY SOLUTIONS | IC18DB-5X100 | Active | 2
2416600 | SCREWDRIVER,CROSS TIP | 5 x 100, Insulated 1000V, for Insulated Tool Kit (Phillips Head) | TEN | THE ENERGY NETWORK (AUST) PTY LTD | CRU-5X100 | Active | 2
2416618 | SCREWDRIVER,CROSS TIP | 6 x 125, Insulated 1000V, for Insulated Tool Kit (Phillips Head) | PENTA | PENTA AUST (TMAC THEW & MCCANN/HYLEC) | PA23250 | Active | 1
2416618 | SCREWDRIVER,CROSS TIP | 6 x 125, Insulated 1000V, for Insulated Tool Kit (Phillips Head) | HYLEC | HYLEC ENERGY SOLUTIONS | RL2-PH-6X125 | Active | 2
2416618 | SCREWDRIVER,CROSS TIP | 6 x 125, Insulated 1000V, for Insulated Tool Kit (Phillips Head) | TEN | THE ENERGY NETWORK (AUST) PTY LTD | CRU-6X125 | Active | 2
2416626 | SCREWDRIVER,CROSS TIP | 8 x 150, Insulated 1000V (Phillips Head) | PENTA | PENTA AUST (TMAC THEW & MCCANN/HYLEC) | PA23062 | Active | 1
2416626 | SCREWDRIVER,CROSS TIP | 8 x 150, Insulated 1000V (Phillips Head) | HYLEC | HYLEC ENERGY SOLUTIONS | IC18DB-8X150 | Active | 2
2416626 | SCREWDRIVER,CROSS TIP | 8 x 150, Insulated 1000V (Phillips Head) | TEN | THE ENERGY NETWORK (AUST) PTY LTD | CRU-8X150 | Active | 2
22082 | SETSCREW | M5, 40mm Lg, Fillister Head, Phillips Screw Type, Nylon, Non-Conductive, used for Top Screw to Hang Meters | HOBSON | HOBSON ENGINEERING CO PTY LTD | MS66BPM050040 | Active | 1
429076 | GRIP,DEADEND | FT, Helical, for AAC & AAAC, 19/3.75, Pluto & Neon, 18.8mm Conductor Dia, Colour Code Black | PLP | PREFORMED LINE PRODUCTS (AUST) | AFG-188-CL | Active | 1
429211 | GRIP,DEADEND | FT, Helical, for HDBC, 7/2.00, (7/.080 Imp), 6mm Conductor Dia, Colour Code Yellow | TECONN | TE CONNECTIVITY LTD | FCD0600-0630-6 | Active | 1
429211 | GRIP,DEADEND | FT, Helical, for HDBC, 7/2.00, (7/.080 Imp), 6mm Conductor Dia, Colour Code Yellow | PLP | PREFORMED LINE PRODUCTS (AUST) | CFG-060 | Active | 2
429238 | GRIP,DEADEND | FT, 7/2.75 HDBC (P30) | PLP | PREFORMED LINE PRODUCTS (AUST) | CFG-083 | Active | 1
429246 | GRIP,DEADEND | FT, 19/.083 HDBC (Imp) Colour Code Yellow (P20) | PLP | PREFORMED LINE PRODUCTS (AUST) | CFG-100-CL | Active | 1
429351 | GRIP,DEADEND | FT, 3/2.75 SC/GZ, 3/12 Steel (P50) (scm) | PLP | PREFORMED LINE PRODUCTS (AUST) | GFG-055ER | Active | 1
430082 | GRIP,DEADEND | FT, Helical, for AAC & AAAC, 7/3.75, Mars & Garnet, 11.25mm Conductor Dia, Colour Code Black | TECONN | TE CONNECTIVITY LTD | FAD1080-1130-6 | Active | 1
430082 | GRIP,DEADEND | FT, Helical, for AAC & AAAC, 7/3.75, Mars & Garnet, 11.25mm Conductor Dia, Colour Code Black | PLP | PREFORMED LINE PRODUCTS (AUST) | AFG-113-CL | Active | 2
481902 | GRIP,DEADEND | FT, 7/2.00 SC/GZ (P50) | TECONN | TE CONNECTIVITY LTD | FGD0595-0620-5 | Active | 1
481902 | GRIP,DEADEND | FT, 7/2.00 SC/GZ (P50) | PLP | PREFORMED LINE PRODUCTS (AUST) | GFG-060-CL | Active | 2
2494219 | GRIP,DEADEND | OPGW Conductor Range 8.5 to 9.7mm c/w Earth Wire & Clamp, Clevis Thimble, Ext Link & Bow Shackle | MOSGRAPH | MOSDORFER GRAPH | KMAY01E367 | Active | 1
104198 | CLAMP,BLOCK | 1 Piece Half Clamp c/w 2 x 6mm Dia, 1 x 16mm Dia & 2 x 10mm Dia Holes, 110mm Lg Overall, 80mm Hole Centres, Plastic, for Slip-base Mounted Poles | VELNAH | VELNAH PTY LTD | CEA24BR3 | Active | 2
104198 | CLAMP,BLOCK | 1 Piece Half Clamp c/w 2 x 6mm Dia, 1 x 16mm Dia & 2 x 10mm Dia Holes, 110mm Lg Overall, 80mm Hole Centres, Plastic, for Slip-base Mounted Poles | MMELEC | MM ELECTRICAL MERCHANDISING | IND01-CCBY1/2 | Active | 1
104198 | CLAMP,BLOCK | 1 Piece Half Clamp c/w 2 x 6mm Dia, 1 x 16mm Dia & 2 x 10mm Dia Holes, 110mm Lg Overall, 80mm Hole Centres, Plastic, for Slip-base Mounted Poles | MADISON | MADISON TECHNOLOGIES PTY LTD | CCBPPSYASK | Active | 2
406265 | CLAMP | Band # 4, to attach Xarms, Transformers, etc to Concrete Poles, CA Dwg 905379-02 (scm) | ADNOUGHT | ADNOUGHT SHEETMETAL FABRICATIONS | REFRFQ2092 | Active | 1
2497428 | STEP,POLE | Through Bolt, M16 Dia, for Composite Poles, Dwg PD375-2 | GREGSF | GREG SEWELL FORGINGS PTY LTD | M07180 | Active | 1
19091 | STRAND,WIRE | Stay Wire, 7/2.75mm SC/GZ, Galv Steel, 20m Coil, UTS 1310MPa, JTS 03-03-01 (scm) | MIDLAND | MIDLAND METALS OVERSEAS PTE LTD | MMO-SC/GZ 7/2.75 (20M) | Active | 1
2475168 | INTERFACE UNIT,COMMS | Omron CS1 Series, PLC, CPU, 10k Step, Data Memory Capacity up to 64K Words, CPU42H | OMRON | OMRON ELECTRONICS PTY LTD | CS1G-CPU42H | Active | 5
2476331 | INTERFACE UNIT,COMMS | Omron CS1 Series, PLC, CPU, 20k Step, Data Memory Capacity up to 64K Words, CPU43H | OMRON | OMRON ELECTRONICS PTY LTD | CS1G-CPU43H | Active | 5
2501070 | CONVERTER,DC TO DC | 110V/24V DC, 8A Single Output, 192W, 254 x 113 x 58mm, Single Co Alarm Contact, can be Paralleled | HELIOS | HELIOS POWER SOLUTIONS PTY LTD | DCW200-11024-P9200 | Active | 1
2501146 | INTERFACE UNIT,COMMS | EIA-485 Mulitimode Fiber-Optic, V-Pin Transceiver, 500m, 25.4 x 93.35mm | SEL | SCHWEITZER ENGINEERING LAB PTY LTD | SEL-2820 | Active | 5
2501146 | INTERFACE UNIT,COMMS | EIA-485 Mulitimode Fiber-Optic, V-Pin Transceiver, 500m, 25.4 x 93.35mm | HAYMANS | HAYMANS ELECTRICAL | SEL2820 | Active | 1
2501153 | TRANSDUCER,ELECTRICAL | Temperature & Humidity, 9-24V DC/AC, Input Pwr <0.5VA, Output 4-20mA, Temp -20-60°C, RH 0-100, 118 x 58mm | LUMEL | LUMEL TECHNOLOGIES INC | P18100M1 | Active | 5
2501153 | TRANSDUCER,ELECTRICAL | Temperature & Humidity, 9-24V DC/AC, Input Pwr <0.5VA, Output 4-20mA, Temp -20-60°C, RH 0-100, 118 x 58mm | HAYMANS | HAYMANS ELECTRICAL | CONLUMEL-P18100M1 | Active | 1
2501161 | SWITCH | Twilight Switch, Movement Sensor, 24V AC, 10A, 70 x 95mm, IP54 | NHPELEC | NHP ELECTRICAL ENGINEERING | DASY1024 | Active | 5
2501161 | SWITCH | Twilight Switch, Movement Sensor, 24V AC, 10A, 70 x 95mm, IP54 | HAYMANS | HAYMANS ELECTRICAL | DOEDASY1024 | Active | 1
2501179 | SWITCH | Twilight Switch, Movement Sensor, 240V AC, 16A, 70 x 95mm, IP54 | NHPELEC | NHP ELECTRICAL ENGINEERING | DASY16240 | Active | 5
2501179 | SWITCH | Twilight Switch, Movement Sensor, 240V AC, 16A, 70 x 95mm, IP54 | HAYMANS | HAYMANS ELECTRICAL | DASY16240 | Active | 1
2469716 | FIXTURE,LIGHTING | 28W StreetLED MkII (L33A) 4K Aeroscreen c/w NEMA PE Cell, Minor Road, EQTS 05-01-02 (scm) | GERARD | GERARD LIGHTING GROUP | JLB99BD15L33 | Phasing | 1
24679 | SOCKET,SOCKET WRENCH | Impact, Female, 13mm, 1/2" Drive, Long Shank | MILWAUKE | MILWAUKEE POWER TOOLS | 49666274 | Active | 5
24679 | SOCKET,SOCKET WRENCH | Impact, Female, 13mm, 1/2" Drive, Long Shank | C&LTOOL | C&L TOOL CENTRE | MILWA49666274 | Active | 1
24679 | SOCKET,SOCKET WRENCH | Impact, Female, 13mm, 1/2" Drive, Long Shank | C&LTOOL | C&L TOOL CENTRE | ACT60522013 | Active | 2
24679 | SOCKET,SOCKET WRENCH | Impact, Female, 13mm, 1/2" Drive, Long Shank | C&LTOOL | C&L TOOL CENTRE | GEN447813 | Active | 2
24680 | SOCKET,SOCKET WRENCH | Impact, Female, 15mm, 1/2" Drive, Long Shank | MILWAUKE | MILWAUKEE POWER TOOLS | 49666276 | Active | 5
24680 | SOCKET,SOCKET WRENCH | Impact, Female, 15mm, 1/2" Drive, Long Shank | C&LTOOL | C&L TOOL CENTRE | MILWA49666276 | Active | 1
24680 | SOCKET,SOCKET WRENCH | Impact, Female, 15mm, 1/2" Drive, Long Shank | C&LTOOL | C&L TOOL CENTRE | GEN447815 | Active | 2
24680 | SOCKET,SOCKET WRENCH | Impact, Female, 15mm, 1/2" Drive, Long Shank | C&LTOOL | C&L TOOL CENTRE | ACT60522015 | Active | 2
24681 | SOCKET,SOCKET WRENCH | Impact, Female, 16mm, 1/2" Drive, Long Shank | C&LTOOL | C&L TOOL CENTRE | GEN447816 | Active | 2
24681 | SOCKET,SOCKET WRENCH | Impact, Female, 16mm, 1/2" Drive, Long Shank | MILWAUKE | MILWAUKEE POWER TOOLS | 49666277 | Active | 5
24681 | SOCKET,SOCKET WRENCH | Impact, Female, 16mm, 1/2" Drive, Long Shank | C&LTOOL | C&L TOOL CENTRE | MILWA49666277 | Active | 1
24681 | SOCKET,SOCKET WRENCH | Impact, Female, 16mm, 1/2" Drive, Long Shank | C&LTOOL | C&L TOOL CENTRE | ACT60522016 | Active | 2
24684 | SOCKET,SOCKET WRENCH | Impact, Female, 21mm, 1/2" Drive, Long Shank | C&LTOOL | C&L TOOL CENTRE | GEN447821 | Active | 2
24684 | SOCKET,SOCKET WRENCH | Impact, Female, 21mm, 1/2" Drive, Long Shank | MILWAUKE | MILWAUKEE POWER TOOLS | 49666282 | Active | 5
24684 | SOCKET,SOCKET WRENCH | Impact, Female, 21mm, 1/2" Drive, Long Shank | C&LTOOL | C&L TOOL CENTRE | MILWA49666282 | Active | 1
24684 | SOCKET,SOCKET WRENCH | Impact, Female, 21mm, 1/2" Drive, Long Shank | C&LTOOL | C&L TOOL CENTRE | ACT60522021 | Active | 2
24685 | SOCKET,SOCKET WRENCH | Impact, Female, 23mm, 1/2" Drive, Long Shank | MILWAUKE | MILWAUKEE POWER TOOLS | 49666284 | Active | 5
24685 | SOCKET,SOCKET WRENCH | Impact, Female, 23mm, 1/2" Drive, Long Shank | C&LTOOL | C&L TOOL CENTRE | MILWA49666284 | Active | 1
24685 | SOCKET,SOCKET WRENCH | Impact, Female, 23mm, 1/2" Drive, Long Shank | C&LTOOL | C&L TOOL CENTRE | GEN447823 | Active | 2
24685 | SOCKET,SOCKET WRENCH | Impact, Female, 23mm, 1/2" Drive, Long Shank | C&LTOOL | C&L TOOL CENTRE | ACT60522023 | Active | 2
24686 | SOCKET,SOCKET WRENCH | Impact, Female, 24mm, 1/2" Drive, Long Shank | C&LTOOL | C&L TOOL CENTRE | ACT60522024 | Active | 2
24686 | SOCKET,SOCKET WRENCH | Impact, Female, 24mm, 1/2" Drive, Long Shank | MILWAUKE | MILWAUKEE POWER TOOLS | 49666285 | Active | 5
24686 | SOCKET,SOCKET WRENCH | Impact, Female, 24mm, 1/2" Drive, Long Shank | C&LTOOL | C&L TOOL CENTRE | MILWA49666285 | Active | 1
24686 | SOCKET,SOCKET WRENCH | Impact, Female, 24mm, 1/2" Drive, Long Shank | C&LTOOL | C&L TOOL CENTRE | GEN447824 | Active | 2
24687 | SOCKET,SOCKET WRENCH | Impact, Female, 25mm, 1/2" Drive, Long Shank | C&LTOOL | C&L TOOL CENTRE | GEN447825 | Active | 2
24687 | SOCKET,SOCKET WRENCH | Impact, Female, 25mm, 1/2" Drive, Long Shank | C&LTOOL | C&L TOOL CENTRE | ACT60022100 | Active | 2
24687 | SOCKET,SOCKET WRENCH | Impact, Female, 25mm, 1/2" Drive, Long Shank | MILWAUKE | MILWAUKEE POWER TOOLS | 49666286 | Active | 5
24687 | SOCKET,SOCKET WRENCH | Impact, Female, 25mm, 1/2" Drive, Long Shank | C&LTOOL | C&L TOOL CENTRE | MILWA49666286 | Active | 1
24689 | SOCKET,SOCKET WRENCH | Impact, Female, 30mm, 1/2" Drive, Long Shank | C&LTOOL | C&L TOOL CENTRE | GEN447830 | Active | 2
24689 | SOCKET,SOCKET WRENCH | Impact, Female, 30mm, 1/2" Drive, Long Shank | MILWAUKE | MILWAUKEE POWER TOOLS | 49666291 | Active | 5
24689 | SOCKET,SOCKET WRENCH | Impact, Female, 30mm, 1/2" Drive, Long Shank | C&LTOOL | C&L TOOL CENTRE | MILWA49666291 | Active | 1
24689 | SOCKET,SOCKET WRENCH | Impact, Female, 30mm, 1/2" Drive, Long Shank | C&LTOOL | C&L TOOL CENTRE | ACT60522030 | Active | 2
2479673 | SOCKET,SOCKET WRENCH | 1/2" Drive, 12-Point, 15mm, 1000V Insulated | PENTA | PENTA AUST (TMAC THEW & MCCANN/HYLEC) | PA23193 | Active | 1
2479673 | SOCKET,SOCKET WRENCH | 1/2" Drive, 12-Point, 15mm, 1000V Insulated | SIBILLE | SIBILLE FAMECA ELECTRIC (MANUFACTURER) | MS66L 15 | Active | 2
2481752 | SOCKET,SOCKET WRENCH | 1/2" Insulated, 1/2" Whitworth, 12 Point | ITL | INSULATED TOOLS LTD (MANUFACTURER) | 1280 | Active | 1
2491512 | SOCKET,SOCKET WRENCH | 17mm x 3/8", Square Drive, 6 Point, Impact Rated | C&LTOOL | C&L TOOL CENTRE | ACT61110017 | Active | 2
2491512 | SOCKET,SOCKET WRENCH | 17mm x 3/8", Square Drive, 6 Point, Impact Rated | MILWAUKE | MILWAUKEE POWER TOOLS | 49666141 | Active | 5
2491512 | SOCKET,SOCKET WRENCH | 17mm x 3/8", Square Drive, 6 Point, Impact Rated | C&LTOOL | C&L TOOL CENTRE | 49666141 | Active | 1
2463347 | CONTACT,ELECTRICAL | Weather-Pack Series, 2 Pin Socket, Female, Tin Plated, Cable Range 1.00-2.00mm2, Terminal for use with Automotive Connector | EPDE | ELECTRO-POWER AND DATA EQUIPMENT P/L | 12124580L | Active | 1
2476471 | CONTACT,ELECTRICAL | Fixed Arcing Contact, For use in Magnefix / Hazemeyer MD4 RMU, Removed Using Socket Wrench (2052.044) | EATONELE | EATON ELECTRIC SYSTEMS PTY LTD | 2681.155 | Active | 1
2476489 | CONTACT,ELECTRICAL | Fuse Chamber Contact, Complete Socket, For use in Magnefix / Hazemeyer MD4 RMU | EATONELE | EATON ELECTRIC SYSTEMS PTY LTD | 2682.137 | Active | 1
2476497 | CONTACT,ELECTRICAL | Fixed Main Contact, For use in Magnefix / Hazemeyer MD4 RMU | EATONELE | EATON ELECTRIC SYSTEMS PTY LTD | 2682.486 | Active | 1
22119 | LINK | Link Single Plate, 120kN Min Failing, 100mm Hole Centres, Tongue-Tongue, for 70kN Fittings | PLP | PREFORMED LINE PRODUCTS (AUST) | LSP-120-100-1 | Active | 1
21766 | CLAMP,SUSPENSION | Dielectric Suspension, Short Span, ADSS 12 to 12.99mm Dia Range c/w Cushioning Insert | PLP | PREFORMED LINE PRODUCTS (AUST) | OFDSC-120125-3 | Active | 1
19562 | INVERTER,POWER,STATIC | ProSine Wave 1800i W, 12V DC/240V AC, HD Marine Rating, 7.8A Continuous AC Output Current, 20A Peak AC Output Current, 2900W Max Surge Rating | ADVANCE | ADVANCE TRIDENT LTD | EN806-187-CMS | Active | 1
19563 | INVERTER,POWER,STATIC | ProSine Wave 1800i W, 24V DC/240V AC, HD Marine Rating, 7.8A Continuous AC Output Current, 20A Peak AC Output Current, 2900W Max Surge Rating | ADVANCE | ADVANCE TRIDENT LTD | EN806-188-CMS | Active | 1
2498541 | TOOL,VACUUM CLEANER | Inlet Plug, for Metabo H-Class Battery Vacuum | METABO | METABO TOOL COMPANY | 344115250 | Active | 5
2498541 | TOOL,VACUUM CLEANER | Inlet Plug, for Metabo H-Class Battery Vacuum | ALLENS | ALLENS INDUSTRIAL PRODUCTS | 344115250 | Active | 1
2498665 | BIT,ROCK DRILL | Bosch SDS Plus Vacuum Drill Bit, 22 x 450mm | C&LTOOL | C&L TOOL CENTRE | BORA2537-22X450 | Active | 1
2498665 | BIT,ROCK DRILL | Bosch SDS Plus Vacuum Drill Bit, 22 x 450mm | BOSCH | ROBERT BOSCH (AUST) PTY LTD | 2.608.576.289 | Active | 5
2499218 | SOCKET,SOCKET WRENCH | 1/2" Insulated Socket, 19mm 1000V Deep Impact | AMPLITUD | AMPLITUDE PTY LTD (396777) | 1444 | Active | 1
2463180 | SWITCH,LIQUID LEVEL | Fuel Float Switch, 316SS, Flying Leads, 20VA Reed, 1/8" BSP Thread Fitting, suit Hino JO8 Electrical Parts & Scania DC12 Canopy Parts | CCPL | CONTROL COMPONENTS PTY LTD | CCS-1-FL-1/8T | Active | 1
2463180 | SWITCH,LIQUID LEVEL | Fuel Float Switch, 316SS, Flying Leads, 20VA Reed, 1/8" BSP Thread Fitting, suit Hino JO8 Electrical Parts & Scania DC12 Canopy Parts | TEMPCONT | TEMPERATURE CONTROLS PTY LTD | TC3001 | Active | 5
2499572 | MOTOR | W22 High Efficiency, 6 Pole, 1.5kW, 380-415V, 3Ph, 955 RPM, 50 Hz, Al Frame, Foot Mount, 3.64A Full Load, 15nm, 100L IEC Frame, 160 x 140mm, Shaft 28mm Dia, | WEG | WEG ELECTRIC CORP | K12A W22 | Active | 1
2463156 | CONTACT BLOCK | Autobreak Safety Contact for Emergency Stop Operators, Panel Mount, Yellow, suit Hino JO8 Electrical Parts & Scania DC12 Canopy Parts | SPRECHER | SPRECHER + SCHUH | D7-X01S | Active | 5
2463156 | CONTACT BLOCK | Autobreak Safety Contact for Emergency Stop Operators, Panel Mount, Yellow, suit Hino JO8 Electrical Parts & Scania DC12 Canopy Parts | HAYMANS | HAYMANS ELECTRICAL | D7-X01S | Active | 1
2403400 | MARKER,TRAFFIC | Traffic Cone, Fluro Orange, 450mm, Reflective Centre, Qld Transport 3.9.2.2 | JAYBRO | JAYBRO CIVIL & SAFETY PRODUCTS | 06-450TCRB | Active | 1
2403400 | MARKER,TRAFFIC | Traffic Cone, Fluro Orange, 450mm, Reflective Centre, Qld Transport 3.9.2.2 | RMSROAD | RMS ROADSIGNS (ROAD MNGMNT SOLUTIONS) | TCA450RB | Active | 2
2404821 | HOOK | Tongue, Galv Steel, ETS 01-01-01 Dwg 01-17-02 (P30) | GREGSF | GREG SEWELL FORGINGS PTY LTD | 2404821 | Active | 1
22328 | TAG,INSTRUCTION | Test Tag, Vinyl, Self Adhesive, Black Text on White, TESTED BY EQL, 4 x spaces for Next Test Due, 32 x 51mm c/w Permanent Marking Pen, Pack of 100 | PROMARK | PROMARK PTY LTD (MANUFACTURER) | 7281 | Active | 1
2497709 | TELEMETRY SYSTEM | Eclipse INU, Intelligent Node Unit, 1RU Chassis, c/w IDCV2, Fan, NCCV3, High Output, DC Cables & SD Card | AVIAT | AVIAT NETWORKS | EXX-000-005 | Active | 5
2497709 | TELEMETRY SYSTEM | Eclipse INU, Intelligent Node Unit, 1RU Chassis, c/w IDCV2, Fan, NCCV3, High Output, DC Cables & SD Card | COMMTEL | COMMTEL NETWORK SOLUTIONS | EXX-000-005 | Active | 1
2497774 | RADIO UNIT,REMOTE | ODU 600v2, U6GHz, 6430-6640 TX Low, T-R 340/345MHz | AVIAT | AVIAT NETWORKS | ECH-U6-0340-011 | Active | 5
2497774 | RADIO UNIT,REMOTE | ODU 600v2, U6GHz, 6430-6640 TX Low, T-R 340/345MHz | COMMTEL | COMMTEL NETWORK SOLUTIONS | ECH-U6-0340-011 | Active | 1
2497790 | RADIO UNIT,REMOTE | ODU 600v2, U6GHz, 6590-6775 TX Low, T-R 340/345MHz | AVIAT | AVIAT NETWORKS | ECH-U6-0340-021 | Active | 5
2497790 | RADIO UNIT,REMOTE | ODU 600v2, U6GHz, 6590-6775 TX Low, T-R 340/345MHz | COMMTEL | COMMTEL NETWORK SOLUTIONS | ECH-U6-0340-021 | Active | 1
2497808 | RADIO UNIT,REMOTE | ODU 600v2, U6GHz, 6930-7115 TX High, T-R 340/345MHz | COMMTEL | COMMTEL NETWORK SOLUTIONS | ECH-U6-0340-022 | Active | 1
2497808 | RADIO UNIT,REMOTE | ODU 600v2, U6GHz, 6930-7115 TX High, T-R 340/345MHz | AVIAT | AVIAT NETWORKS | ECH-U6-0340-022 | Active | 5
2497816 | RADIO UNIT,REMOTE | ODU 600v2, 8GHz, 7700-7855 TX Low, T-R 300/310/311.32/360MHz | COMMTEL | COMMTEL NETWORK SOLUTIONS | ECH-08-0311-011 | Active | 1
2497816 | RADIO UNIT,REMOTE | ODU 600v2, 8GHz, 7700-7855 TX Low, T-R 300/310/311.32/360MHz | AVIAT | AVIAT NETWORKS | ECH-08-0311-011 | Active | 5
2497824 | RADIO UNIT,REMOTE | ODU 600v2, 8GHz, 8025-8210 TX High, T-R 300/310/311.32/360MHz | COMMTEL | COMMTEL NETWORK SOLUTIONS | ECH-08-0311-012 | Active | 1
2497824 | RADIO UNIT,REMOTE | ODU 600v2, 8GHz, 8025-8210 TX High, T-R 300/310/311.32/360MHz | AVIAT | AVIAT NETWORKS | ECH-08-0311-012 | Active | 5
2497840 | RADIO UNIT,REMOTE | ODU 600v2, 11GHz, 11425-11705 TX High, T-R 490/500/520/530MHz | COMMTEL | COMMTEL NETWORK SOLUTIONS | ECH-11-0490-012 | Active | 1
2497840 | RADIO UNIT,REMOTE | ODU 600v2, 11GHz, 11425-11705 TX High, T-R 490/500/520/530MHz | AVIAT | AVIAT NETWORKS | ECH-11-0490-012 | Active | 5
2497857 | RADIO UNIT,REMOTE | ODU 600v2, 11GHz, 10675-10975 TX Low, T-R 490/500/520/530MHz | AVIAT | AVIAT NETWORKS | ECH-11-0530-011 | Active | 5
2497857 | RADIO UNIT,REMOTE | ODU 600v2, 11GHz, 10675-10975 TX Low, T-R 490/500/520/530MHz | COMMTEL | COMMTEL NETWORK SOLUTIONS | ECH-11-0530-011 | Active | 1
2497907 | COUPLER | Coupler Assy, ODU 600v2, 10/11GHz Equal 3dB, V & H Polarisation | AVIAT | AVIAT NETWORKS | 086-523300-113 | Active | 5
2497907 | COUPLER | Coupler Assy, ODU 600v2, 10/11GHz Equal 3dB, V & H Polarisation | COMMTEL | COMMTEL NETWORK SOLUTIONS | 086-523300-113 | Active | 1
2497915 | COUPLER | Coupler Assy, ODU 600v2, 13GHz Equal 3dB, V & H Polarisation | AVIAT | AVIAT NETWORKS | 086-523300-133 | Active | 5
2497915 | COUPLER | Coupler Assy, ODU 600v2, 13GHz Equal 3dB, V & H Polarisation | COMMTEL | COMMTEL NETWORK SOLUTIONS | 086-523300-133 | Active | 1
2497931 | COUPLER | Coupler Assy, XPIC 600v2, 7/8GHz OMT Assy | AVIAT | AVIAT NETWORKS | 086-523302-007 | Active | 5
2497931 | COUPLER | Coupler Assy, XPIC 600v2, 7/8GHz OMT Assy | COMMTEL | COMMTEL NETWORK SOLUTIONS | 086-523302-007 | Active | 1
2497972 | RADIO UNIT,REMOTE | ODU 600v2, 6GHz Waveguide Transition Kit, WR137 Waveguide, UDR 70 Flange | AVIAT | AVIAT NETWORKS | 179-530500-006 | Active | 5
2497972 | RADIO UNIT,REMOTE | ODU 600v2, 6GHz Waveguide Transition Kit, WR137 Waveguide, UDR 70 Flange | COMMTEL | COMMTEL NETWORK SOLUTIONS | 179-530500-006 | Active | 1
2497980 | RADIO UNIT,REMOTE | ODU 600v2, 10/11GHz Waveguide Transition Kit, WR90 Waveguide, UDR 100 Flange | AVIAT | AVIAT NETWORKS | 179-530500-011 | Active | 5
2497980 | RADIO UNIT,REMOTE | ODU 600v2, 10/11GHz Waveguide Transition Kit, WR90 Waveguide, UDR 100 Flange | COMMTEL | COMMTEL NETWORK SOLUTIONS | 179-530500-011 | Active | 1
24173 | BEACON,PERSONAL LOCATOR | GPS, Digital 406MHz, High Intensity Flashing LED, 7 Year Battery Life, IP67 Carry Case, supplied with Asset & Barcode | GME | GME INNOVATIVE ELECTRONICS | MT610G | Active | 5
24173 | BEACON,PERSONAL LOCATOR | GPS, Digital 406MHz, High Intensity Flashing LED, 7 Year Battery Life, IP67 Carry Case, supplied with Asset & Barcode | HYLEC | HYLEC ENERGY SOLUTIONS | MT610GAUS | Active | 2
24173 | BEACON,PERSONAL LOCATOR | GPS, Digital 406MHz, High Intensity Flashing LED, 7 Year Battery Life, IP67 Carry Case, supplied with Asset & Barcode | HYLEC | HYLEC ENERGY SOLUTIONS | MT610GBAUS | Active | 2
24173 | BEACON,PERSONAL LOCATOR | GPS, Digital 406MHz, High Intensity Flashing LED, 7 Year Battery Life, IP67 Carry Case, supplied with Asset & Barcode | PENTA | PENTA AUST (TMAC THEW & MCCANN/HYLEC) | PA21663 | Active | 1
2498723 | GLOVES,ELECTRICAL WORKER'S | Novax, Class 0, Size 6, Insulating Rubber, Yellow, 360mm Lg | NOVAX | NOVAX ELECTRICAL SAFETY (GB INDUSTRIES) | GLS0Y360-06 | Active | 5
2498723 | GLOVES,ELECTRICAL WORKER'S | Novax, Class 0, Size 6, Insulating Rubber, Yellow, 360mm Lg | AMPLITUD | AMPLITUDE PTY LTD (396777) | GLS0Y360-06 | Active | 1
2498772 | LEAD SET,ELECTRICAL | Short Circuit, Set 6 Leads, 200A, Red Clamps | PENTA | PENTA AUST (TMAC THEW & MCCANN/HYLEC) | PA21890 | Active | 1
2498772 | LEAD SET,ELECTRICAL | Short Circuit, Set 6 Leads, 200A, Red Clamps | HYLEC | HYLEC ENERGY SOLUTIONS | HSPEDCROC46BYP1 | Active | 2
2499028 | ADAPTOR | Cinch, Type SMA Socket to N Plug, Straight, 50 Ohm Coaxial Adaptor | CINCH | CINCH CONNECTIVITY SOLUTIONS | 29-3840 | Active | 5
2499028 | ADAPTOR | Cinch, Type SMA Socket to N Plug, Straight, 50 Ohm Coaxial Adaptor | RSPRO | RS PRO COMPONENTS PTY LTD | 886-0096 | Active | 1
2499697 | DOOR,ACCESS | Door Hinge Reversal Kit, NHP Concept Premier AC Switchboard | NHPELEC | NHP ELECTRICAL ENGINEERING | CELAKDHR | Active | 1
2480523 | CIRCUIT BREAKER SUBASSEMBLY | 1000kV, Rating Plug 2000A, Sentron 3WL, spare part for Open CB | SIEMENS | SIEMENS LTD | 3WL9111-0AA62-0AA0 | Active | 1
2480523 | CIRCUIT BREAKER SUBASSEMBLY | 1000kV, Rating Plug 2000A, Sentron 3WL, spare part for Open CB | WEBER | WEBER SOUTH PACIFIC PTY LTD | SIE-RP2000 | Active | 2
2499390 | TRANSMITTER,TEMPERATURE | IPAQ C330 Smart 2-Wire In-Head Universal Transmitter, 4-20mA Output, 8-36VDC Supply, 33mm Dia, 19.7mm D, DIN B-Head or Larger, Programmable, IP65 | INOR | INOR PROCESS AB | C330 | Active | 5
3755 | INTERFACE UNIT,COMMS | MUIB3, 125/110V DC Interface Board, suit RTP 125V or 110V Battery Chargers, EESS-10735-01-0B | ACCULEC | ACCULEC PTY LTD (303899) | RPS-RT1200MUIB3-RTP | Active | 1
3755 | INTERFACE UNIT,COMMS | MUIB3, 125/110V DC Interface Board, suit RTP 125V or 110V Battery Chargers, EESS-10735-01-0B | RTP | RECTIFIER TECHNOLOGIES PACIFIC PTY LTD | CMP-RT1200MUIB3 | Active | 5
3755 | INTERFACE UNIT,COMMS | MUIB3, 125/110V DC Interface Board, suit RTP 125V or 110V Battery Chargers, EESS-10735-01-0B | LEGEND | LEGEND POWER SYSTEMS | RPS-RT1200MUIB3-RTP | Active | 2
2499713 | CHARGER,BATTERY | 153-1302-xx Battery Monitor, 24 Cell, BCM4 | RTP | RECTIFIER TECHNOLOGIES PACIFIC PTY LTD | CMP-RT000MMIB40 | Active | 5
2499713 | CHARGER,BATTERY | 153-1302-xx Battery Monitor, 24 Cell, BCM4 | ACCULEC | ACCULEC PTY LTD (303899) | RT000MMIB40 | Active | 1
2439305 | CHARGER,BATTERY | 240V AC Input, 110V DC 63A Output, 42U High Cabinet c/w 7 x Separately Packed Rectifiers, EE Dwg 929221-01, 929225-01, 933155-01 & 970587-02, ETS 2005/659/T | RTP | RECTIFIER TECHNOLOGIES PACIFIC PTY LTD | RTA4B | Active | 1
2499739 | STRIPPER,CABLE,HAND | Alroc Oracl Scoring Tool, Longitudinal, 4 Depth Settings 0.4/0.6/0.9/1.1mm, for Black Peelable Semi-conductive Screen | PENTA | PENTA AUST (TMAC THEW & MCCANN/HYLEC) | ALRORACL-HTA | Active | 2
2499739 | STRIPPER,CABLE,HAND | Alroc Oracl Scoring Tool, Longitudinal, 4 Depth Settings 0.4/0.6/0.9/1.1mm, for Black Peelable Semi-conductive Screen | PENTA | PENTA AUST (TMAC THEW & MCCANN/HYLEC) | PA21232 | Active | 1
2499747 | BLADE,CABLE STRIPPER | Replacement Blade for Alroc Oracl Semi-conductive Scoring Tool | PENTA | PENTA AUST (TMAC THEW & MCCANN/HYLEC) | PA30001 | Active | 1
2499754 | METER,POWER QUALITY | Acuvim IIW, Integrated Display, 1A or 5A CT Input, 100-415V AC / 100-300V DC Supply Input, Panel Mounted, optional DIN Adaptor | WEBER | WEBER SOUTH PACIFIC PTY LTD | ACC-IIW-D-5A-P1V3 | Active | 1
2499812 | MODULE | AXM-WEB2 Acuvim II Comms Module, Fiber Optic LC, Single Ethernet, 8GB Storage, WiFi to be disabled | WEBER | WEBER SOUTH PACIFIC PTY LTD | ACC-AXM-WEB2-FOLC | Active | 1
2499820 | METER,POWER QUALITY | Acuvim IIW, Remote Display c/w 2m Lead, suit Transducer Acuvim Meter | WEBER | WEBER SOUTH PACIFIC PTY LTD | ACC-REM-DS2 | Active | 1
2499895 | RELAY,PROTECTION | 3 Term Line Diff, OC & EF, 14/25 IO Logic, 48/125VDC Pwr, 110VDC Ctrl, 5A Ph & 5A N, 110VAC Input, 4U Rack, 1300nm C37.94, DNP over RS485 or 100BaseFX Enet | SEL | SCHWEITZER ENGINEERING LAB PTY LTD | 0311L7JHH325325XX | Active | 1
2500031 | TRANSFORMER,VOLTAGE | 12kV, IVT, 50Hz, 3Ph Groundmount, 11000V / 110V, 0.5, 3P 35VA c/w Metering Accuracy Tests | TWS | TWS ENERGY CONTROLS | FITK0121 | Active | 1
2474591 | GLOVES,DISPOSABLE | Nitrile Glove; Size Large; 1 Pair only, Disposable. | ALPHAFAS | ALPHA FIRST AID SUPPLIES | 659 | Active | 1
2500254 | HAND STICK,INSULATED | LV Insulated Stick, Universal Head, Rubber Base Cap, 900mm Lg, LV Use Only Label attached | AMPLITUD | AMPLITUDE PTY LTD (396777) | USSS-S-103 | Active | 1
2485142 | PAD,HELMET | Gallet Comfort Liner Kit, for LH050 Helicopter Helmet | FHA | FLIGHT HELMETS AUSTRALIA | GA77094 | Active | 1
2485175 | PAD,HELMET | Nephos Comfort Liner, X-Large, 1/2" Thk, for Aspida Flight Helmet | REDBARON | RED BARON ALSE | PCL1712 | Active | 1
2485183 | PAD,HELMET | Nephos Comfort Liner, X-Large, 1/4" Thk, for Aspida Flight Helmet | REDBARON | RED BARON ALSE | PCL1714 | Active | 1
2485191 | PAD,HELMET | Nephos Comfort Liner, X-Large, 3/4" Thk, for Aspida Flight Helmet | REDBARON | RED BARON ALSE | PCL1734 | Active | 1
2485209 | PAD,HELMET | Nephos Comfort Liner, X-Large, 3/8" Thk, for Aspida Flight Helmet | REDBARON | RED BARON ALSE | PCL1738 | Active | 1
2498731 | TRANSFORMER,DISTRIBUTION | Groundmount, 22kV/433-250V, 315kVA, 3Ph, HV Bsh DIN Interface A, LV Bsh, KNAN FR3 Fluid, Dyn 11, 7 Tap Posn HV & LV Cable Box Fitted, Pressure Relief, for BESS | WILSON | WILSON TRANSFORMER CO. PTY LTD | 874-B360-11 | Active | 1
2498764 | TRANSFORMER,DISTRIBUTION | Groundmount, 11kV/450V/450V, 5MVA, 3Ph, Dy11y11, KNAN FR3, for BESS | WILSON | WILSON TRANSFORMER CO. PTY LTD | 886-B298-11 | Active | 1
2468767 | SWITCHGEAR | RMU, 12kV, SafeLink 2 CFC, 2 x Feeder Switches, 1 x Switch Fuse, IAC AF, max Connection 1000kVA Transformer, (no rear chimney), JTS 06-08-01 | ABBAUST | ABB AUSTRALIA PTY LTD | 5812043 | Active | 5
2498996 | WRENCH,OFFSET | Offset Jointer Spanner, 3/4" drive socket, used to join Concrete Poles | ROCLA | ROCLA PTY LTD | SPANNER | Active | 1
2497394 | TOOL,VACUUM CLEANER | Milwaukee SDS Extraction Attachment, Rubber Seal, Drilling Depth/Hole upto 70mm, for Silica Dust Extraction, suit M-Class 30L Vacuum | MILWAUKE | MILWAUKEE POWER TOOLS | 5317-DE | Active | 5
2497394 | TOOL,VACUUM CLEANER | Milwaukee SDS Extraction Attachment, Rubber Seal, Drilling Depth/Hole upto 70mm, for Silica Dust Extraction, suit M-Class 30L Vacuum | C&LTOOL | C&L TOOL CENTRE | MILWA5317-DE | Active | 1
3830 | MODEM,COMMUNICATIONS | EPL Modem, GSM/GPRS Telit EZ864, suit Landis & Gyr AFLC Controller, ETS 2011/0363/T 11d | LANDIS | LANDIS GYR (AUST) PTY LTD | 316.471.01002 | Active | 1
2442945 | MODEM,COMMUNICATIONS | DM20 FFSK, 1200 Baud, DNP3, RS232/VF Modem, Power Line Carrier | PLC | POWERLINE COMMUNICATIONS (AUST) | PLC DM-20 | Active | 1
104328 | CONDUIT,NONMETALLIC,RIGID | UPVC, 125mm, 6m, LD, Orange Electrical to AS/NZS2053 Part 2-1995 | HAYMANS | HAYMANS ELECTRICAL | PIP125LD | Active | 2
104328 | CONDUIT,NONMETALLIC,RIGID | UPVC, 125mm, 6m, LD, Orange Electrical to AS/NZS2053 Part 2-1995 | MMELEC | MM ELECTRICAL MERCHANDISING | PIP125LD | Active | 1
104329 | CONDUIT,NONMETALLIC,RIGID | UPVC, 80mm, 4m, HD, Orange Electrical, AS/NZS2053 Part 2-1995 | HAYMANS | HAYMANS ELECTRICAL | PIP80HD | Active | 1
104458 | CONDUIT,NONMETALLIC,RIGID | PVC, 50mm, 4m Lg, Medium Duty, White, Comms, Aust Std | HAYMANS | HAYMANS ELECTRICAL | 50AUSCOM | Active | 1
1865617 | CONDUIT,NONMETALLIC,RIGID | UPVC, 100mm, 6m, LD, Orange Electrical, AS/NZS2053 Part 2-1995 (scm) | IDEALELE | IDEAL ELECTRICAL SUPPLIERS | KEYP4001006 | Active | 1
1865617 | CONDUIT,NONMETALLIC,RIGID | UPVC, 100mm, 6m, LD, Orange Electrical, AS/NZS2053 Part 2-1995 (scm) | LAWRENCE | LAWRENCE & HANSON | 7KEY100MM/6MTR | Active | 2
2406677 | CONDUIT,NONMETALLIC,RIGID | UPVC, 40mm, 4m, HD, Orange Electrical, AS/NZS2053 Part 2-1995 (P5) (scm) | HAYMANS | HAYMANS ELECTRICAL | 40HDCON | Active | 1
2498251 | EARTH ASSEMBLY,STRINGING | Replacement Romind Snap-On Head, suit TMAC Earths | PENTA | PENTA AUST (TMAC THEW & MCCANN/HYLEC) | PA00815 | Active | 1
2498251 | EARTH ASSEMBLY,STRINGING | Replacement Romind Snap-On Head, suit TMAC Earths | THEWMCCA | TMAC THEW & MCCANN GROUP | TM00815 | Active | 2
2498301 | PAD | Anti-Vibration Pad, 461 x 230 x 37.5mm, Nitrile, Black, suit 750kPa, 7600kg Max Loading, Dwg 668-0070E | WILSON | WILSON TRANSFORMER CO. PTY LTD | 668-0070N10 | Active | 1
2498780 | RELAY,PROTECTION | 3 Term Line Diff Protn, OC & EF, 8/12 IO 48-125VDC Pwr, 5A Ph & Polarising CT, 110VDC Ctrl, 4U Rack, Vert, 2x1300nm FO Line Comms Module, DNP3 over RS485 | SEL | SCHWEITZER ENGINEERING LAB PTY LTD | 0311L1LDD325325XX | Active | 1
34123 | SWITCHGEAR | RMU, SafeLink 2 CFC, Single Switch Fuse, for 11kV Oil Type & Dry Type Transformer Connection up to 1500kVA, Mech D | ABBAUST | ABB AUSTRALIA PTY LTD | CFC INDOOR | Active | 1
34125 | SWITCHGEAR | RMU, SafeLink 2 CFCC, 3-Way Single Switch Fuse, 11kV Oil Type & Dry Type Transformer Connection up to 1500kVA, Mech D | ABBAUST | ABB AUSTRALIA PTY LTD | CFCC INDOOR | Active | 1
34126 | SWITCHGEAR | 11kV, SafeLink 2 CCC, 3-Way Switching Unit, Mech D | ABBAUST | ABB AUSTRALIA PTY LTD | CCC INDOOR | Active | 1
34127 | SWITCHGEAR | 11kV, SafeLink 2 CCCC, 4-Way Switching Unit, Mech D | ABBAUST | ABB AUSTRALIA PTY LTD | CCCC INDOOR | Active | 1
2451029 | TARPAULIN | Lifting, Soil, HD Vinyl, 2.44 x 2.44m, c/w Webbing Reinforcing, Rated 2.2T WLL, for Soil Containment & Backfill during Pole Installation & Minor Excavations | SLINGCO | SLINGCO AUSTRALIA PTY LTD | ZLD10016 | Active | 5
2451029 | TARPAULIN | Lifting, Soil, HD Vinyl, 2.44 x 2.44m, c/w Webbing Reinforcing, Rated 2.2T WLL, for Soil Containment & Backfill during Pole Installation & Minor Excavations | AMPLITUD | AMPLITUDE PTY LTD (396777) | ZLD10016 | Active | 1
2451029 | TARPAULIN | Lifting, Soil, HD Vinyl, 2.44 x 2.44m, c/w Webbing Reinforcing, Rated 2.2T WLL, for Soil Containment & Backfill during Pole Installation & Minor Excavations | ESTEX | ESTEX MANUFACTURING CO | 2864-8DTR-SF24 | Active | 2
2497253 | LIFTER | Conductor Jib Base for Redmond Gary TL EWP, Al c/w Jib Bullet End Cap, suit 75mm (3") Fibreglass Stick, Dwg 901962-02 Modified Type | ADNOUGHT | ADNOUGHT SHEETMETAL FABRICATIONS | 901962-02 MODIFIED TYPE | Active | 1
2465664 | MODEM,COMMUNICATIONS | U1300 Capable Telemetry, 4G CAT1 LTE Aust Bands, falling to /3G/HSxPA 850/900/2100 MHz c/w External Casing, Interface Board, SMA/FME Adaptor Cable & | INTERCEL | INTERCEL PTY LTD | ASSLGUMETS4Q | Active | 1
2466472 | MODEM,COMMUNICATIONS | GNSS, TCG 01-G LV Pwr, P2 & P3=2 Pin, TCXO, Security off NTP/SNTP Network Time Server License c/w 19" 1U Rackmount Bracket, 2M UTP Ethernet Cable, Timing | TEKRON | TEKRON INTERNATIONAL LTD | Q1-T1AAA | Active | 5
2467991 | MODEM,COMMUNICATIONS | Cobham Explorer 540, Inmarsat M2M Terminal, 10.5-32V DC, IP66 Rated Enclosure c/w 10m, Multifunction DC Power/Ethernet Cable & 80mm Post | COBHAM | COBHAM PLC | EXPLORER 540 | Active | 5
2481125 | MODEM,COMMUNICATIONS | SABRE Ranger 5000 Satellite w/out Mounting Bracket | ASTAUST | AST AUSTRALIA GLOBAL SATELLITE COMMS | SRG5-9TE00-01 | Active | 1
2489748 | MODEM,COMMUNICATIONS | E36C Modem, for E360 Meters LTE CATM1 Telstra | LANDIS | LANDIS GYR (AUST) PTY LTD | CM36MA101NS001YM | Active | 5
2490423 | MODEM,COMMUNICATIONS | 4G MCR GE Modem, GNSS, 4 Eth, 2 Serial, 10-60VDC, 4.5 x 20.3 x 12.2cm | CSEUNI | CSE UNISERVE PTY LTD | MXCX4GDNNNNNNS3AGSUNC | Active | 1
2492155 | MODEM,COMMUNICATIONS | 4G MCR GE Modem, GNSS, 6 Eth, 10-60VDC, 4.5 x 20.3 x 12.2cm | GE | GENERAL ELECTRIC COMPANY | MXCX4GDNNNNNNS4ALSUNC | Active | 5
2492536 | MODEM,COMMUNICATIONS | 4G CATM1+NB-IoT Modem, Quectel Chipset, Yurika Metering Label, Industrial Telstra SIM Fitted, RJ45 to RJ45 Lead | INTERCEL | INTERCEL PTY LTD | ASSMRTS4M1YURNQ | Active | 1
2492544 | MODEM,COMMUNICATIONS | 4G CATM1+NB-IoT Modem, Telit Chipset, Yurika Metering Label, Industrial Telstra SIM Fitted, RJ45 to RJ45 Lead | INTELLI | INTELLIDESIGN PTY LTD | ID 45570 | Active | 1
2492569 | MODEM,COMMUNICATIONS | 4G CATM1+NB-IoT Modem, Quectel Chipset, Ergon Label, Industrial Telstra SIM Fitted, RJ45 to RJ45 Lead | INTERCEL | INTERCEL PTY LTD | ASSMRTS4M1ERGNQ | Active | 1
2490944 | SWITCHGEAR | RMU, 24kV, 630A, 20kA/3s, SafePlus CCCV, LHS/RHS Extensible, Non-Motorized C Modules, Motorized V Module, Internal Arc Class AFLR 20kA/1s, w/o Protection | ABBAUST | ABB AUSTRALIA PTY LTD | 5822206 | Active | 5
2490951 | SWITCHGEAR | RMU, 24kV, 630A, 20kA/3s, SafePlus CCVV, LHS/RHS Extensible, Non-Motorized C Modules, Motorized V Modules, Internal Arc Class AFLR 20kA/1s, w/o Protection | ABBAUST | ABB AUSTRALIA PTY LTD | 5822207 | Active | 5
19162 | LANYARD,SAFETY,INDUSTRIAL | Shock Absorbing Lanyard, 1.6m Lg, u/w Fallarrest Harness c/w Alloy DA Hook & Triplock Karabiner, 10 Year Shelf Life | HGHTDYNM | HEIGHT DYNAMICS | VAIEA1.6ELANSI | Active | 1
1804012 | LANYARD,SAFETY,INDUSTRIAL | Shock Absorbing, Total Extended 2m Lg, Double Action, Al Snap Hook Each End ETS RSE01 | HGHTDYNM | HEIGHT DYNAMICS | Z90205656E | Active | 1
1804012 | LANYARD,SAFETY,INDUSTRIAL | Shock Absorbing, Total Extended 2m Lg, Double Action, Al Snap Hook Each End ETS RSE01 | HGHTDYNM | HEIGHT DYNAMICS | SALA Z90205656E | Active | 2
1804012 | LANYARD,SAFETY,INDUSTRIAL | Shock Absorbing, Total Extended 2m Lg, Double Action, Al Snap Hook Each End ETS RSE01 | LRI | LIFE AND RESCUE INTERNATIONAL | 101525 | Active | 2
1804012 | LANYARD,SAFETY,INDUSTRIAL | Shock Absorbing, Total Extended 2m Lg, Double Action, Al Snap Hook Each End ETS RSE01 | PRALSAFE | PROTECTOR ALSAFE | M1010019 | Active | 2
2425213 | LANYARD,SAFETY,INDUSTRIAL | Energy Absorber c/w Double Locking Hook & D-Ring, ETS RSE01 | LRI | LIFE AND RESCUE INTERNATIONAL | 101509 | Phasing | 2
2425213 | LANYARD,SAFETY,INDUSTRIAL | Energy Absorber c/w Double Locking Hook & D-Ring, ETS RSE01 | HGHTDYNM | HEIGHT DYNAMICS | SALA Z9005.53646 | Phasing | 2
2425213 | LANYARD,SAFETY,INDUSTRIAL | Energy Absorber c/w Double Locking Hook & D-Ring, ETS RSE01 | HGHTDYNM | HEIGHT DYNAMICS | Z9005.53646 | Phasing | 1
2498293 | FUSEHOLDER,BASE & CARRIER | 690V AC, 32A, 3P, Front Wired, Black, DIN Rail Mounting, suit 10 x 38mm Fuses | SCHNEIDR | SCHNEIDER PTY LTD (MANUFACTURER) | DF103 | Active | 1
34124 | SWITCHGEAR | RMU, SafeLink 2 CFCF, Double Switch Fuse, for 11kV Oil Type & Dry Type Transformer Connection up to 1500kVA, Mech D | ABBAUST | ABB AUSTRALIA PTY LTD | CFCF INDOOR | Active | 1
2498632 | SHROUD,GRINDER | Milwaukee Dust Extraction Cutting Shroud, 115-125mm Dia Disc Grinder Dust Guard, suit Silica Dust Extractor Vacuum | MILWAUKE | MILWAUKEE POWER TOOLS | A4932430467 | Active | 5
2498632 | SHROUD,GRINDER | Milwaukee Dust Extraction Cutting Shroud, 115-125mm Dia Disc Grinder Dust Guard, suit Silica Dust Extractor Vacuum | C&LTOOL | C&L TOOL CENTRE | MILWA4932430467 | Active | 1
2500262 | CUTTER,BATTERY OPERATED | Izumi SLV Inline Guillotine, Stay Wire Battery Hydraulic Cutter c/w Milwaukee Adaptor, Skin Only | IZUMI | IZUMI PRODUCTS (MANUFACTURER) | SLV-S24M-EQ | Active | 5
2500262 | CUTTER,BATTERY OPERATED | Izumi SLV Inline Guillotine, Stay Wire Battery Hydraulic Cutter c/w Milwaukee Adaptor, Skin Only | SPECFORC | SPECIALISED FORCE PTY LTD | SLV-S24M-EQ | Active | 1
2500288 | KEY,SOCKET HEAD SCREW | Allen Hex Bit, 6mm, 19mm Lg, 1/2" Drive Impact for Shear Off | NEXANS | NEXANS GROUP | IT4580 | Active | 1
16138 | SKIN PROTECTIVE COMPOUND | Emulsion; Skin Defence; Water Soluble; For protection against dirt;grease &oils Prevents persperation/skin softening when wearing gloves; 1000ml bottle | ATOMSUPP | ATOM SUPPLY GROUP P/L | 31200052 | Active | 2
16138 | SKIN PROTECTIVE COMPOUND | Emulsion; Skin Defence; Water Soluble; For protection against dirt;grease &oils Prevents persperation/skin softening when wearing gloves; 1000ml bottle | ALPHAFAS | ALPHA FIRST AID SUPPLIES | 3151 | Active | 1
2500346 | CONTACT,ELECTRICAL | ATL Fuller Type F, Moving Contact, Roller Type F, 200mm Lg Braid | SBA | SBA AMALGAMATED PTY LTD | TYPE F ROLLER CONTACT | Active | 1
1420048 | CABLE,POWER,ELECTRICAL | Aerial, 0.6/1kV, 3 x 25mm2 Al ABC, XLPE Insulated | NAN | NAN ELECTRICAL CABLE AUSTRALIA PTY LTD | 3AX025ALVAB | Active | 1
1420048 | CABLE,POWER,ELECTRICAL | Aerial, 0.6/1kV, 3 x 25mm2 Al ABC, XLPE Insulated | OLEX | OLEX AUSTRALIA PTY LTD | XDAB17AA003AALM | Active | 2
2498335 | CONVERTER,DC TO DC | 20-60V Input, 24V Output 6A, 144W, 198 x 112 x 51mm | HELIOS | HELIOS POWER SOLUTIONS PTY LTD | DCW150-24FT-P9200 | Active | 5
2498335 | CONVERTER,DC TO DC | 20-60V Input, 24V Output 6A, 144W, 198 x 112 x 51mm | LAWRENCE | LAWRENCE & HANSON | DCW150-24FT-P9200 | Active | 1
2427482 | TOWELETTE,CLEANING | Hot Stick Wipes, S-1 Kits, Saturated Wipes in Sealed Foil Pouch (Box of 144 Wipes) | TEN | THE ENERGY NETWORK (AUST) PTY LTD | S-1-K | Active | 1
2427516 | TOWELETTE,CLEANING | Fibreglass Wax & Buff Kit, Wax-Saturated Wipe with Dry Buffing Towel (Box of 72 Wipes) | TEN | THE ENERGY NETWORK (AUST) PTY LTD | W-1-K | Active | 1
2427649 | TOWELETTE,CLEANING | Polywater, Rubber Goods Cleaner, Towels, Pre-moistened Towels, 72-count Saturated Wipe Dispenser | TEN | THE ENERGY NETWORK (AUST) PTY LTD | RBG-D72 | Active | 1
2427649 | TOWELETTE,CLEANING | Polywater, Rubber Goods Cleaner, Towels, Pre-moistened Towels, 72-count Saturated Wipe Dispenser | ADAPTAUS | ADAPT AUSTRALIA PTY LTD | RBG-D72 | Active | 2
1837503 | PROTECTOR,HEARING | Ear Plugs, Disposable, 22dB Min Rating, Class 4 (P200) | BLKWOODJ | J BLACKWOOD & SONS LIMITED | 4799039 | Active | 1
1837503 | PROTECTOR,HEARING | Ear Plugs, Disposable, 22dB Min Rating, Class 4 (P200) | 3MAUST | 3M AUSTRALIA PTY LTD | 312-1256 | Active | 2
2455301 | PROTECTOR,HEARING | Ear Plugs, Disposable, 26dB Min Rating, Class 5 (P200) | BLKWOODJ | J BLACKWOOD & SONS LIMITED | 6479965 | Active | 1
2455301 | PROTECTOR,HEARING | Ear Plugs, Disposable, 26dB Min Rating, Class 5 (P200) | UVEX | UVEX SAFETY GROUP | UVEX-XF-UC | Active | 2
2455327 | PROTECTOR,HEARING | Ear Plugs, Disposable, Corded, Small Size, 22dB Min Rating, Class 4 (P100) | BLKWOODJ | J BLACKWOOD & SONS LIMITED | 6480084 | Active | 1
2455327 | PROTECTOR,HEARING | Ear Plugs, Disposable, Corded, Small Size, 22dB Min Rating, Class 4 (P100) | UVEX | UVEX SAFETY GROUP | UVEX-CF-CD | Active | 5
2479319 | PROTECTOR,HEARING | Ear Plugs, Reusable, Corded, 32 dB Min Rating, Class 5 (P120) | ATOMSUPP | ATOM SUPPLY GROUP P/L | 30000521 | Active | 1
2479319 | PROTECTOR,HEARING | Ear Plugs, Reusable, Corded, 32 dB Min Rating, Class 5 (P120) | 3MAUST | 3M AUSTRALIA PTY LTD | P1301 | Active | 5
2479335 | PROTECTOR,HEARING | Ear Plugs, Reusable, Corded, 27 dB Min Rating, Class 5, c/w Storage Case (P50) | ATOMSUPP | ATOM SUPPLY GROUP P/L | 483936 | Active | 1
2479335 | PROTECTOR,HEARING | Ear Plugs, Reusable, Corded, 27 dB Min Rating, Class 5, c/w Storage Case (P50) | MOLDEX | MOLDEX-METRIC | 6435 | Active | 2
2481141 | PROTECTOR,HEARING | Earmuffs, 34dB Rating, Class 5 SCL80, Neckband Style, 3M Peltor Optime H540B, Black & Red | ATOMSUPP | ATOM SUPPLY GROUP P/L | 40024993 | Active | 1
2481141 | PROTECTOR,HEARING | Earmuffs, 34dB Rating, Class 5 SCL80, Neckband Style, 3M Peltor Optime H540B, Black & Red | 3MAUST | 3M AUSTRALIA PTY LTD | 70071730595 | Active | 5
2481158 | PROTECTOR,HEARING | X4A Earmuff, 31dB Rating, Class 5 SLC80, Headband Style, 3M Peltor | BLKWOODJ | J BLACKWOOD & SONS LIMITED | 2188078 | Active | 1
2481158 | PROTECTOR,HEARING | X4A Earmuff, 31dB Rating, Class 5 SLC80, Headband Style, 3M Peltor | 3MAUST | 3M AUSTRALIA PTY LTD | 70108840502 | Active | 5
2496875 | TERMINAL BLOCK | Type V7, Standard Feed-Through, 4mm2, 32A, 800V, 45.3 x 35 x 6mm, Grey, 35mm DIN Rail Mount | SPRECHER | SPRECHER + SCHUH | V7-W4 | Active | 5
2496875 | TERMINAL BLOCK | Type V7, Standard Feed-Through, 4mm2, 32A, 800V, 45.3 x 35 x 6mm, Grey, 35mm DIN Rail Mount | HAYMANS | HAYMANS ELECTRICAL | S&SV7-W4 | Active | 1
2496933 | PARTITION,TERMINAL BLOCK | Partition Plate, Mini, 2mm Thk, Grey, DIN Rail | SPRECHER | SPRECHER + SCHUH | V7-PPSL3 | Active | 5
2496933 | PARTITION,TERMINAL BLOCK | Partition Plate, Mini, 2mm Thk, Grey, DIN Rail | HAYMANS | HAYMANS ELECTRICAL | S&SV7-PPSL3 | Active | 1
24872 | RELAY,ELECTROMAGNETIC | Omron LY2N, 2P, 24VDC Coil, 10A Nom, 2 CO Contact DPDT, Plug-In Terminals to Rail Mtd Socket, Non-Latching Aux | OMRON | OMRON ELECTRONICS PTY LTD | LY2N-D2 | Active | 5
24872 | RELAY,ELECTROMAGNETIC | Omron LY2N, 2P, 24VDC Coil, 10A Nom, 2 CO Contact DPDT, Plug-In Terminals to Rail Mtd Socket, Non-Latching Aux | HAYMANS | HAYMANS ELECTRICAL | OMRLY2NDC24 | Active | 1
24873 | BASE,RELAY | Socket, 8 Female Contacts, Plug-In Conn Terminals, DIN Rail Mount, for Omron Relay LY2N | OMRON | OMRON ELECTRONICS PTY LTD | PTF08A-E | Active | 5
24873 | BASE,RELAY | Socket, 8 Female Contacts, Plug-In Conn Terminals, DIN Rail Mount, for Omron Relay LY2N | HAYMANS | HAYMANS ELECTRICAL | OMRPTF08A-E | Active | 1
2498673 | GREASE GUN | Milwaukee 18V Battery Operated, M18 Cordless, 2-Speed, On/Off Trigger Lock, 450g Barrel Catridge Capacity, 1.2m Flexible Hose | MILWAUKE | MILWAUKEE POWER TOOLS | M18GG-0 | Active | 5
2498673 | GREASE GUN | Milwaukee 18V Battery Operated, M18 Cordless, 2-Speed, On/Off Trigger Lock, 450g Barrel Catridge Capacity, 1.2m Flexible Hose | C&LTOOL | C&L TOOL CENTRE | MILWTM18GG-0 | Active | 1
104431 | CROSSARM,WOOD | Predrilled, 2400 x 100 x 100mm, 11/22/33kV, Fuse/Link, EE Dwg 875133-05 (P15) (scm) | DALEMYRS | DALE & MEYERS OPERATIONS PTY LTD | XARM104431 | Active | 1
104627 | CROSSARM,WOOD | Predrilled, 2400 x 100 x 100mm, LV, Intermediate, EE Dwg 875133-06 (P15) (scm) | DALEMYRS | DALE & MEYERS OPERATIONS PTY LTD | XARM0104627 | Active | 1
104713 | CROSSARM,WOOD | Predrilled, 3000 x 150 x 100mm, 33kV, Strain/Termination, EE Dwg 875133-08 (scm) | DALEMYRS | DALE & MEYERS OPERATIONS PTY LTD | XARM0104713 | Active | 1
104714 | CROSSARM,WOOD | Predrilled, 3000 x 175 x 125mm, 33kV, Strain/Termination, EE Dwg 875133-08 (P12) (scm) | DALEMYRS | DALE & MEYERS OPERATIONS PTY LTD | XARM0104714 | Active | 1
2430254 | LADDER KIT | Wear Strip, 8 Piece c/w Fasteners for Branach Fibreglass Extension Ladder, ETS RSE02 | BRANACH | BRANACH MANUFACTURING PTY LTD | 8588016 | Active | 1
2430262 | LADDER KIT | Pulley, suit Branach Fibreglass Extension Ladder | BLKWOODJ | J BLACKWOOD & SONS LIMITED | 8588033 | Active | 1
2430320 | LADDER KIT | Replacement Rung Kit, Fly Section, for Standard Extension Ladders, suit Branach Ladders | BLKWOODJ | J BLACKWOOD & SONS LIMITED | 9935351 | Active | 1
2430619 | LADDER KIT | Replacement Rung Kit, Base Section, for Standard Extension Ladders, suit Bailey Ladders | BLKWOODJ | J BLACKWOOD & SONS LIMITED | B0472012 | Active | 1
2430627 | LADDER KIT | Replacement Rung Kit, Base Section, for Standard Extension Ladders, suit Branach Ladders | BLKWOODJ | J BLACKWOOD & SONS LIMITED | 9935334 | Active | 1
2497451 | HOOK,SUPPORT | EWP Bucket Hook, suit 100mm Lip, 16mm OD, PVC, Pair of 2 | TEN | THE ENERGY NETWORK (AUST) PTY LTD | BH-100-16 | Active | 1
2498038 | SPLICE ENCLOSURE,FIBRE OPTIC | OTP, FOMS-FIST SCA Kit, 48-Way SCA, 1RU, 19" Rack Mount, 50 x Splice Prot, 48 x SCA Thru Adpts, 48 x SCA SMOF Pigtails c/w FIST Mounting Brackets | OPTICAL | OPTICAL FIBRE SYSTEMS PTY LTD | OFS-CSPN-103 | Active | 1
2498046 | SPLICE ENCLOSURE,FIBRE OPTIC | OTP, FOMS-FIST DLC Kit, 48-Way LC, 1RU, 19" Rack Mount, 25 x Splice Prot, 12 x DLC OM3 Thru Adpts, 24 x LC OM3 Pigtails c/w FIST Mounting Brackets | OPTICAL | OPTICAL FIBRE SYSTEMS PTY LTD | OFS-CSPN-104 | Active | 1
2498087 | ADAPTOR,CONNECTOR,FIBRE OPTIC | Duplex LC Through Adaptor, SMOF, Flangeless, Blue | OPTICAL | OPTICAL FIBRE SYSTEMS PTY LTD | OFS-DLC-ADT-SM-NF | Active | 1
2498095 | ADAPTOR,CONNECTOR,FIBRE OPTIC | Duplex LC Through Adaptor, OM3, Flangeless, Aqua | OPTICAL | OPTICAL FIBRE SYSTEMS PTY LTD | OFS-DLC-ADT-MM3-NF | Active | 1
2454890 | ADAPTOR,CONNECTOR,FIBRE OPTIC | Simplex SC/APC Through Adaptor, SMOF, Green | OPTICAL | OPTICAL FIBRE SYSTEMS PTY LTD | OFS-SC/APC-ADT-SM | Active | 1
2478774 | TERMINATION KIT,ELECTRICAL CABLE | Outdoor,72kV,150mm2, XLPE, Self-Sup TERM, c/w Composite Insulator, APED 72kV P, SSD Pollution LVL (e), Creepage Distance 2330mm, BIL 325kV, c/w Top Bolt | ABBAUST | ABB AUSTRALIA PTY LTD | APED 72 P | Active | 5
2479145 | GLOVES | Flying, Nomex, FR, Touch Screen Compatible, Size 8 | FHA | FLIGHT HELMETS AUSTRALIA | AV244-2 SIZE 8 | Active | 1
2479640 | EXTRACTOR TOOL | Link Extractor, Male , 3/8" Whitworth, 1000V Insulated | ITL | INSULATED TOOLS LTD (MANUFACTURER) | 2380 | Active | 1
2499135 | RELAY,PROTECTION | FW 7.32, 2 Term Line Diff Protn, OC & EF 26/12 IO, 24-48VDC Pwr, 1/5A CT, 820nm FO Line Comms Module, DNP3 over RS485 or LC Fibre Enet & IEC61850 HSR/PRP | CSEUNI | CSE UNISERVE PTY LTD | L90UA3HKLF8LH6PLXXNXXS6TU4DW76 | Active | 1
2499481 | GUARD,SWITCH | E-Stop Shroud for D7 Push Switch, Yellow, Round | SPRECHER | SPRECHER + SCHUH | D7-A6PR5 | Active | 5
2499507 | DIODE | SRR, Through Hole, 400V 5uA Reverse, 3A Forward Current, 180A Max Surge at 50Hz, 1.5 us Recovery -50 to +175DegC, Silicon | DIGIKEY | DIGIKEY (MANUFACTURER) | 1N5404 | Active | 5
2499531 | SOLENOID,ELECTRICAL | SPST Insulated Solenoid Relay, 24V, 65A, 71 Ohm, Normally Open, Flat Mounting Bracket Style, PVC Coated Housing, IP66 | COLEHERS | COLE HERSEE DISTRIBUTORS AUST | 24063-08 | Active | 1
182007 | TAPE,IDENTIFICATION,U/G CABLE | Marking, 150mm W x 500m, Orange, PVC c/w 'DANGER ELECTRIC CABLE BELOW' in 40mm H Black Print (500m roll) (scm) | TYCOELEC | TYCO ELECTRONICS | ELECTAPE | Active | 1
2499424 | JUMPER BAR,TERMINAL BLOCK | Type V7, Centre Jumper, 3 Pole, 4mm Terminals, Push-in, Uninsulated, Screw Mount, Grey | SPRECHER | SPRECHER + SCHUH | V7-CJ63 | Active | 5
2497303 | JOINT,ELECTRICAL POWER CABLE | Straight Through, 76/132kV, 1C, 1200mm2, Stranded Segmental Milliken WB Cu, XLPE/ OF/WBT/CorrCu Sheath (40kA/0.5Sec)/MDPE, Graphite Coating | BRUGG | BRUGG CABLES (MANUFACTURER) | S1965-4 | Active | 5
2497303 | JOINT,ELECTRICAL POWER CABLE | Straight Through, 76/132kV, 1C, 1200mm2, Stranded Segmental Milliken WB Cu, XLPE/ OF/WBT/CorrCu Sheath (40kA/0.5Sec)/MDPE, Graphite Coating | CBLGRID | CABLE GRID AUSTRALIA PTY LTD | CG-2497303-S1965-4 | Active | 1
23500 | SWITCHGEAR | Feeder Unit, 36kV, 800A, 31.5kA, 1250A Bus, Metal Enclosed Fixed Switchgear & Control Gear Assy, suit 110V DC Aux Supply c/w CT's for Feeder & BZ | SIEMENS | SIEMENS LTD | 8DA CAT HA 35.11.2010 PAGE 12 | Active | 1
23501 | SWITCHGEAR | Transformer Unit, 36kV, 800A, 31.5kA, 1250A Bus, Metal Enclosed Fixed Switchgear & Control Gear Assy, suit 110V DC Aux Supply c/w 3Ph Bus VT & CT's | SIEMENS | SIEMENS LTD | 8DA CAT HA 35.11.2010 PAGE 12 | Active | 1
23502 | SWITCHGEAR | Bus Tie Unit, 36kV, 800A, 31.5kA, 1250A Bus, Metal Enclosed Fixed Switchgear & Control Gear Assy, suit 110V DC Aux Supply c/w Fault Make Bus Earth Switch & | SIEMENS | SIEMENS LTD | 8DA CAT HA 35.11.2010 PAGE 12 | Active | 1
23504 | SWITCHGEAR | Feeder Unit, 36kV, 800A, 31.5kA, 1600A Bus, Metal Enclosed Fixed Switchgear & Control Gear Assy, suit 110V DC Aux Supply c/w CT's for Feeder & BZ | SIEMENS | SIEMENS LTD | 8DA CAT HA 35.11.2010 PAGE 12 | Active | 1
23505 | SWITCHGEAR | Feeder Unit, 36kV, 1250A, 31.5kA, 1600A Bus, Metal Encl Fixed Switchgear & Control Gear Assy, suit 110V DC Aux Supply c/w CT's for Feeder & BZ | SIEMENS | SIEMENS LTD | 8DA CAT HA 35.11.2010 PAGE 12 | Active | 1
23506 | SWITCHGEAR | Transformer Unit, 36kV, 1600A, 31.5kA, 1600A Bus, Metal Enclosed Fixed Switchgear & Control Gear Assy, suit 110V DC Aux Supply c/w 3Ph Bus VT & CT's | SIEMENS | SIEMENS LTD | 8DA CAT HA 35.11.2010 PAGE 12 | Active | 1
23507 | SWITCHGEAR | Transformer Unit, 36kV, 1250A, 31.5kA, 1600A Bus, Metal Enclosed Fixed Switchgear & Control Gear Assy, suit 110V DC Aux Supply c/w 3Ph Bus VT & CT's | SIEMENS | SIEMENS LTD | 8DA CAT HA 35.11.2010 PAGE 12 | Active | 1
23508 | SWITCHGEAR | Bus Section Unit, 36kV, 1600A, 31.5kA, 1600A Bus, Metal Enclosed Fixed Switchgear & Control Gear Assy, suit 110V DC Aux Supply c/w CT's for BZ & CBF | SIEMENS | SIEMENS LTD | 8DA CAT HA 35.11.2010 PAGE 12 | Active | 1
23509 | SWITCHGEAR | Bus Tie Unit, 36kV, 1600A, 31.5kA, 1600A Bus, Metal Enclosed Fixed Switchgear & Control Gear Assy, suit 110V DC Aux Supply c/w Fault Make Bus Earth Switch & | SIEMENS | SIEMENS LTD | 8DA CAT HA 35.11.2010 PAGE 12 | Active | 1
23511 | SWITCHGEAR | Feeder Unit, 36kV, 800A, 31.5kA, 2000A Bus, Metal Enclosed Fixed Switchgear & Control Gear Assy, suit 110V DC Aux Supply c/w CT's for Feeder & BZ | SIEMENS | SIEMENS LTD | 8DA CAT HA 35.11.2010 PAGE 12 | Active | 1
23512 | SWITCHGEAR | Transformer Unit, 36kV, 800A, 31.5kA, 2000A Bus, Metal Enclosed Fixed Switchgear & Control Gear Assy, suit 110V DC Aux Supply c/w CT's for | SIEMENS | SIEMENS LTD | 8DA CAT HA 35.11.2010 PAGE 12 | Active | 1
23513 | SWITCHGEAR | Transformer Unit, 36kV, 800A, 31.5kA, 2000A Bus, Metal Enclosed Fixed Switchgear & Control Gear Assy c/w 3Ph Bus VT & CT's for Transformer & BZ | SIEMENS | SIEMENS LTD | 8DA CAT HA 35.11.2010 PAGE 12 | Active | 1
23514 | SWITCHGEAR | Transformer Unit, 36kV, 2000A, 31.5kA, 2000A Bus, Metal Enclosed Fixed Switchgear & Control Gear Assy, suit 110V DC Aux Supply c/w CT's for | SIEMENS | SIEMENS LTD | 8DA CAT HA 35.11.2010 PAGE 12 | Active | 1
104617 | STRIPPER,CABLE,HAND | Insulation & Outer Sheath, 1.5 - 5.5mm Thk, Cables 50mm2 - 240mm2 | TEN | THE ENERGY NETWORK (AUST) PTY LTD | IBST5024 | Active | 1
104617 | STRIPPER,CABLE,HAND | Insulation & Outer Sheath, 1.5 - 5.5mm Thk, Cables 50mm2 - 240mm2 | PLP | PREFORMED LINE PRODUCTS (AUST) | IBST5024 | Active | 2
104617 | STRIPPER,CABLE,HAND | Insulation & Outer Sheath, 1.5 - 5.5mm Thk, Cables 50mm2 - 240mm2 | TYCOELEC | TYCO ELECTRONICS | IBST5024 | Active | 2
2406687 | STRIPPER,CABLE,HAND | Insulation Stripping Tool for Removing Outer Sheath Only | SPECFORC | SPECIALISED FORCE PTY LTD | AV6220 | Active | 2
2406687 | STRIPPER,CABLE,HAND | Insulation Stripping Tool for Removing Outer Sheath Only | LEGEND | LEGEND POWER SYSTEMS | KMS-EX | Active | 1
2423887 | STRIPPER,CABLE,HAND | Cable Outer Sheath, Cast Alloy Handle Large Blunt Nose Blade, must be IR Cutter | PENTA | PENTA AUST (TMAC THEW & MCCANN/HYLEC) | PA21863 | Active | 1
2423887 | STRIPPER,CABLE,HAND | Cable Outer Sheath, Cast Alloy Handle Large Blunt Nose Blade, must be IR Cutter | HYLEC | HYLEC ENERGY SOLUTIONS | HSJR | Active | 2
2423887 | STRIPPER,CABLE,HAND | Cable Outer Sheath, Cast Alloy Handle Large Blunt Nose Blade, must be IR Cutter | TEN | THE ENERGY NETWORK (AUST) PTY LTD | HRIPS | Active | 2
2423903 | STRIPPER,CABLE,HAND | Swivel Blade, suit Cable 4.5 to 25mm Dia | MILLTOOL | MILLER'S TOOLING PTY LTD | 39393 | Active | 5
2423903 | STRIPPER,CABLE,HAND | Swivel Blade, suit Cable 4.5 to 25mm Dia | THEWMCCA | TMAC THEW & MCCANN GROUP | TM00619 | Active | 1
2429603 | STRIPPER,CABLE,HAND | Insulation, Hand Held, suit 20 to 54mm OD Dia Range, for use with Sector & Circular Cores, 283 x 78 x 90mm | TEN | THE ENERGY NETWORK (AUST) PTY LTD | PAD12--16B | Active | 1
2461218 | STRIPPER,CABLE,HAND | Cable Sheath, Insulation & Peelable Semi-con, 16 to 58mm Dia | PENTA | PENTA AUST (TMAC THEW & MCCANN/HYLEC) | PA21214 | Active | 1
2461218 | STRIPPER,CABLE,HAND | Cable Sheath, Insulation & Peelable Semi-con, 16 to 58mm Dia | HYLEC | HYLEC ENERGY SOLUTIONS | MF3-60 | Active | 2
2497477 | BLADE,CABLE STRIPPER | Replacement Alroc Insulation Stripper Blade, 1.6mm Circular for longitudinal cuts | PENTA | PENTA AUST (TMAC THEW & MCCANN/HYLEC) | PA21227 | Active | 1
2497477 | BLADE,CABLE STRIPPER | Replacement Alroc Insulation Stripper Blade, 1.6mm Circular for longitudinal cuts | HYLEC | HYLEC ENERGY SOLUTIONS | MTLP4-16 | Active | 2
2497063 | RADIO UNIT,REMOTE | XRS-370C, UHF CB Radio, 80 Channel, 5W, Bluetooth, In-Built Speaker, Magnetic Microphone Mount, Compact Diecast Metal Chassis | GME | GME INNOVATIVE ELECTRONICS | XRS-370C | Active | 1
20275 | ROPE,FIBROUS | Kernmantle Rope, Light Blue, 11mm Dia, Sewn Eye with Nylon Thimble, EWP Rescue Rope, 20m Long | HGHTDYNM | HEIGHT DYNAMICS | ROPLAN201EYEEWP | Active | 1
23826 | ROPE,FIBROUS | Red Kernmantle Type, c/w Black Fleck, 200m x 11mm, for Reroping Extension Ladder Equip Services | DONAGHYS | DONAGHYS PTY LTD | PRP1146 | Active | 1
1873504 | ROPE,FIBROUS | 12mm, Polypropylene, 250m Coil, to AS4142-2 | BULLIVAN | BULLIVANTS PTY LTD | 110636 | Active | 1
2401702 | ROPE,FIBROUS | 10mm, Polypropylene, 250m Coil, To AS4142-2 | BULLIVAN | BULLIVANTS PTY LTD | 110900 | Active | 1
2401703 | ROPE,FIBROUS | 10mm, Sisal, 250m Coil, to AS4142 | BULLIVAN | BULLIVANTS PTY LTD | 110464 | Active | 1
2401706 | ROPE,FIBROUS | 14mm, Polypropylene, 250m Coil, AS4142-2 | BULLIVAN | BULLIVANTS PTY LTD | 110637 | Active | 1
2401707 | ROPE,FIBROUS | 16mm, Polypropylene, 250m Coil c/w Brown Yarn, AS4142-2 | BULLIVAN | BULLIVANTS PTY LTD | 110659 | Active | 1
2402650 | ROPE,FIBROUS | 8mm, Polypropylene, 250m Coil, AS4142-2 | BULLIVAN | BULLIVANTS PTY LTD | 110634 | Active | 1
18755 | HOOK | Safloc Hook, Hauling Line, 12mm, S/Steel Gde 304, Stamped "WLL 720kg" | BULLIVAN | BULLIVANTS PTY LTD | WSNH-0120-SS2431X12LR | Active | 1
23963 | BLADE,CABLE STRIPPER | Replacement Alroc CCT Stripper Blade, Short, Circular, for Circumference Cutting 3mm | HYLEC | HYLEC ENERGY SOLUTIONS | MTC4/30 | Active | 1
25321 | BLADE,CABLE STRIPPER | Replacement Alroc CCT Stripper Blade, Long, for Longitudinal Cutting 3.3mm | PENTA | PENTA AUST (TMAC THEW & MCCANN/HYLEC) | PA21229 | Active | 1
25321 | BLADE,CABLE STRIPPER | Replacement Alroc CCT Stripper Blade, Long, for Longitudinal Cutting 3.3mm | HYLEC | HYLEC ENERGY SOLUTIONS | MTLP4/3.3 | Active | 2
2476323 | SIGN | Temporary Snap on Sign, Plastic, NO PARKING, 350 x 350mm, Sign Slips into Traffic Cone (double sided) | SETON | SETON AUSTRALIA PTY LTD | 30785W | Active | 1
22927 | CABLE ASSY,SPEC,ELEC | Control Cable N, Umbilical, 9m Lg, 400 x 200mm, suit ADVC Controller | SCHNEIDR | SCHNEIDER PTY LTD (MANUFACTURER) | 990001022 | Active | 5
22928 | CABLE ASSY,SPEC,ELEC | Control Cable U/W/RL, Umbilical, 9m Lg, 400 x 200mm, suit ADVC Controller | SCHNEIDR | SCHNEIDER PTY LTD (MANUFACTURER) | 992000075 | Active | 1
23515 | SWITCHGEAR | Bus Section Unit, 36kV, 2000A, 31.5kA, 2000A Bus, Metal Enclosed Fixed Switchgear & Control Gear Assy, suit 110V DC Aux Supply c/w CT's for Dual Bus | SIEMENS | SIEMENS LTD | 8DA CAT HA 35.11.2010 PAGE 12 | Active | 1
23516 | SWITCHGEAR | Bus Tie Unit, 36kV, 2000A, 31.5kA, 2000A Bus, Metal Enclosed Fixed Switchgear & Control Gear Assy, suit 110V DC Aux Supply c/w CT's for BZ Protection Scheme | SIEMENS | SIEMENS LTD | 8DA10-23516 | Active | 1
23516 | SWITCHGEAR | Bus Tie Unit, 36kV, 2000A, 31.5kA, 2000A Bus, Metal Enclosed Fixed Switchgear & Control Gear Assy, suit 110V DC Aux Supply c/w CT's for BZ Protection Scheme | SIEMENS | SIEMENS LTD | 8DA CAT HA 35.11.2010 PAGE 12 | Active | 2
24977 | SWITCHGEAR | RMU, 12kV, 630A, 3Ph, 50Hz, 2 x Feeder Switch, 1 x Switch Fuse c/w Cubicle & Plinth, ABB SafePlus CCF OD AFLR/BFLR, Faultmake Load Break, 3 Pole Operated, | ABBAUST | ABB AUSTRALIA PTY LTD | 5812027 | Active | 5
24978 | SWITCHGEAR | RMU, 12kV, 630A, 3Ph, 50Hz, 2 x Feeder Switch, 2 x Switch Fuse c/w Cubicle & Plinth, ABB SafePlus CCFF OD AFLR/BFLR, Faultmake Load Break, 3 Pole Operated, | ABBAUST | ABB AUSTRALIA PTY LTD | 5812028 | Active | 5
104250 | SWITCHGEAR | RMU, 24kV, 3 x Feeder Switches, 1 x Switch Fuse c/w Cubicle & Plinth, GAC 3K1TS, JTS 06-08-01 (scm) | ORMAUST | ORMAZABAL AUSTRALIA P/L | EE0104250 | Phasing | 1
2496362 | NETWORK SWITCH | Ethernet Switch, 8 Port for PME, Cape River East StatCom | AMSC | AMSC AUSTRALIA PTY LTD | 16558 | Active | 1
2496362 | NETWORK SWITCH | Ethernet Switch, 8 Port for PME, Cape River East StatCom | AMSC | AMSC AUSTRALIA PTY LTD | 16558 | Active | 5
2496370 | RELAY | E-Mech, 24-240V AC/DC Ground Fault, Multi-Function Controller, Cape River East StatCom | AMSC | AMSC AUSTRALIA PTY LTD | 17322 | Active | 5
2496370 | RELAY | E-Mech, 24-240V AC/DC Ground Fault, Multi-Function Controller, Cape River East StatCom | AMSC | AMSC AUSTRALIA PTY LTD | 17322 | Active | 1
2496479 | MEMORY CARD | Flash, USB 2.0, HSFD, 16Gb Programed for each PME, DAS & MCE, Cape River East StatCom | AMSC | AMSC AUSTRALIA PTY LTD | 2000411 | Active | 1
2496479 | MEMORY CARD | Flash, USB 2.0, HSFD, 16Gb Programed for each PME, DAS & MCE, Cape River East StatCom | AMSC | AMSC AUSTRALIA PTY LTD | 2000411 | Active | 5
2496495 | ARRESTER,ELECTRICAL SURGE | Surge Protector, Type 3, 240V AC, 50/60Hz, DIN Rail for PME, Cape River East StatCom | AMSC | AMSC AUSTRALIA PTY LTD | 2000423 | Active | 1
2496495 | ARRESTER,ELECTRICAL SURGE | Surge Protector, Type 3, 240V AC, 50/60Hz, DIN Rail for PME, Cape River East StatCom | AMSC | AMSC AUSTRALIA PTY LTD | 2000423 | Active | 5
2496511 | SOLID STATE DRIVE | MCE Hard Drive, 100GB, SATA SSD, Cape River East StatCom | AMSC | AMSC AUSTRALIA PTY LTD | 2000504 | Active | 1
2496511 | SOLID STATE DRIVE | MCE Hard Drive, 100GB, SATA SSD, Cape River East StatCom | AMSC | AMSC AUSTRALIA PTY LTD | 2000504 | Active | 5
2496552 | PROCESSOR | CPU AR Assembly c/w Heatsink, Wires & Mount, Cape River East StatCom | AMSC | AMSC AUSTRALIA PTY LTD | 73000303 | Active | 1
2496560 | PRINTED CIRCUIT BOARD | Assembly, High Impedance Input Voltage Sense, 6V, Cape River East StatCom | AMSC | AMSC AUSTRALIA PTY LTD | 73000530 | Active | 1
2496578 | PRINTED CIRCUIT BOARD | Assembly, Analog/Digital I/O, Cape River East StatCom | AMSC | AMSC AUSTRALIA PTY LTD | 76000012 | Active | 1
2497519 | PANEL,ELEC EQUIP | Side Panel, for FA1P Cubicle, 48U x 800mm, S10016363-03 | PLP | PREFORMED LINE PRODUCTS (AUST) | EQL-4880-50-FA1 | Active | 1
2491603 | CARD | Node Protection Card, High Output | COMMTEL | COMMTEL NETWORK SOLUTIONS | EXS-002 | Active | 1
2491603 | CARD | Node Protection Card, High Output | AVIAT | AVIAT NETWORKS | EXS-002 | Active | 5
2491611 | CARD | Eclipse, DAC, 16XE1/DS1 V3, Protectable | AVIAT | AVIAT NETWORKS | EXD-161-002 | Active | 5
2491611 | CARD | Eclipse, DAC, 16XE1/DS1 V3, Protectable | COMMTEL | COMMTEL NETWORK SOLUTIONS | EXD-161-002 | Active | 1
2491629 | CARD | DAC GE3 Gigabit Ethernet Switch Card | COMMTEL | COMMTEL NETWORK SOLUTIONS | EXD-181-002 | Active | 1
2491629 | CARD | DAC GE3 Gigabit Ethernet Switch Card | AVIAT | AVIAT NETWORKS | EXD-181-002 | Active | 5
2491637 | CARD | Eclipse, Fan Card, V2 | COMMTEL | COMMTEL NETWORK SOLUTIONS | EXF-002 | Active | 1
2491637 | CARD | Eclipse, Fan Card, V2 | AVIAT | AVIAT NETWORKS | EXF-002 | Active | 5
2491645 | CARD | Eclipse, Node Controller Card, Serial Mgmt V3, High Output | COMMTEL | COMMTEL NETWORK SOLUTIONS | EXN-005 | Active | 1
2491645 | CARD | Eclipse, Node Controller Card, Serial Mgmt V3, High Output | AVIAT | AVIAT NETWORKS | EXN-005 | Active | 5
2404680 | ROPE,FIBROUS | 4mm, Polypropylene, 250m Coil, AS4142-2 | BULLIVAN | BULLIVANTS PTY LTD | BUL110648 | Active | 5
2406249 | ROPE,FIBROUS | 10mm, Cotton Braided, 125m Coil | BULLIVAN | BULLIVANTS PTY LTD | 110563 | Active | 1
2417376 | ROPE,FIBROUS | Static, Kernmantle, 11 x 15m, American Std F2116-01 | HGHTDYNM | HEIGHT DYNAMICS | DG LSK 11MM X 15M COLOURED | Active | 1
2417384 | ROPE,FIBROUS | Dynamic, Kernmantle, 10.55mm x 60m, British Std BS EN892:2004 | HGHTDYNM | HEIGHT DYNAMICS | EDE01053-60 | Active | 1
2422905 | ROPE,FIBROUS | Mountaineering Dynamic, 11mm x 30m, British Std BS EN892:2004 | HGHTDYNM | HEIGHT DYNAMICS | EDE01080 RED30 | Active | 1
2430288 | LADDER KIT | Head Rope, suit Branach Fibreglass Extension Ladder | BLKWOODJ | J BLACKWOOD & SONS LIMITED | 2482144 | Active | 1
2430296 | LADDER KIT | Rope, suit Branach Fibreglass Extension Ladder | BLKWOODJ | J BLACKWOOD & SONS LIMITED | 8588084 | Active | 1
2430304 | LADDER KIT | Clutch Latch, suit Branach Fibreglass Extension Ladder | BLKWOODJ | J BLACKWOOD & SONS LIMITED | 8588101 | Active | 1
2430312 | LADDER KIT | Top Guide, suit Branach Fibreglass Extension Ladder | BLKWOODJ | J BLACKWOOD & SONS LIMITED | 8588118 | Active | 1
2498715 | GLOVES,ELECTRICAL WORKER'S | Novax, Class 00, Size 6, Insulating Rubber, Orange, 280mm Lg | NOVAX | NOVAX ELECTRICAL SAFETY (GB INDUSTRIES) | GLS00OR280-06 | Active | 5
2498715 | GLOVES,ELECTRICAL WORKER'S | Novax, Class 00, Size 6, Insulating Rubber, Orange, 280mm Lg | AMPLITUD | AMPLITUDE PTY LTD (396777) | GLS00OR280-06 | Active | 1
2499010 | SIGN | Flex DNOB 90mm x 50mm d/s laminated reflective (Do Not Operate) banner tags with 10mm hole | SHANNON | SHANNON SIGN COMPANY PTY LTD | FLEXIBLE DNOB | Active | 1
2499846 | SWITCHBOARD,POWER | CNI Subs Incomer Switchgear Unit, 12kV, 800A, 25kA, 2000A Bus Metal Encl Fixed Switchgear & Control Gear Assy, Panel 450mm W c/w 110VDC Aux Supply, Top Cable | TAMCO | TAMCO SWITCHGEAR (MANUFACTURER) | T2B-VHIF630INC450-MOD | Active | 1
2499978 | RECEIVER,RIPPLE CONTROL | R1100, 225Hz, CA, Program 520, Ricontic-B, T33/EVSE/T33 O/A c/w 1 x Switch Fitted R2 | LANDIS | LANDIS GYR (AUST) PTY LTD | R1100200NNXXXNNEQ 520 | Active | 1
2499986 | RECEIVER,RIPPLE CONTROL | R1100, 317Hz, MK, Program 422, Decabit, T33/EVSE/T33 O/A c/w 1 x Switch Fitted R2 | LANDIS | LANDIS GYR (AUST) PTY LTD | R1100200NNXXXNNEQ 422 | Active | 1
2499994 | RECEIVER,RIPPLE CONTROL | R1100, 217Hz, NQ-O, Program 373, Decabit, T33/EVSE/T33 O/A c/w 1 x Switch Fitted R2 | LANDIS | LANDIS GYR (AUST) PTY LTD | R1100200NNXXXNNEQ 373 | Active | 1
2500015 | RECEIVER,RIPPLE CONTROL | R1100, 217Hz, NQ-T, Program 226, Decabit, T33/EVSE/T33 O/A c/w 1 x Switch Fitted R2 | LANDIS | LANDIS GYR (AUST) PTY LTD | R1100200NNXXXNNEQ 226 | Active | 1
24292 | CABLE ASSY,SPEC,ELEC | Insulated XLPE Cu, 16mm2, 820mm Lg, M10 Lug, Ribbed for Neutral Bond, u/w IPC LVABC 16-95mm2 Connector | SICAME | SICAME AUSTRALIA PTY LTD | XLPE16MM X 820 R | Active | 1
2500270 | MODULE,TRANSCEIVER | 12Mb-1.25Gb, SFP+, 100m, AutoNeg, No RxLOS, Preferred Master, SGMII, Industrial Cu, 1000BaseT, RJ45 Connector | FLEXOPTX | FLEXOPTIX UNIVERSAL TRANSCEIVERS | T.C12.02.GI | Active | 1
2464949 | BATTERY,STORAGE | 3.6V, 2.6Ah, PLC Battery, Lithium, Wire Leads to Connector | CBC | CASEY'S BATTERY CENTRE | PLC-AA-3.6-P | Phasing | 1
2498467 | BATTERY,STORAGE | Metabo LiHD Battery Back, 18V, 8.0Ah | METABO | METABO TOOL COMPANY | 625369000 | Active | 5
2498467 | BATTERY,STORAGE | Metabo LiHD Battery Back, 18V, 8.0Ah | C&LTOOL | C&L TOOL CENTRE | METABATT18VXHD8AH | Active | 1
2499085 | CONVERTER,DC TO DC | 6-34V DC Input, 5-24V DC Programmable Output 15A, 160W, Dual Synchrounous Intelligent Buck-Boost, USB Interface | MINIBOX | MINI-BOX AUSTRALIA | PWR-DCDC-USB-200-MB | Active | 5
2499085 | CONVERTER,DC TO DC | 6-34V DC Input, 5-24V DC Programmable Output 15A, 160W, Dual Synchrounous Intelligent Buck-Boost, USB Interface | SHERRIFF | SHERRIFF ELECTRICAL P/L (WHOLESALERS) | PWR-DCDC-USB-200-MB | Active | 1
2500429 | COVER | ABB SafeLink RMU Kick Plate Cover c/w Bolts Kit 3-Way | ABBAUST | ABB AUSTRALIA PTY LTD | C4301-AU | Active | 1
2430528 | LEAD SET,TEST | 1.5m Red & Black, Male 4mm Right Angled Safety & Male 4mm Straight Safety, Cat III, 1000V. 10 per pack. Issued as each. | PENTA | PENTA AUST (TMAC THEW & MCCANN/HYLEC) | PA22623 | Active | 1
2430528 | LEAD SET,TEST | 1.5m Red & Black, Male 4mm Right Angled Safety & Male 4mm Straight Safety, Cat III, 1000V. 10 per pack. Issued as each. | RTE | RAPID-TECH EQUIPMENT PTY LTD | 2350-IEC-150RN | Active | 2
2430528 | LEAD SET,TEST | 1.5m Red & Black, Male 4mm Right Angled Safety & Male 4mm Straight Safety, Cat III, 1000V. 10 per pack. Issued as each. | HYLEC | HYLEC ENERGY SOLUTIONS | 2350-IEC-150RN | Active | 2
2458669 | LEAD SET,TEST | GTVIS Cable, Replacement Leads for Voltage Injection Test Set | THEWMCCA | TMAC THEW & MCCANN GROUP | TM00481 | Active | 1
2472975 | LEAD SET,TEST | Two retractable leads,20A, 1x Red and 1x Black, D4 Stackable Plug 120cm, SILICONE 1,00' | PENTA | PENTA AUST (TMAC THEW & MCCANN/HYLEC) | PA22766 | Active | 1
2472975 | LEAD SET,TEST | Two retractable leads,20A, 1x Red and 1x Black, D4 Stackable Plug 120cm, SILICONE 1,00' | HYLEC | HYLEC ENERGY SOLUTIONS | 4969-IEC-120-NR | Active | 2
2489508 | LEAD SET,TEST | Checksystem 2.3 Test Unit Bundled Lead Sets | PENTA | PENTA AUST (TMAC THEW & MCCANN/HYLEC) | PA22860 | Active | 1
2489508 | LEAD SET,TEST | Checksystem 2.3 Test Unit Bundled Lead Sets | HYLEC | HYLEC ENERGY SOLUTIONS | BUNDLE10XMH02-200 | Active | 2
2493187 | LEAD SET,TEST | 5m Test Leads, for Major Tech MT575 10kV HV Insulation Tester | CNWELEC | CNW ELECTRICAL PTY LTD | BI11523 | Active | 1
2493187 | LEAD SET,TEST | 5m Test Leads, for Major Tech MT575 10kV HV Insulation Tester | MAJORTCH | MAJOR TECH AUSTRALIA | BI11523 | Active | 5
104774 | MULTIMETER | Digital, Voltage, Resistance, Frequency, Current, Min of Cat III 600V, ETS RSE04 | GILBERT | GILBERT LODGE AUSTRALIA PTY LTD | FLU175 | Active | 1
104774 | MULTIMETER | Digital, Voltage, Resistance, Frequency, Current, Min of Cat III 600V, ETS RSE04 | FLUKE | FLUKE AUSTRALIA PTY LTD (MANUFACTURER) | FLUKE 175 | Active | 5
2430510 | MULTIMETER | Fluke-113, Digital, 0-600V AC, 6 Ohms-60 kOhms, 1000nF-9999uF, CAT III 600V, Cat IV 600V, IP55, uses 9V Alkaline Battery | CNWELEC | CNW ELECTRICAL PTY LTD | FLUKE-113 | Active | 1
2430510 | MULTIMETER | Fluke-113, Digital, 0-600V AC, 6 Ohms-60 kOhms, 1000nF-9999uF, CAT III 600V, Cat IV 600V, IP55, uses 9V Alkaline Battery | FLUKE | FLUKE AUSTRALIA PTY LTD (MANUFACTURER) | FLUKE 113/IP55 | Active | 5
2439339 | MULTIMETER | Clamp, Small, AC/DC, Digital, Voltage, Current, Min of Cat III 600V, ETS RSE04 | GILBERT | GILBERT LODGE AUSTRALIA PTY LTD | FLU365 | Active | 1
2439339 | MULTIMETER | Clamp, Small, AC/DC, Digital, Voltage, Current, Min of Cat III 600V, ETS RSE04 | PWRHDIST | POWERHOUSE DISTRIBUTION | FLUKE 365 | Active | 2
2439339 | MULTIMETER | Clamp, Small, AC/DC, Digital, Voltage, Current, Min of Cat III 600V, ETS RSE04 | FLUKE | FLUKE AUSTRALIA PTY LTD (MANUFACTURER) | 365 | Active | 5
2406873 | MULTIMETER | Insulation & Continuity Tester, 500/1000V, Min of Cat III 600V | RTE | RAPID-TECH EQUIPMENT PTY LTD | 3132A | Active | 1
2406873 | MULTIMETER | Insulation & Continuity Tester, 500/1000V, Min of Cat III 600V | KYORITSU | KYORITSU (MANUFACTURER) | 3132A | Active | 5
20802 | LEAD SET,TEST | Replacement Test Leads c/w Non-Fused Black & Red Test Leads, Black & Red Probes & Crocodile Clip, for Kyoristsu Insulation Tester 3132A | KYORITSU | KYORITSU (MANUFACTURER) | 7122B | Active | 5
20802 | LEAD SET,TEST | Replacement Test Leads c/w Non-Fused Black & Red Test Leads, Black & Red Probes & Crocodile Clip, for Kyoristsu Insulation Tester 3132A | CNWELEC | CNW ELECTRICAL PTY LTD | 7122B | Active | 1
2497691 | WRENCH,BUNG | Oil Drum Bung Spanner, Cast Al, for Removal & Fitting of Drum Plugs | AMPLITUD | AMPLITUDE PTY LTD (396777) | 318003 | Active | 1
2495315 | CABINET,ELEC EQUIP | CT Marshalling Box, S/Steel, Phoenix Contacts Terminals, Dwg S10013183 | TROPAC | TRO PACIFIC HOLDINGS PTY LTD | AI-807030-EQLD-CT | Active | 1
2497493 | CABINET,ELEC EQUIP | FA1P Cubicle, Front Access, 48U, Swing Frame Rack, 800 x 800mm Base c/w Duct, Rail & Bars, S10016363-03 | PLP | PREFORMED LINE PRODUCTS (AUST) | EQL-FA1-48RU | Active | 1
2497501 | CABINET,ELEC EQUIP | FA2P Cubicle, Front Access, 45U, Swing Frame Rack, 800 x 800mm Base c/w Duct, Rail & Bars, S10016363-03 | PLP | PREFORMED LINE PRODUCTS (AUST) | EQL-FA2-45RU | Active | 1
2416154 | BOLT ASSEMBLY,FOUNDATION | Buried Metal Base, S/Steel, suit LV Distribution Cabinet, 765 x 850 x 344mm, EQTS 06-02-05 Item 8 | WEBER | WEBER SOUTH PACIFIC PTY LTD | V-ERGBASE | Active | 1
2427284 | BOLT ASSEMBLY,FOUNDATION | Precast Concrete, 350 PCD, 2.3m D c/w 2 Nuts & 2 Washers/THD Leg, for Major Road BPM Pole, Dwg 950138-01 (scm) | CON-FORM | CON-FORM (NQ) PTY LTD | EEMAJ2000 | Active | 2
2427284 | BOLT ASSEMBLY,FOUNDATION | Precast Concrete, 350 PCD, 2.3m D c/w 2 Nuts & 2 Washers/THD Leg, for Major Road BPM Pole, Dwg 950138-01 (scm) | TRI UGRD | TRI UNDERGROUND AUSTRALIA PTY LTD | TRICRB2.3 | Active | 2
2427284 | BOLT ASSEMBLY,FOUNDATION | Precast Concrete, 350 PCD, 2.3m D c/w 2 Nuts & 2 Washers/THD Leg, for Major Road BPM Pole, Dwg 950138-01 (scm) | BUNDCNCT | BUNDABERG CONCRETE CASTERS | 912 | Active | 1
2433670 | BOLT ASSEMBLY,FOUNDATION | Precast Concrete, 350 PCD, 1.2m D c/w 2 Nuts & 2 Washers/THD Leg, for Minor Road BPM Pole, Dwg 875187-02 (scm) | BUNDCNCT | BUNDABERG CONCRETE CASTERS | 910 | Active | 1
2433670 | BOLT ASSEMBLY,FOUNDATION | Precast Concrete, 350 PCD, 1.2m D c/w 2 Nuts & 2 Washers/THD Leg, for Minor Road BPM Pole, Dwg 875187-02 (scm) | CON-FORM | CON-FORM (NQ) PTY LTD | EEMIN1200 | Active | 2
2433670 | BOLT ASSEMBLY,FOUNDATION | Precast Concrete, 350 PCD, 1.2m D c/w 2 Nuts & 2 Washers/THD Leg, for Minor Road BPM Pole, Dwg 875187-02 (scm) | TRI UGRD | TRI UNDERGROUND AUSTRALIA PTY LTD | TRICRB1.2 | Active | 2
2496420 | MODULE | CAN Interface, Single Channel, Cape River East StatCom | AMSC | AMSC AUSTRALIA PTY LTD | 2000370 | Active | 1
2496420 | MODULE | CAN Interface, Single Channel, Cape River East StatCom | AMSC | AMSC AUSTRALIA PTY LTD | 2000370 | Active | 5
2500387 | CONVERTER,DC TO DC | 24V Input, 48V Output, 6.2A, 300W, c/w 2 x DIN Rail Clips 55-17-855 | HELIOS | HELIOS POWER SOLUTIONS PTY LTD | DCW300-24-48FT-P9200 | Active | 1
2500452 | COLLECTOR,DUST | Dust Extractor Unit, suit Milwaukee & Makita Jack Hammers | MAKITA | MAKITA INDUSTRIAL POWER TOOLS | 197148-8 | Active | 5
2500452 | COLLECTOR,DUST | Dust Extractor Unit, suit Milwaukee & Makita Jack Hammers | C&LTOOL | C&L TOOL CENTRE | MAKA197148-8 | Active | 1
2462505 | GRINDER,BATTERY,PORTABLE | Angle, 125mm Disc, 18V, Brushless Motor, 8500RPM, AVS Handle, Deadman Paddle Switch, Rapid Stop, Toolless Accessory Change, Skin Only | C&LTOOL | C&L TOOL CENTRE | MILWTM18FSAG125XPDB20 | Active | 1
2462505 | GRINDER,BATTERY,PORTABLE | Angle, 125mm Disc, 18V, Brushless Motor, 8500RPM, AVS Handle, Deadman Paddle Switch, Rapid Stop, Toolless Accessory Change, Skin Only | MILWAUKE | MILWAUKEE POWER TOOLS | M18FSAG125XPDB0 | Active | 5
2408912 | BRACE,CROSSARM | Compression, LH, 75 x 75 x 6 x 2362 Lg, Galv Steel, Stamp with "IIN2408912", EE Dwg ES000744-01 | ISM | ISM MANUFACTURING PTY LTD | ERGON-908942-04-04 | Active | 1
2432755 | RELAY,PROTECTION | Biased Differential 3 Winding, Extended 8/12 I/O, 24/48VDC, 5A Ph & 5A Neutral, 24V Control Voltage, REF Elements, DNP3 Communications Protocol | SEL | SCHWEITZER ENGINEERING LAB PTY LTD | 0387612X5H2X1X1 | Active | 5
2432979 | RELAY,PROTECTION | Multi-Contact Tripping Relay, 220-250V DC, 20 Make, 0 Break, Latching Contacts c/w Latching Flag (Alternate) | ALSTOM | ALSTOM GRID AUSTRALIA LIMITED | MVAJ205TA1000A | Active | 5
2433001 | RELAY,PROTECTION | Multi-Contact Tripping Relay, 48-54V DC, 20 Make, 0 Break, Latching Contacts c/w Latching Flag (Alternate) | ALSTOM | ALSTOM GRID AUSTRALIA LIMITED | MVAJ205TA0500A | Active | 5
2439644 | CLEVIS,SOCKET | Extension Link, 120kN, 250mm, R Clip, ETS 11-09-01 (scm) | TEN | THE ENERGY NETWORK (AUST) PTY LTD | SCEL-120 | Active | 1
2499069 | BATTERY,STORAGE | 48V, 90Ah (-10/+20%), Single String, C10 to 1.80Vpc at 25°C, 4 x 12V Batteries, VRLA Battery Bank, Battery only c/w Insulated Connection Bars & Flexible | CENTURY | CENTURY YUASA BATTERIES PTY LTD | 341266 | Active | 1
2499333 | TARPAULIN | LL Canvas Ground Tarp 3.94m x 3.94m 250gm c/w SS Eyelets, hook and loop velcro seam as per dwg 22490-A3 c/w carry bag | AMPLITUD | AMPLITUDE PTY LTD (396777) | LLGC3.94 | Active | 1
2453678 | CABLE ASSY,SPEC,ELEC | X10DR X-Ponder to Interface Box Cable, 0.5m Lg, DB15 F/M Connectors | PACWIRE | PACIFIC WIRELESS | XIB-CK | Active | 1
2453686 | CABLE ASSY,SPEC,ELEC | X10DR X-Ponder to Radio Interface Cable, 1.5m Lg, suit Tait TM70/80/9000 DB15 | PACWIRE | PACIFIC WIRELESS | XMC-T15(ERG) | Active | 1
2475226 | CABLE ASSY,SPEC,ELEC | Omron CS1 Series, I/O Connecting Cable, 0.7m Lg, for Backplane & Expansion Backplanes | OMRON | OMRON ELECTRONICS PTY LTD | CS1W-CN713 | Active | 5
2487171 | CABLE ASSY,SPEC,ELEC | Battery Spade Assy, 1.6m c/w 7A Fuse, for ADVC2/3 Controller to connect extra Batteries | QCC | QCC CONNECTORS & CABLES (QCC GROUP PL) | 43556-10 | Active | 1
2433688 | BOLT ASSEMBLY,FOUNDATION | Precast Concrete, 350 PCD, 1.5m D c/w 2 Nuts & 2 Washers/THD Leg, for Minor Road BPM Pole, Dwg 875187-02 (scm) | TRI UGRD | TRI UNDERGROUND AUSTRALIA PTY LTD | TRICRB1.5 | Active | 2
2433688 | BOLT ASSEMBLY,FOUNDATION | Precast Concrete, 350 PCD, 1.5m D c/w 2 Nuts & 2 Washers/THD Leg, for Minor Road BPM Pole, Dwg 875187-02 (scm) | BUNDCNCT | BUNDABERG CONCRETE CASTERS | 911 | Active | 1
104395 | SWITCHGEAR | RMU, 12kV, 1 x Feeder Switch, 1 x Circuit Breaker, 1 x Switch Fuse c/w Cubicle & Plinth, Safeplus CVF, ETS 06-08-01 (1) | ABBAUST | ABB AUSTRALIA PTY LTD | 5810185 | Active | 5
104396 | SWITCHGEAR | RMU, 12kV, 2 x Feeder Switch, 1 x CB, for 11kV Oil-type Transformer connection > 1000kVA c/w Mounting Plinth & Outdoor Enclosure, JTS 06-08-01 (scm) | ABBAUST | ABB AUSTRALIA PTY LTD | 5811989 | Active | 5
2499879 | RELAY,PROTECTION | 3 Term Line Diff, OC & EF, 14/25 IO Logic, 48/125VDC Pwr, 110VDC Ctrl, 5A Ph & 5A N, 110VAC Input, 4U Vert, 850nm DNP over RS485 or 100BaseFX Enet | SEL | SCHWEITZER ENGINEERING LAB PTY LTD | 0311L7LCC325325XX | Active | 1
2499887 | RELAY,PROTECTION | 3 Term Line Diff, OC & EF, 14/25 IO Logic, 48/125VDC Pwr, 110VDC Ctrl, 1A Ph & 1A N, 110VAC Input, 4U Rack, 1300nm C37.94, DNP over RS485 or 100BaseFX Enet | SEL | SCHWEITZER ENGINEERING LAB PTY LTD | 0311L7JHH321325XX | Active | 1
2499952 | RECEIVER,RIPPLE CONTROL | R1100, 425Hz, SW, Program 721, Decabit, T33/EVSE/T33 O/A c/w 1 x Switch Fitted R2 | LANDIS | LANDIS GYR (AUST) PTY LTD | R1100200NNXXXNNEQ 721 | Active | 1
2499960 | RECEIVER,RIPPLE CONTROL | R1100, 317Hz, WB, Program 623, Pulsadis-S, T33/EVSE/T33 O/A c/w 1 x Switch Fitted R2 | LANDIS | LANDIS GYR (AUST) PTY LTD | R1100200NNXXXNNEQ 623 | Active | 1
2500007 | RECEIVER,RIPPLE CONTROL | R1100, 317Hz, NQ-B, Program 323, Decabit, T33/EVSE/T33 O/A c/w 1 x Switch Fitted R2 | LANDIS | LANDIS GYR (AUST) PTY LTD | R1100200NNXXXNNEQ 323 | Active | 1
2500023 | RECEIVER,RIPPLE CONTROL | R1100, 317Hz, FN, Program 127, Decabit, T33/EVSE/T33 O/A c/w 1 x Switch Fitted R2 | LANDIS | LANDIS GYR (AUST) PTY LTD | R1100200NNXXXNNEQ 127 | Active | 1
2437671 | GREASE,SPECIAL PURPOSE | Pfisterer Spezialfett HV, 8g Sachets, Lubricant, White, Pasty, Odourless, Perfluorinated Polyether Oil PTFE, Non Melting, for NOMAD use only | PFISTER | PFISTERER HOLDINGS | 002854002(E) | Active | 1
2437671 | GREASE,SPECIAL PURPOSE | Pfisterer Spezialfett HV, 8g Sachets, Lubricant, White, Pasty, Odourless, Perfluorinated Polyether Oil PTFE, Non Melting, for NOMAD use only | KLUBER | KLUBER LUBRICATION (MANUFACTURER) | 002854002(E) | Active | 2
2470920 | GLOVES,DISPOSABLE | Megaman Industrial Glove, Size L, Nitrile, Black, for handling Oil | ATOMSUPP | ATOM SUPPLY GROUP P/L | 40011489 | Active | 1
2470920 | GLOVES,DISPOSABLE | Megaman Industrial Glove, Size L, Nitrile, Black, for handling Oil | ATOMSUPP | ATOM SUPPLY GROUP P/L | 40004282 | Active | 2
2470920 | GLOVES,DISPOSABLE | Megaman Industrial Glove, Size L, Nitrile, Black, for handling Oil | ATOMSUPP | ATOM SUPPLY GROUP P/L | N260884 | Active | 2
2470920 | GLOVES,DISPOSABLE | Megaman Industrial Glove, Size L, Nitrile, Black, for handling Oil | BLKWOODJ | J BLACKWOOD & SONS LIMITED | 4192497 | Active | 2
2470953 | GLOVES,DISPOSABLE | Megaman Industrial Glove, Size XXXL, Nitrile, Black, for handling Oil | BLKWOODJ | J BLACKWOOD & SONS LIMITED | 4192548 | Active | 2
2470953 | GLOVES,DISPOSABLE | Megaman Industrial Glove, Size XXXL, Nitrile, Black, for handling Oil | ATOMSUPP | ATOM SUPPLY GROUP P/L | N260887 | Active | 2
2470953 | GLOVES,DISPOSABLE | Megaman Industrial Glove, Size XXXL, Nitrile, Black, for handling Oil | ATOMSUPP | ATOM SUPPLY GROUP P/L | 40011492 | Active | 1
2498160 | TRANSFORMER,DISTRIBUTION | Groundmount, 11kV, 100kVA, 3Ph, Air HV 180 LV Bsh, Natural Ester Oil Insulated, KNAN, DYN 11, 7 Tap Switch Positions, HV & LV Cable Boxes Fitted | TYREE | TYREE TRANSFORMERS PTY LTD | 100M4IEQ | Active | 1
2498749 | TRANSFORMER,DISTRIBUTION | Groundmount, 22kV/560V/560V, 5MVA, 3Ph, Dyn11yn11, KNAN FR3, for BESS | WILSON | WILSON TRANSFORMER CO. PTY LTD | 877-B290-01 | Active | 1
2498756 | TRANSFORMER,DISTRIBUTION | Groundmount, 11kV/560V/560V, 5MVA, 3Ph, Dyn11yn11, KNAN FR3, for BESS | WILSON | WILSON TRANSFORMER CO. PTY LTD | 877-B291-01 | Active | 1
910758 | CROSSARM,WOOD | Bare, 900 x 100 x 100mm, Intermediate, Top Surface Painted (scm) | DALEMYRS | DALE & MEYERS OPERATIONS PTY LTD | XARM0910758 | Active | 1
23426 | CLAMP,ELECTRICAL | Termination Clamp, Double Bolted, 11kV Inline Links, suit ACSR & AAC Conductors with Dia Range 12.75mm to 22.35mm, Cherry, Moon, Pluto, Saturn Only, WLL | BRITECH | BRI-TECH PTY LTD | ASOD8582N | Active | 1
22433 | INSECT REPELLENT,PERSONAL | Bushmans; Aerosol 225g; 40% Deet; 10 hours protection | BLKWOODJ | J BLACKWOOD & SONS LIMITED | 07872367/BU225A | Active | 2
22433 | INSECT REPELLENT,PERSONAL | Bushmans; Aerosol 225g; 40% Deet; 10 hours protection | ALLENS | ALLENS INDUSTRIAL PRODUCTS | BU225A | Active | 2
22433 | INSECT REPELLENT,PERSONAL | Bushmans; Aerosol 225g; 40% Deet; 10 hours protection | ATOMSUPP | ATOM SUPPLY GROUP P/L | 91040038 | Active | 2
22433 | INSECT REPELLENT,PERSONAL | Bushmans; Aerosol 225g; 40% Deet; 10 hours protection | ALPHAFAS | ALPHA FIRST AID SUPPLIES | 320010 | Active | 2
22433 | INSECT REPELLENT,PERSONAL | Bushmans; Aerosol 225g; 40% Deet; 10 hours protection | ATOMSUPP | ATOM SUPPLY GROUP P/L | 90140038 | Active | 1
25432 | INSECT REPELLENT,PERSONAL | AEROGARD Trop Strength; Press Pack 150g; 6 hr protection; Low Irritant; neutral smell | ATOMSUPP | ATOM SUPPLY GROUP P/L | 1329020 | Active | 2
25432 | INSECT REPELLENT,PERSONAL | AEROGARD Trop Strength; Press Pack 150g; 6 hr protection; Low Irritant; neutral smell | ATOMSUPP | ATOM SUPPLY GROUP P/L | 50480 | Active | 2
25432 | INSECT REPELLENT,PERSONAL | AEROGARD Trop Strength; Press Pack 150g; 6 hr protection; Low Irritant; neutral smell | ALPHAFAS | ALPHA FIRST AID SUPPLIES | 338 | Active | 2
25432 | INSECT REPELLENT,PERSONAL | AEROGARD Trop Strength; Press Pack 150g; 6 hr protection; Low Irritant; neutral smell | BLKWOODJ | J BLACKWOOD & SONS LIMITED | 9467110 | Active | 1
25540 | INSECT REPELLENT,PERSONAL | Bushmans; Ultra Gel 75g; 80% Deet 16 hours protection | ALPHAFAS | ALPHA FIRST AID SUPPLIES | 99866 | Active | 2
25540 | INSECT REPELLENT,PERSONAL | Bushmans; Ultra Gel 75g; 80% Deet 16 hours protection | ATOMSUPP | ATOM SUPPLY GROUP P/L | 135216 | Active | 1
2500437 | CAPACITOR ASSEMBLY | Type CHD490B, 19uF, 287kVAr, 6.93kV, 50Hz, 1 Ph, Capacitor Can, Insulation 28/95, Fluid Type M/DBT, AS 2897, ABB, YOM 1997 | ABBAUST | ABB AUSTRALIA PTY LTD | CHD490B | Active | 1
2500460 | STEP,POLE | Tower Step, M16 Bolt 220mm Lg, & Fall Arrest A1 Anchor Assy c/w Mounting Plate & Bar 350mm Lg, Dwg 10021405 Sht 01 | EQLWS | EQL PROVISION OF WORKSHOP SERVICES | 10021405 SHEET 01 | Active | 1
2447829 | SWITCH,AIR BREAK | 66kV, 1250A Horizontal Double Break Type w/out Earth Switch, EE Dwg 5-2-1024 | NGKSTANG | NGK STANGER PTY LTD | 70531/3ER4 | Active | 5
2447845 | SWITCH ASSEMBLY | 66kV, 1250A Horizontal Double Break ABS c/w Earth Switch, EE Dwg 5-2-1026 | NGKSTANG | NGK STANGER PTY LTD | 70531/3ER3 C/W AB5 & INS | Active | 1
2451532 | RELAY,PROTECTION | Multi-Contact Trip, 48V DC Aux Voltage, 10 Make Non-latching Contacts, Hand Reset Flag c/w 2M28 Case | RMSPROD | RMS PRODUCTS (RELAY MONITORING SYSTEMS) | 2HSM512-B-2-C-10M-2M28-S | Active | 5
2451540 | RELAY,PROTECTION | Multi-Contact Trip, 110V DC Aux Voltage, 10 Make Non-latching Contacts, Hand Reset Flag c/w 2M28 Case | RMSPROD | RMS PRODUCTS (RELAY MONITORING SYSTEMS) | 2HSM512-B-2-D-10M-2M28-S | Active | 5
414124 | CLAMP,INSULATION PIERCING | Connector, IPC, Bare Al Mains, to Double Service Tap 25mm2 Al XLPE Cable (P12) | SICAME | SICAME AUSTRALIA PTY LTD | CAW235 | Active | 1
2405251 | CLAMP,INSULATION PIERCING | Connector, IPC 150mm ABC Mains, to 95mm ABC Mains with S/Steel Hardware (P10) | SICAME | SICAME AUSTRALIA PTY LTD | TTD351XFA | Active | 1
22462 | SIGN | Gravoply Clear Perspex, Legend ISOLATED, 80 x 25 x 23mm, Red with White Text, 60 x 20mm, Dwg CCSTD-AR081-01, suit 1A Fuse Link | UTENGSGN | UTILITY ENGRAVING & SIGNS | LABEL GRAVOPLY | Active | 1
2453009 | CHARGER,BATTERY | APR48-3G, Rectifier Module, Max 1800W at 48V, suit APS DC System | POWERON | POWER ON AUSTRALIA PTY LTD | POA15194 | Phasing | 1
2453009 | CHARGER,BATTERY | APR48-3G, Rectifier Module, Max 1800W at 48V, suit APS DC System | POWERON | POWER ON AUSTRALIA PTY LTD | POA15193 | Phasing | 2
2471514 | COLLECTOR UNIT,DUST | Milwaukee M18 Dust Extractor Unit 18V, HEPA Filter, to suit Milwaukee FHP Hammer Drill | C&LTOOL | C&L TOOL CENTRE | MILWTM18FPDEX-0 | Active | 1
2471514 | COLLECTOR UNIT,DUST | Milwaukee M18 Dust Extractor Unit 18V, HEPA Filter, to suit Milwaukee FHP Hammer Drill | MILWAUKE | MILWAUKEE POWER TOOLS | M18FPDEX-0 | Active | 5
X09000020 | CAGE | Half Height 1160 Transport Cage, Medium, 1160 x 1160 x 650mm H, 1090kg SWL, Steel Sheet Floor, Zinc Plate, Stacks Collapsed or Assembled, 4 Way Forklift/ | CONTSOLU | CONTAINIT SOLUTIONS | CTCS-1160-5 | Active | 5
X09000021 | CAGE | Custom 1160 Transport Cage, Large, 1160 x 1160 x 940mm H, 1090kg SWL, Steel Sheet Floor, Zinc Plate, Stacks Collapsed or Assembled, 4 Way Forklift/ | CONTSOLU | CONTAINIT SOLUTIONS | CTCS-1160-94 | Active | 5
2405158 | TAPE,DUCT | 48mm x 30m Roll, for Sealing & Joining | 3MAUST | 3M AUSTRALIA PTY LTD | NITDUCTBLK | Active | 2
2405158 | TAPE,DUCT | 48mm x 30m Roll, for Sealing & Joining | GILBERT | GILBERT LODGE AUSTRALIA PTY LTD | DUCTBLK | Active | 1
2405158 | TAPE,DUCT | 48mm x 30m Roll, for Sealing & Joining | ALLENS | ALLENS INDUSTRIAL PRODUCTS | PPDUCTCLING | Active | 2
23332 | PLASTIC SHEET | Stretch Film, Bundling Wrap, 100mm x 150m, used with Bundling Dispenser, 10 Rolls per carton | PROMARK | PROMARK PTY LTD (MANUFACTURER) | SD1009 | Active | 5
240790 | PLASTIC SHEET | Builders Film, Black, 4m x 50m x 200um, For use with Asbestos | ALLENS | ALLENS INDUSTRIAL PRODUCTS | PP85220 | Active | 1
2442606 | PLASTIC SHEET | Stretch Film, 25um, Black, Machine Blown | SMSOMNI | SMS OMNI-TUFF GROUP PTY LTD | 12-SFM30CB | Active | 1
2404520 | SWITCHGEAR | RMU, 24kV, 2 x Feeder Switches, 1 x Switch Fuse, GAC 2K1TS, JTS 06-08-01 (scm) | ORMAUST | ORMAZABAL AUSTRALIA P/L | 500016115 | Active | 1
2405640 | SWITCHGEAR | RMU, 12kV Holec Magnefix MD451 Series, 2 Switch & 1 Fuse Unit, 3 Ph Operation Only on all Circuits, suit both Front Entry Style & Rectangular Padmount | EATONELE | EATON ELECTRIC SYSTEMS PTY LTD | MD451ERGON | Active | 1
2405643 | SWITCHGEAR | RMU, SD3, 11kV Triple Oil Unit, Comprising 3 Isolators Mounted in Common Tank Switch to a Common Busbar & each c/w Extensible Busbars on One Side & | ABBAUST | ABB AUSTRALIA PTY LTD | 5813124 | Active | 1
2405644 | SWITCHGEAR | RMU, 12kV Holec Magnefix, MD442 Series, 3 Switch & 1 Fuse Unit, 3 Ph Operation Only on all Circuits, suit both Front Entry Style & Rectangular Padmount | EATONELE | EATON ELECTRIC SYSTEMS PTY LTD | MD442ERGON | Active | 1
2437424 | SWITCHGEAR | RMU, 12kV, 2 x Feeder Switch, 2 x CB, for 11kV Oil-type Transformer connection > 1000kVA c/w Mounting Plinth & Outdoor Enclosure, JTS 06-08-01 (scm) | ABBAUST | ABB AUSTRALIA PTY LTD | 5811975 | Active | 5
2437432 | SWITCHGEAR | RMU, 12kV, 3 x Feeder Switch, 1 x CB, for 11kV Oil-type Transformer connection > 1000kVA c/w Mounting Plinth & Outdoor Enclosure, JTS 06-08-01 (scm) | ABBAUST | ABB AUSTRALIA PTY LTD | 5811974 | Active | 5
2437440 | SWITCHGEAR | RMU, 36kV, 2 x Feeder Switch, 1 x Switch Fuse, for 33kV Oil-type Transformer connection to 2000kVA c/w Mounting Plinth & Outdoor Enclosure, JTS 06-08-01 | ABBAUST | ABB AUSTRALIA PTY LTD | 5811979 | Active | 5
2437457 | SWITCHGEAR | RMU, 36kV, 2 x Feeder Switch, 2 x Switch Fuse, for 33kV Oil-type Transformer connection to 2000kVA c/w Mounting Plinth & Outdoor Enclosure, JTS 06-08-01 | ABBAUST | ABB AUSTRALIA PTY LTD | 5811980 | Active | 5
2437465 | SWITCHGEAR | RMU, 36kV, 3 x Feeder Switch, 1 x Switch Fuse, for 33kV Oil-type Transformer connection to 2000kVA c/w Mounting Plinth & Outdoor Enclosure, JTS 06-08-01 | ABBAUST | ABB AUSTRALIA PTY LTD | 5811981 | Active | 5
2437481 | SWITCHGEAR | RMU, 36kV, 4 x Feeder Switch c/w Mounting Plinth & Outdoor Enclosure, JTS 06-08-01 (scm) | ABBAUST | ABB AUSTRALIA PTY LTD | 5811984 | Active | 5
2442531 | SWITCHGEAR | RMU, 22kV, 2 x Feeder Switch Disconnector, 1 x Switch Fused Unit, suit Padmount Transformers, Schneider RM6 (scm) | SCHNEIDR | SCHNEIDER PTY LTD (MANUFACTURER) | RM62N63NIIQIEG | Phasing | 5
2442549 | SWITCHGEAR | RMU, 22kV, 3 x Feeder Switch Disconnector, 1 x Switch Fused Unit, suit Padmount Transformers, Schneider RM6 (scm) | SCHNEIDR | SCHNEIDER PTY LTD (MANUFACTURER) | RM62N63NIIQIEG | Phasing | 5
2451698 | SWITCHGEAR | RMU, 12kV, 2 x Feeder Switch, 1 x Switch Fuse, for 11kV Oil-type Transformer connection to 1000kVA, JTS 06-08-01 (scm) | ABBAUST | ABB AUSTRALIA PTY LTD | 5811941 | Active | 5
2451706 | SWITCHGEAR | RMU, 12kV, SafeLink 2 CFC c/w Operating Handle, Mounting Plinth & Outdoor Encl, for 11kV Oil Type Transformer Connection to 1000kVA, JTS 06-08-01 | ABBAUST | ABB AUSTRALIA PTY LTD | 5811942 | Active | 5
2451714 | SWITCHGEAR | RMU, 12kV, SafeLink 2 CFCF c/w Operating Handle, Mounting Plinth & Outdoor Encl, for 11kV Oil Type Transformer Connection to 1000kVA, JTS 06-08-01 | ABBAUST | ABB AUSTRALIA PTY LTD | 5811943 | Active | 5
2504 | KEY,SOCKET HEAD SCREW | T Shape, Hex Drive, 3mm, Insulated 1000V Rated, for use with Henley Fuses, (P1) | CNWELEC | CNW ELECTRICAL PTY LTD | IPD53485-36 | Active | 1
2406879 | KEY,SOCKET HEAD SCREW | Tamper Proof 4mm, A/F 2.5mm, to suit Inspection Screws on Street Light Standard (Allen Key) | INGAL | INGAL EPS | 102914 | Active | 1
1865595 | CONDUIT,NONMETALLIC,RIGID | UPVC, 50mm, 4m, HD, Orange Electrical (Aus Std) | HAYMANS | HAYMANS ELECTRICAL | PIP50HD | Active | 2
1865595 | CONDUIT,NONMETALLIC,RIGID | UPVC, 50mm, 4m, HD, Orange Electrical (Aus Std) | MMELEC | MM ELECTRICAL MERCHANDISING | PIP50HD | Active | 1
1865596 | CONDUIT,NONMETALLIC,RIGID | UPVC, 80mm, 6m, LD, Orange Electrical, AS/NZS2053 Part 2-1995 (scm) | HAYMANS | HAYMANS ELECTRICAL | PIP80LD | Active | 1
1865625 | CONDUIT,NONMETALLIC,RIGID | UPVC, 150mm, 6m, LD, Orange Electrical, AS/NZS2053 Part 2-1995 (scm) | HAYMANS | HAYMANS ELECTRICAL | 150LDELEC | Active | 1
2497006 | GATE | LA2, Light Box Stay Assy, Adjustable Bolt Together Kit c/w 2 x 8ft Mesh Gate, suit most Rural Fencing Applications | HOLDFAST | HOLDFAST ACCESS SOLUTIONS | LA2 | Active | 1
2491694 | RADIO UNIT,REMOTE | ODU 600v2, 7/8GHz Waveguide Transition Kit, WTM 4100/4200, WR112 Waveguide, UDR 84 Flange | COMMTEL | COMMTEL NETWORK SOLUTIONS | 179-530500-007 | Active | 1
2491694 | RADIO UNIT,REMOTE | ODU 600v2, 7/8GHz Waveguide Transition Kit, WTM 4100/4200, WR112 Waveguide, UDR 84 Flange | AVIAT | AVIAT NETWORKS | 179-530500-007 | Active | 5
2434975 | ROLLER,CABLE | Conductor, Universal Mounting, 180mm Stringing Block | TEN | THE ENERGY NETWORK (AUST) PTY LTD | SPP-1A-T12 | Active | 1
2434975 | ROLLER,CABLE | Conductor, Universal Mounting, 180mm Stringing Block | SPECFORC | SPECIALISED FORCE PTY LTD | CB-1 | Active | 2
2474963 | DUNNAGE | Crane Borer FRP, 550 x 550 x 20mm c/w 2 Rope Handles Rhino Coated Orange, Rated to 21.5 Tonne RWC | REDMOND | REDMOND GARY AUSTRALIA PTY LTD | 28A0371#14 | Active | 1
2407211 | PROTECTOR,ELECTRICAL CABLE | Armour Rod, Preformed, Full Length, Iodine 7/4.75 AAAC 1120, ETS 11-09-01 | PLP | PREFORMED LINE PRODUCTS (AUST) | D-AAR1430 | Active | 1
2407213 | PROTECTOR,ELECTRICAL CABLE | Armour Rod, Preformed, Full Length, Neon 19/3.75 AAAC 1120, ETS 11-09-01 | PLP | PREFORMED LINE PRODUCTS (AUST) | D-AAR1875 | Active | 1
2408771 | STRAPPING | Earth, Earthwire support, Galv Steel, PL 75x5x150 Bent, 22mm Hole, Stamp with " IIN 2408771" EE Dwg 906878-02 Item No 6 | ISM | ISM MANUFACTURING PTY LTD | ERGON-906878-02-06 | Active | 1
2408904 | BRACE,CROSSARM | Compression, RH, 75 x 75 x 6 x 2362 Lg, Galv Steel, Stamp with "IIN2408904", EE Dwg ES000744-01 | ISM | ISM MANUFACTURING PTY LTD | ERGON-908942-04-03 | Active | 1
2408979 | CROSSARM,METAL | Tension Brace, 2443mm Lg, 50 x 50 x 5mm, RH, Galv Steel, Stamp with "IIN2408979", Dwg ES000743-01 (scm) | ISM | ISM MANUFACTURING PTY LTD | ERGON-908942-04-01 | Active | 1
2408987 | CROSSARM,METAL | Tension Brace, 2443mm Lg, 50 x 50 x 5mm, LH, Galv Steel, Stamp with "IIN2408987", Dwg ES000743-01 (scm) | ISM | ISM MANUFACTURING PTY LTD | ERGON-908942-04-02 | Active | 1
2409134 | PLATE,METAL | Tension Gusset, 8mm Plate, Galv Steel, Stamp with "IIN 2408134" EE Dwg 908942-02 Item 12 | ISM | ISM MANUFACTURING PTY LTD | ERGON-908942-02-12 | Active | 1
2423994 | CROSSARM,METAL | Compression LH, 75 x 75 x 5 x 2496mm Lg, Galv Steel, Stamp with "IIN 2423994", EE Dwg 953218-02 Item 2 | DMIGM | DMI GLOBAL MANUFACTURING | C2B | Active | 1
2432078 | BASE,CONCRETE PRECAST | 800 x 150mm, Biscuit, Dwg 907267-01 | ERGON | ERGON ENERGY PTY LTD | PCDISC08 | Active | 1
2432748 | RELAY,PROTECTION | Biased Differential 3 Winding, Extended 8/12 I/O, 24/48VDC, 1A Ph & 1A Neutral, 24V Control Voltage, REF Elements, DNP3 Communications Protocol | SEL | SCHWEITZER ENGINEERING LAB PTY LTD | 0387612X1H2X1X1 | Active | 5
2432961 | RELAY,PROTECTION | Multi-Contact Tripping Relay, 110-125V DC, 20 Make, 0 Break, Latching Contacts c/w Latching Flag (Alternate) | ALSTOM | ALSTOM GRID AUSTRALIA LIMITED | MVAJ205TA0800A | Active | 5
2432995 | RELAY,PROTECTION | Multi-Contact Tripping Relay, 30-34V DC, 20 Make, 0 Break, Latching Contacts c/w Latching Flag (Alternate) | ALSTOM | ALSTOM GRID AUSTRALIA LIMITED | MVAJ205TA0200A | Active | 5
2459717 | SWITCH,FUSED | 630A, 660V AC, 3 Pole, HRC Fuseway, Bottom terminal connectors, suit Merlin Gerin Opus LV Switchboard. | SCHNEIDR | SCHNEIDER PTY LTD (MANUFACTURER) | EZERG19 | Active | 1
2498327 | CONVERTER,DC TO DC | 110V Input, 24V Output 6A, 144W, 198 x 112 x 51mm | HELIOS | HELIOS POWER SOLUTIONS PTY LTD | DCW150-110-24FT-P9200 | Active | 1
2498343 | ENCLOSURE,ELECTRICAL BOX | Compact Enclosure, 600 x 600 x 250mm, Steel, IP66 | RITTAL | RITTAL AUSTRALIA PTY LTD | AE1054.000 | Active | 5
2498343 | ENCLOSURE,ELECTRICAL BOX | Compact Enclosure, 600 x 600 x 250mm, Steel, IP66 | LAWRENCE | LAWRENCE & HANSON | AE1054.000 | Active | 1
2434330 | RECLOSER,AUTO | 12.7kV, SWER, 400A, 6kA Cap c/w Ctrl Cub suit ext 240V Supply in Subs, 7m Ctrl Cable, 20mm Dia Stem Terminals DNP 3.0, ETS 06-07-02 (scm) | SCHNEIDR | SCHNEIDER PTY LTD (MANUFACTURER) | W27-ACR-SOLID-24-6-125-12.7KV | Active | 1
2499341 | RECLOSER,AUTO | 11kV, SWER, 800A, 170kV 6kA Cap c/w Ctrl Cub, suit ext 240V Supply in Subs, Aux Supply, Surge Arrester, 9m Ctrl Cable, 20mm Dia Stem, 11kV /220V VT, | NOJA | NOJA POWER SWITCHGEAR PTY LTD | OSM38 SWER 11KV | Active | 1
2441343 | SIGN | A-Frame, "ASBESTOS WORK IN PROGRESS", 350 x 600mm, Black Text, Yellow B/Ground B/Ground | ALLENS | ALLENS INDUSTRIAL PRODUCTS | Q7479 | Active | 1
2465854 | PLASTIC SHEET | Stretch Film, Clear, 500mm x 380m | ALLENS | ALLENS INDUSTRIAL PRODUCTS | PPSTR25 | Active | 1
2479012 | TEST SET,BATTERY | 6 to 60V DC, 3 mOhms to 3 Ohms, Backlit LCD Screen, 199 x 132 x 60.6mm, Pin Type Lead, Built-In Memory, USB Interface c/w Carry Case | HIOKI | HIOKI EE CORPORATION (MANUFACTURER) | BT3554-51 | Active | 1
2500403 | CABINET,ELEC EQUIP | RA6 Cubicle Rear Access 45U, 600 x 800mm Base, Front & Rear 19" Rails, Top Side Brushed Cable Entries, Earth Bars, DIN Rails, Cable Trays c/w Side Panels, Mesh | B&R | B&R ENCLOSURES PTY LTD | XB-649494/1 | Active | 1
2442499 | PLATE,METAL | Hanger, Galv Steel, Stamp with 'C8/6', EE Dwg 1020774-02 Item 8 | ISM | ISM MANUFACTURING PTY LTD | C8/6 | Active | 5
2451748 | SWITCHGEAR | RMU, 12kV, SafeLink 2 CCCC c/w Operating Handle, Outdoor Enclosure & Plinth, JTS 06-08-01 (scm) | ABBAUST | ABB AUSTRALIA PTY LTD | 5811945 | Active | 5
2451755 | SWITCHGEAR | RMU, 12kV, 2 x Feeder Switch, 1 x Switch Fuse, for 11kV Oil-type Transformer connection to 1000kVA c/w Remote Control Kit to control 1 x Cable Switch | ABBAUST | ABB AUSTRALIA PTY LTD | 5811946 | Active | 5
2451763 | SWITCHGEAR | RMU, 12kV, 2 x Feeder Switch, 2 x Switch Fuses, for 11kV Oil-type Transformer connection to 1000kVA c/w Remote Control Kit to control 1 x Cable Switch | ABBAUST | ABB AUSTRALIA PTY LTD | 5811947 | Active | 5
2451771 | SWITCHGEAR | RMU, 12kV, 3 x Feeder Switch, 1 x Switch Fuse, for 11kV Oil-type Transformer connection to 1000kVA c/w Remote Control Kit to control 2 x Cable Switch | ABBAUST | ABB AUSTRALIA PTY LTD | 5811948 | Active | 5
2451789 | SWITCHGEAR | RMU, 12kV, 3 x Feeder Switch c/w Remote Control Kit to control 2 x Cable Switch Disconnectors, Motor Actuator, Mounting Plinth & Outdoor Enclosure, JTS 06-08-01 | ABBAUST | ABB AUSTRALIA PTY LTD | 5811949 | Active | 5
2451797 | SWITCHGEAR | RMU, 12kV, 4 x Feeder Switch c/w Remote Control Kit to control 3 x Cable Switch Disconnectors, Motor Actuator, Mounting Plinth & Outdoor Enclosure, JTS 06-08-01 | ABBAUST | ABB AUSTRALIA PTY LTD | 5811950 | Active | 5
2451805 | SWITCHGEAR | RMU, 12kV, 2 x Feeder Switch, 1 x CB, for 11kV Oil-type Transformer connection > 1000kVA c/w Remote Control Kit to control all Cable Switch Disconnectors, | ABBAUST | ABB AUSTRALIA PTY LTD | 5811976 | Active | 5
2451813 | SWITCHGEAR | RMU, 12kV, 2 x Feeder Switch, 2 x CB, for 11kV Oil-type Transformer connection > 1000kVA c/w Remote Control Kit to control all Cable Switch Disconnectors, | ABBAUST | ABB AUSTRALIA PTY LTD | 5811977 | Active | 5
2451821 | SWITCHGEAR | RMU, 12kV, 3 x Feeder Switch, 1 x CB, for 11kV Oil-type Transformer connection > 1000kVA c/w Remote Control Kit to control all Cable Switch Disconnectors, | ABBAUST | ABB AUSTRALIA PTY LTD | 5811978 | Active | 5
2475580 | SWITCHGEAR | RMU, 22kV, 630A, 21kA/3s, SafePlus CCF, Non-Extensible, Non-Motorized, Internal Arc Class AFLR 20kA/1s, in IP54 Outdoor Enclosure S/Steel Gde 316 (scm) | ABBAUST | ABB AUSTRALIA PTY LTD | 5822101 | Active | 5
2475630 | SWITCHGEAR | RMU, 22kV, 630A, 21kA/3s, SafePlus CCF, Non-Extensible, Non-Motorized, Internal Arc Class AFLR 20kA/1s, for Indoor Application (scm) | ABBAUST | ABB AUSTRALIA PTY LTD | 5822106 | Active | 5
2475648 | SWITCHGEAR | RMU, 22kV, 630A, 21kA/3s, SafePlus CCFF, Non-Extensible, Non-Motorized, Internal Arc Class AFLR 20kA/1s, for Indoor Application (scm) | ABBAUST | ABB AUSTRALIA PTY LTD | 5822107 | Active | 5
2475655 | SWITCHGEAR | RMU, 22kV, 630A, 21kA/3s, SafePlus CCCF, Non-Extensible, Non-Motorized, Internal Arc Class AFLR 20kA/1s, for Indoor Application (scm) | ABBAUST | ABB AUSTRALIA PTY LTD | 5822108 | Active | 5
2475663 | SWITCHGEAR | RMU, 22kV, 630A, 21kA/3s, SafePlus CCF, Non-Extensible, Non-Motorized, Internal Arc Class AFL 20kA/1s, for Indoor Application (scm) | ABBAUST | ABB AUSTRALIA PTY LTD | 5822109 | Active | 5
2475671 | SWITCHGEAR | RMU, 22kV, 630A, 21kA/3s, SafePlus CCFF, Non-Extensible, Non-Motorized, Internal Arc Class AFL 20kA/1s, for Indoor Application (scm) | ABBAUST | ABB AUSTRALIA PTY LTD | 5822110 | Active | 5
2475689 | SWITCHGEAR | RMU, 22kV, 630A, 21kA/3s, SafePlus CCCF, Non-Extensible, Non-Motorized, Internal Arc Class AFL 20kA/1s, for Indoor Application (scm) | ABBAUST | ABB AUSTRALIA PTY LTD | 5822111 | Active | 5
2479699 | KEY,SOCKET HEAD SCREW | Male, 5mm, 90 Degree, 1000V Insulated | PENTA | PENTA AUST (TMAC THEW & MCCANN/HYLEC) | PA23147 | Active | 1
2479699 | KEY,SOCKET HEAD SCREW | Male, 5mm, 90 Degree, 1000V Insulated | SIBILLE | SIBILLE FAMECA ELECTRIC (MANUFACTURER) | MS23 05 | Active | 2
2479707 | KEY,SOCKET HEAD SCREW | Male, 6mm, 90 Degree, 1000V Insulated | PENTA | PENTA AUST (TMAC THEW & MCCANN/HYLEC) | PA23148 | Active | 1
2479707 | KEY,SOCKET HEAD SCREW | Male, 6mm, 90 Degree, 1000V Insulated | SIBILLE | SIBILLE FAMECA ELECTRIC (MANUFACTURER) | MS23 06 | Active | 2
2497626 | SOCKET,SOCKET WRENCH | D-Bolt Pillar Spanner, 650mm Lg Tube, Machined D-Head Socket & 3/8" Square Head Socket Ends c/w 3/8" to 1/4" Quick Connect Adaptor | AMPLITUD | AMPLITUDE PTY LTD (396777) | PSPAN-L | Active | 1
2497667 | FASTENER | Replacement Part, Blade Fastener Screw, for Milwaukee Multifunction Tool M18FMT | C&LTOOL | C&L TOOL CENTRE | MILWA622566001 | Active | 1
2497675 | HEAD,WEED CUTTER | Replacement Part, Line Trimmer Head Assembly, for Milwaukee Line Trimmer | C&LTOOL | C&L TOOL CENTRE | MILWA204201008 | Active | 1
910928 | CROSSARM,WOOD | Bare, 2700 x 100 x 125mm, Intermediate, (P15) (scm) | DALEMYRS | DALE & MEYERS OPERATIONS PTY LTD | XARM0910928 | Active | 1
2436665 | BOLT,MACHINE | M20 x 210mm, Hex, Galv c/w 2 x Galv Hex Nuts & Spring Washer, Dwg 907224-12 | GREGSF | GREG SEWELL FORGINGS PTY LTD | 1030 | Active | 1
2498459 | CHARGER,BATTERY | Metabo Dual Quick Charger, ASC 145 Duo, 12-36V, Air-Cooled | METABO | METABO TOOL COMPANY | 627498000 | Active | 5
2498459 | CHARGER,BATTERY | Metabo Dual Quick Charger, ASC 145 Duo, 12-36V, Air-Cooled | C&LTOOL | C&L TOOL CENTRE | META627498000 | Active | 1
2498475 | HOSE | Replacement Suction Hose Extension Quick 32mm, Anti Static, for Metabo H-Class Battery Vacuum | METABO | METABO TOOL COMPANY | 635411000 | Active | 5
2498475 | HOSE | Replacement Suction Hose Extension Quick 32mm, Anti Static, for Metabo H-Class Battery Vacuum | ALLENS | ALLENS INDUSTRIAL PRODUCTS | 635411000 | Active | 1
2498483 | TOOL,VACUUM CLEANER | Replacement Metabo 3 Suction Tubes, 35mm Steel, for Metabo H-Class Battery Vacuum | METABO | METABO TOOL COMPANY | 635414000 | Active | 5
2498483 | TOOL,VACUUM CLEANER | Replacement Metabo 3 Suction Tubes, 35mm Steel, for Metabo H-Class Battery Vacuum | ALLENS | ALLENS INDUSTRIAL PRODUCTS | 635414000 | Active | 1
2498509 | TOOL,VACUUM CLEANER | Replacement Head Nozzle 35mm, 360mm W, for Metabo H-Class Battery Vacuum | METABO | METABO TOOL COMPANY | 635417000 | Active | 5
2498509 | TOOL,VACUUM CLEANER | Replacement Head Nozzle 35mm, 360mm W, for Metabo H-Class Battery Vacuum | ALLENS | ALLENS INDUSTRIAL PRODUCTS | 635417000 | Active | 1
2498517 | BAG,VACUUM CLEANER | Special Filter Bag Dust Class H, 30L, for Metabo H-Class Battery Vacuum | METABO | METABO TOOL COMPANY | 635427000 | Active | 5
2498517 | BAG,VACUUM CLEANER | Special Filter Bag Dust Class H, 30L, for Metabo H-Class Battery Vacuum | ALLENS | ALLENS INDUSTRIAL PRODUCTS | 635427000 | Active | 1
2498525 | TOOL,VACUUM CLEANER | Handle Adapter Quick Premium, Anti-Static, for Metabo H-Class Battery Vacuum | METABO | METABO TOOL COMPANY | 635406000 | Active | 5
2498525 | TOOL,VACUUM CLEANER | Handle Adapter Quick Premium, Anti-Static, for Metabo H-Class Battery Vacuum | ALLENS | ALLENS INDUSTRIAL PRODUCTS | 635406000 | Active | 1
2498566 | TOOL,VACUUM CLEANER | Crevice Nozzle 35mm, 200mm Lg, for Metabo H-Class Battery Vacuum | METABO | METABO TOOL COMPANY | 630323000 | Active | 5
2498566 | TOOL,VACUUM CLEANER | Crevice Nozzle 35mm, 200mm Lg, for Metabo H-Class Battery Vacuum | ALLENS | ALLENS INDUSTRIAL PRODUCTS | 630323000 | Active | 1
2498871 | CRIMPING TOOL,HYDRAULIC | Milwaukee, 12T Metric Hydraulic, 18V Battery Crimper, Skin | MILWAUKE | MILWAUKEE POWER TOOLS | M18HCCT120C | Active | 5
2498871 | CRIMPING TOOL,HYDRAULIC | Milwaukee, 12T Metric Hydraulic, 18V Battery Crimper, Skin | C&LTOOL | C&L TOOL CENTRE | MILWTM18HCCT120C | Active | 1
2498889 | RELAY,PROTECTION | FW R302, Txf 3 Winding Biased Diff, OC & EF, 24-48VDC Pwr, 10/11 IO, 24VDC Ctrl, 3x3Ph 5A CT, 1xN 5A CT, Vert Flush, DNP3 over RS232 or 100BaseFX MM LC Fibre Enet | SEL | SCHWEITZER ENGINEERING LAB PTY LTD | 07873EE2B1B1B76850430 | Active | 1
2498954 | RELAY,PROTECTION | FW R210-V3, Txf 2 Winding Biased Diff, OC & EF, 110-250VDC Pwr, 10/11 IO, 110VDC Ctrl, 1x3Ph 1A CT, 1x3Ph 5A CT, 1xN 5A CT, Vert Flush, DNP3 over RS485 | SEL | SCHWEITZER ENGINEERING LAB PTY LTD | 0787EX1D1D1D75820330 | Active | 1
2459816 | CUTTER,BATTERY OPERATED | Cable Guillotine, 14.4V DC Motor, 67kN, suit Al, Cu & ACSR up to 20mm Dia & Guy Wire up to 16mm Dia c/w 2 x Li-Ion Batteries, AC/DC Charger in a Carry Case | IZUMI | IZUMI PRODUCTS (MANUFACTURER) | SLS-20(BB) | Phasing | 5
2469666 | CUTTER,BATTERY OPERATED | M18 ForceLogic 6T Cable Cutter, Scissor Action, 18V, 355mm Lg, suit Al/Cu Cable to 35mm Dia & ACSR to 22.5mm Dia | C&LTOOL | C&L TOOL CENTRE | MILWTM18HCC-0 | Active | 1
2469666 | CUTTER,BATTERY OPERATED | M18 ForceLogic 6T Cable Cutter, Scissor Action, 18V, 355mm Lg, suit Al/Cu Cable to 35mm Dia & ACSR to 22.5mm Dia | TTLTOOL | TOTAL TOOLS TOWNSVILLE | M18 6T CUT KIT | Active | 2
2469666 | CUTTER,BATTERY OPERATED | M18 ForceLogic 6T Cable Cutter, Scissor Action, 18V, 355mm Lg, suit Al/Cu Cable to 35mm Dia & ACSR to 22.5mm Dia | MILWAUKE | MILWAUKEE POWER TOOLS | M18HCC-0C | Active | 5
2500221 | SUPPORT,ELEC EQUIP | Low Support Structure, Steel, for 36kV Outdoor Disconnector, S10015453-01 | INSULECT | INSULECT AUSTRALIA PTY LTD | DSC08840-01 | Active | 1
2406038 | HAND CLEANER | Pumice, 500ml, Disposable Cartridge (P9) | AUSTCHEM | AUSTRALIAN CHEMICALS PTY LTD | CLECLEANPLUS-45008 | Active | 1
2406038 | HAND CLEANER | Pumice, 500ml, Disposable Cartridge (P9) | AUSTCHEM | AUSTRALIAN CHEMICALS PTY LTD | ACMDEBSUPREGAPLUS | Active | 5
2501997 | SIGN | LV BESS QR Code, External UV Stabilised Traffolyte, White Text, Black B/Ground, 148 x 210mm, LV BESS Text 16mm, QR Code 85 x 85mm, Ergon & Energex Logo | MMELEC | MM ELECTRICAL MERCHANDISING | MMEEQLS-11045 | Active | 1
2502003 | PAINT | Vitreflon 795 XSR, Touch-up & UV Coating Repair Paint, RAL7001 Silver Grey, 400ml Aerosol, for Composite Poles | WAGNERS | WAGNERS CFT MANUFACTURING | ST187 V795 RAL7001 | Active | 1
3413 | CIRCUIT BREAKER | MCB RCD, 240V AC, 16A, 10kA, 30mA, 1 Pole, 13.8 Lg x 4 W x 8cm H, DIN-T, EE Dwg 948063-08 | NHPELEC | NHP ELECTRICAL ENGINEERING | NHPDTRL1630A | Active | 1
3413 | CIRCUIT BREAKER | MCB RCD, 240V AC, 16A, 10kA, 30mA, 1 Pole, 13.8 Lg x 4 W x 8cm H, DIN-T, EE Dwg 948063-08 | NHPELEC | NHP ELECTRICAL ENGINEERING | DTRL1630A | Active | 5
2499101 | POLE,LINE CONSTRUCTION,METAL | Lightning Mast 15m w 1.6m Spire. Cyclonic Region C, Terrain Category 2, Importance Level 4. Dwg 877-B290-01 | INGAL | INGAL EPS | DWG 877-B290-01 | Active | 5
2499101 | POLE,LINE CONSTRUCTION,METAL | Lightning Mast 15m w 1.6m Spire. Cyclonic Region C, Terrain Category 2, Importance Level 4. Dwg 877-B290-01 | INGAL | INGAL EPS | PTR15F-4738-86 | Active | 1
3418 | CIRCUIT BREAKER | MCB, 240/415V AC, 6A, 10kA, 3 Pole, C-Curve, DIN-T10 | TERASAKI | TERASAKI ELECTRICAL CO LTD | DTCB10306C | Active | 1
3420 | CIRCUIT BREAKER | MCB, 240/415V AC, 20A, 10kA, 3 Pole, C-Curve, DIN-T10 | TERASAKI | TERASAKI ELECTRICAL CO LTD | DTCB10320C | Active | 1
2497436 | HOLDER | EWP Bucket Tool Organiser Kit, Big Rack with 5 Hooks & 2 Tool Holes c/w 2 x 75mm & 2 x 100mm Bucket Hooks | LWBP | LINE WORK BUCKET PRODUCTS | TBR-1007+HOOKS | Active | 5
2497436 | HOLDER | EWP Bucket Tool Organiser Kit, Big Rack with 5 Hooks & 2 Tool Holes c/w 2 x 75mm & 2 x 100mm Bucket Hooks | TEN | THE ENERGY NETWORK (AUST) PTY LTD | TENK043 | Active | 1
2481257 | JOINT,ELECTRICAL POWER CABLE | Screen Break, 38/66kV, 630mm Stranded Compacted Circ WB Cu, XLPE/OFC/WBT/CAS (25kA/1Sec)/LLDPE/Nyl/MDPE, Graphite Coating | BRUGG | BRUGG CABLES (MANUFACTURER) | S1968-4 (630CUOF) | Active | 5
2481257 | JOINT,ELECTRICAL POWER CABLE | Screen Break, 38/66kV, 630mm Stranded Compacted Circ WB Cu, XLPE/OFC/WBT/CAS (25kA/1Sec)/LLDPE/Nyl/MDPE, Graphite Coating | CBLGRID | CABLE GRID AUSTRALIA PTY LTD | CG-2481257-S1968-4 | Active | 1
2497527 | PANEL,ELEC EQUIP | Side Panel, for FA2P Cubicle, 45U x 800mm, S10016363-03 | PLP | PREFORMED LINE PRODUCTS (AUST) | EQL-4580-50-FA2 | Active | 1
2497535 | FLANGE,ELEC BOX ENTRY | Roof Type, Brushed Cable Entry, S10016363-03 | PLP | PREFORMED LINE PRODUCTS (AUST) | EQL-9286-N42 | Active | 1
2497543 | FLANGE,ELEC BOX ENTRY | Gland Base Plate, S10016363-03 | PLP | PREFORMED LINE PRODUCTS (AUST) | EQL-FA8080-90 | Active | 1
2497550 | FLANGE,ELEC BOX ENTRY | Type 1U-BR, Front, Brushed Cable Entry, S10016363-03 | PLP | PREFORMED LINE PRODUCTS (AUST) | EQL-9248-N42 | Active | 1
2490894 | SWITCHGEAR | RMU, 12kV, 630A, 25kA/3s, SafePlus CCV, LHS/RHS Extensible, Non-Motorized C Modules, Motorized V Module, Internal Arc Class AFLR 20kA/1s, w/o Protection | ABBAUST | ABB AUSTRALIA PTY LTD | 5822201 | Active | 5
2490910 | SWITCHGEAR | RMU, 12kV, 630A, 25kA/3s, SafePlus CCVV, LHS/RHS Extensible, Non-Motorized C Modules, Motorized V Modules, Internal Arc Class AFLR 20kA/1s, w/o Protection | ABBAUST | ABB AUSTRALIA PTY LTD | 5822203 | Active | 5
2490936 | SWITCHGEAR | RMU, 24kV, 630A, 20kA/3s, SafePlus CCV, LHS/RHS Extensible, Non-Motorized C Modules, Motorized V Module, Internal Arc Class AFLR 20kA/1s, w/o Protection | ABBAUST | ABB AUSTRALIA PTY LTD | 5822205 | Active | 5
24688 | SOCKET,SOCKET WRENCH | Impact, Female, 27mm, 1/2" Drive, Long Shank | MILWAUKE | MILWAUKEE POWER TOOLS | 49666288 | Active | 5
24688 | SOCKET,SOCKET WRENCH | Impact, Female, 27mm, 1/2" Drive, Long Shank | C&LTOOL | C&L TOOL CENTRE | MILWA49666288 | Active | 1
24688 | SOCKET,SOCKET WRENCH | Impact, Female, 27mm, 1/2" Drive, Long Shank | C&LTOOL | C&L TOOL CENTRE | GEN447827 | Active | 2
24688 | SOCKET,SOCKET WRENCH | Impact, Female, 27mm, 1/2" Drive, Long Shank | C&LTOOL | C&L TOOL CENTRE | ACT60522027 | Active | 2
911029 | CROSSARM,WOOD | Bare, 1800 x 100 x 125mm, Top Surface Painted (scm) | DALEMYRS | DALE & MEYERS OPERATIONS PTY LTD | XARM0911029 | Active | 1
911096 | CROSSARM,WOOD | Bare, 3300 x 100 x 125mm, Top Surface Painted (scm) | DALEMYRS | DALE & MEYERS OPERATIONS PTY LTD | XARM0911096 | Active | 1
911266 | CROSSARM,WOOD | Bare, 1800 x 100 x 150mm, Intermediate, Top Surface Painted (P12) | DALEMYRS | DALE & MEYERS OPERATIONS PTY LTD | XARM0911266 | Active | 1
911355 | CROSSARM,WOOD | Bare, 3300 x 150 x 100mm, Strain/ Termination (P12) | DALEMYRS | DALE & MEYERS OPERATIONS PTY LTD | XARM0911355 | Active | 1
911797 | CROSSARM,WOOD | Bare, 3300 x 150 x 150mm, Top Surface Painted | DALEMYRS | DALE & MEYERS OPERATIONS PTY LTD | XARM0911797 | Active | 1
2496883 | END PLATE,TERMINAL BLOCK | End Barrier, Plastic, 37 x 35 x 1.5mm, DIN Rail | HAYMANS | HAYMANS ELECTRICAL | S&SV7-EB3 | Active | 1
2496883 | END PLATE,TERMINAL BLOCK | End Barrier, Plastic, 37 x 35 x 1.5mm, DIN Rail | SPRECHER | SPRECHER + SCHUH | V7-EB3 | Active | 5
2496917 | TERMINAL BLOCK | Grounding Block, Single Circuit, 4mm2, 48 x 35 x 6mm, Green/Yellow, DIN Rail | SPRECHER | SPRECHER + SCHUH | V7-WG4 | Active | 5
2496917 | TERMINAL BLOCK | Grounding Block, Single Circuit, 4mm2, 48 x 35 x 6mm, Green/Yellow, DIN Rail | HAYMANS | HAYMANS ELECTRICAL | S&SV7-WG4 | Active | 1
2496925 | TERMINAL BLOCK | Isolation Block, Knife Style, 6mm2, 75 x 53.5 x 9mm, Grey, DIN Rail | SPRECHER | SPRECHER + SCHUH | V7-WKD6 | Active | 5
2496925 | TERMINAL BLOCK | Isolation Block, Knife Style, 6mm2, 75 x 53.5 x 9mm, Grey, DIN Rail | HAYMANS | HAYMANS ELECTRICAL | S&SV7-WKD6 | Active | 1
2470136 | HOSE | Push Lock Hose, 1/4" SAE 30R2 | HYDRLINK | HYDRAULINK HOSE & FITTINGS | 4RLA | Active | 1
2499861 | CLAMP,LIVE LINE | Blanket Clamp Peg, Small, Nylon, Hot Stick Clip, 127mm Opening | SLINGCO | SLINGCO AUSTRALIA PTY LTD | ZPE12136 | Active | 5
2499861 | CLAMP,LIVE LINE | Blanket Clamp Peg, Small, Nylon, Hot Stick Clip, 127mm Opening | AMPLITUD | AMPLITUDE PTY LTD (396777) | ZPE12136 | Active | 1
2500189 | DISCONNECTOR,HIGH VOLTAGE | Outdoor Unit, 36kV, 1600A, 31.5kA/3Sec, Manual Operation, S10015453-01 | INSULECT | INSULECT AUSTRALIA PTY LTD | DSC13314 | Active | 1
2500197 | DISCONNECTOR,HIGH VOLTAGE | Outdoor Unit, 36kV, 1600A, 31.5kA/3Sec, Motorised Operation, S10015453-01 | INSULECT | INSULECT AUSTRALIA PTY LTD | DSC13315 | Active | 1
2500205 | SWITCH,ISOLATING | 36kV, 31.5kA/3Sec, Left Hand Earth Switch, for Outdoor HV Disconnector, S10015453-01 | INSULECT | INSULECT AUSTRALIA PTY LTD | DSC13316 | Active | 1
2500213 | SWITCH,ISOLATING | 36kV, 31.5kA/3Sec, Right Hand Earth Switch, for Outdoor HV Disconnector, S10015453-01 | INSULECT | INSULECT AUSTRALIA PTY LTD | DSC13317 | Active | 1
2402395 | CAN,UTILITY | 20L Water Storage, HDPE Jerry Can, Blue | ATOMSUPP | ATOM SUPPLY GROUP P/L | 91568000 | Active | 2
2402395 | CAN,UTILITY | 20L Water Storage, HDPE Jerry Can, Blue | BLKWOODJ | J BLACKWOOD & SONS LIMITED | 115536 | Active | 1
2402395 | CAN,UTILITY | 20L Water Storage, HDPE Jerry Can, Blue | ATOMSUPP | ATOM SUPPLY GROUP P/L | 460750 | Active | 1
24691 | TOOL KIT | Magnefix 11kV, Hazemeyer, Complete Tool Kit for RMU Maintenance | EATONELE | EATON ELECTRIC SYSTEMS PTY LTD | 913.4003 | Active | 1
2500338 | CONTACT,ELECTRICAL | ATL Fuller Type F, Moving Contact, Roller Type E, 225mm Lg Braid | SBA | SBA AMALGAMATED PTY LTD | TYPE E ROLLER CONTACT | Active | 1
2498863 | TESTER | Fluke 393FC 1500V Solar Clampmeter with Case | FLUKE | FLUKE AUSTRALIA PTY LTD (MANUFACTURER) | 393FC | Active | 5
2498863 | TESTER | Fluke 393FC 1500V Solar Clampmeter with Case | RTE | RAPID-TECH EQUIPMENT PTY LTD | FLUKE 393FC | Active | 1
2499226 | FLAG,SAFETY | Bunting, Purple Flags 200 x 240mm c/w 'Energy System Work Authority' every 5th Flag, Black Text, Single Side Print 4mm Dia PPL Rope, 30m Lg Roll | BRADY | BRADY AUSTRALIA | BUNTINGESWA | Active | 1
1804001 | BAG,KIT | PPE, Carryall, 740mm Lg, Welded Seams & Water Resistant Zipper, Unbranded | TEN | THE ENERGY NETWORK (AUST) PTY LTD | TENM516 | Active | 1
2461077 | BAG,KIT | Pole Top Rescue Weatherproof Bag, 30L, Tough, Tear & Abrasion Resistant Outer Material, Stiff Self-supporting Material Weatherproof Seal, sized to fit contents | HGHTDYNM | HEIGHT DYNAMICS | WATERPROOF BAG, 30 LITRES | Active | 2
2461077 | BAG,KIT | Pole Top Rescue Weatherproof Bag, 30L, Tough, Tear & Abrasion Resistant Outer Material, Stiff Self-supporting Material Weatherproof Seal, sized to fit contents | HGHTDYNM | HEIGHT DYNAMICS | WB-30L BLACK | Active | 1
2465722 | BAG,KIT | Rugged Carry Bag for SF6 Kit, PVC, Heavy-weight Vision Zips, Wide Flat Stitched Handles, Labelled with SF6 Response Kit | ALLENS | ALLENS INDUSTRIAL PRODUCTS | ES-SF6BAG | Active | 1
2402993 | CROSSARM,WOOD | Bare, 1500 x 100 x 100mm (P15) | DALEMYRS | DALE & MEYERS OPERATIONS PTY LTD | XARM2402993 | Active | 1
2403001 | CROSSARM,WOOD | Bare, 2100 x 100 x 150mm, 100mm Top Surface Painted (P12) | DALEMYRS | DALE & MEYERS OPERATIONS PTY LTD | XARM2403001 | Active | 1
2404433 | CROSSARM,WOOD | Bare, 4600 x 150 x 100mm, Strain/ Termination | DALEMYRS | DALE & MEYERS OPERATIONS PTY LTD | XARM2404433 | Active | 1
2406190 | CROSSARM,WOOD | Bare, 1800 x 100 x 100mm (P20) (scm) | DALEMYRS | DALE & MEYERS OPERATIONS PTY LTD | XARM2406190 | Active | 1
2406927 | CROSSARM,WOOD | Bare, 3300 x 175 x 150mm | DALEMYRS | DALE & MEYERS OPERATIONS PTY LTD | XARM2406927 | Active | 1
24097 | CROSSARM,COMPOSITE | Predrilled, 2700mm Lg, 125 x 125mm, Distribution, Wishbone Bottom Arm, u/o Energex Construction, Cross-Section Dimensions | WAGNERS | WAGNERS CFT MANUFACTURING | ENB04121 | Active | 2
24097 | CROSSARM,COMPOSITE | Predrilled, 2700mm Lg, 125 x 125mm, Distribution, Wishbone Bottom Arm, u/o Energex Construction, Cross-Section Dimensions | WAGNERS | WAGNERS CFT MANUFACTURING | EC003-00041 | Active | 1
2501369 | BATTERY,STORAGE | 48V, 180Ah, Polarium, SLB48-180Ah 23 2RU, Gen 6 Battery | PIXII | PIXII AUSTRALIA PTY LTD | 15233 | Active | 1
25075 | TERMINAL,LUG | Neutral, Tinned Cu, 100 x 80mm, Horseshoe Shape, for Neutral Connections, Pack of 50 (scm) | GMG | GLOBAL MANUFACTURING GROUP | ENERGEX-9353-A4 B | Active | 1
30292 | TERMINAL,LUG | AS5, Al, 4 Hole, 50mm Centre, 30 Deg Palm Angle Offset, Neon 19/3.75 AAAC | PLP | PREFORMED LINE PRODUCTS (AUST) | CTAW-188-FD516-3000 | Active | 5
30293 | TERMINAL,LUG | AS5, Al, 4 Hole, 50mm Centre, 30 Deg Palm Angle Offset, Oxygen 19/4.75 AAAC | PLP | PREFORMED LINE PRODUCTS (AUST) | CTAW-238-FD516-3000 | Active | 5
30373 | TERMINAL,LUG | Compression, 4 x Holes, 50mm Centre, 30 Deg R Offset, Selenium 61/3.25 AAAC | PLP | PREFORMED LINE PRODUCTS (AUST) | CTAW-293-FD512-0030R | Active | 1
2400993 | TERMINAL,LUG | Compression, Cu, Packet, Type Offset Prestressed GEC Midos Relays of 100 | IDEALELE | IDEAL ELECTRICAL SUPPLIERS | ALSTOM4ZB9124900 | Active | 1
2400993 | TERMINAL,LUG | Compression, Cu, Packet, Type Offset Prestressed GEC Midos Relays of 100 | IDEALELE | IDEAL ELECTRICAL SUPPLIERS | ALSTOMZB9124900 | Active | 1
24096 | CROSSARM,COMPOSITE | Predrilled, 2700mm Lg, 125 x 125mm, Distribution, Wishbone Top Arm, u/o Energex Construction, Cross-Section Dimensions | WAGNERS | WAGNERS CFT MANUFACTURING | ENB04221 | Active | 2
24096 | CROSSARM,COMPOSITE | Predrilled, 2700mm Lg, 125 x 125mm, Distribution, Wishbone Top Arm, u/o Energex Construction, Cross-Section Dimensions | WAGNERS | WAGNERS CFT MANUFACTURING | EC003-00042 | Active | 1
2402258 | CONTACTOR,MAGNETIC | Control Relay, 4 Pole, 240V Coil, Rail Mtg or Surface Mtg | MMELEC | MM ELECTRICAL MERCHANDISING | ALB700CF400T | Active | 1
2463859 | CONTACTOR,MAGNETIC | Telemecanique Contactor, 240V AC, 25A, 3 Pole, Scania DC12 Canopy Parts | CNWELEC | CNW ELECTRICAL PTY LTD | LC1D09 | Active | 1
2496867 | CONTACTOR,MAGNETIC | CA7-9E Contactor, AC-3 DC-1, 9A, 690VAC, 4kW, 3P, 24VDC, 50/60Hz, 1 NO Contact Aux, Screw Connect, DIN Rail, Man-Auto | SPRECHER | SPRECHER + SCHUH | CA79E1024VDC | Active | 5
2496867 | CONTACTOR,MAGNETIC | CA7-9E Contactor, AC-3 DC-1, 9A, 690VAC, 4kW, 3P, 24VDC, 50/60Hz, 1 NO Contact Aux, Screw Connect, DIN Rail, Man-Auto | HAYMANS | HAYMANS ELECTRICAL | S&SCA79E1024VDC | Active | 1
2496891 | PARTITION,TERMINAL BLOCK | Partition Plate, 47 x 40 x 1.5mm, Grey, DIN Rail | HAYMANS | HAYMANS ELECTRICAL | S&SV7-PP3 | Active | 1
2496891 | PARTITION,TERMINAL BLOCK | Partition Plate, 47 x 40 x 1.5mm, Grey, DIN Rail | SPRECHER | SPRECHER + SCHUH | V7-PP3 | Active | 5
2496941 | RELAY,ELECTROMAGNETIC | Time Delay Relay, 6P, 200-250VAC/DC, 50/60Hz, 4.5VA, 0.5s/3s Adjustable Delay, 90 x 80 x 90mm, External Mounting | SCHNEIDR | SCHNEIDER PTY LTD (MANUFACTURER) | 33682 | Active | 5
2496941 | RELAY,ELECTROMAGNETIC | Time Delay Relay, 6P, 200-250VAC/DC, 50/60Hz, 4.5VA, 0.5s/3s Adjustable Delay, 90 x 80 x 90mm, External Mounting | HAYMANS | HAYMANS ELECTRICAL | SHN33682 | Active | 1
19762 | CLIP,ELECTRICAL | Insulated Alligator Clip, Elephant Type, 1000V, 1 x Black & 1 x Red Clip c/w Safety Shroud | PENTA | PENTA AUST (TMAC THEW & MCCANN/HYLEC) | PA21692 | Active | 1
19762 | CLIP,ELECTRICAL | Insulated Alligator Clip, Elephant Type, 1000V, 1 x Black & 1 x Red Clip c/w Safety Shroud | PTE | PACIFIC TEST EQUIPMENT PTY LTD | 5066-PROB-R/N | Active | 2
2430346 | LANYARD,SAFETY,INDUSTRIAL | Shock Absorbing, Total Extended 1.5m Lg, Double Action, Al Snap Hook Each End, ETS RSE01 | HGHTDYNM | HEIGHT DYNAMICS | SALA Z90151717E | Active | 2
2430346 | LANYARD,SAFETY,INDUSTRIAL | Shock Absorbing, Total Extended 1.5m Lg, Double Action, Al Snap Hook Each End, ETS RSE01 | HGHTDYNM | HEIGHT DYNAMICS | Z90151717E | Active | 1
2430346 | LANYARD,SAFETY,INDUSTRIAL | Shock Absorbing, Total Extended 1.5m Lg, Double Action, Al Snap Hook Each End, ETS RSE01 | LRI | LIFE AND RESCUE INTERNATIONAL | 101515 | Active | 2
2496669 | LIFTER | Transformer Lifting Beam, WLL 2.3t Frame to Dwg DC770, (1-5) Number Marked above each Lifting Eye & Hole Drilled for Inspection Tag, Painted Yellow NATA | STEHOUSE | STENHOUSE LIFTING & SAFETY SOLUTIONS | DRAWING DC770 | Active | 5
2496677 | LIFTING JIB | EWP Pole Jib, suit Redmond Gary TL Model for LL Night Work | AMPLITUD | AMPLITUDE PTY LTD (396777) | EWPPJIBEQL | Active | 1
22016 | METER | Clamp-On Type, True RMS AC 0-400V & 0-400mA DC, 0-30A, Max/Min Hold, Max Conductor 23mm Dia, Cat II 600V & Cat III 600V, 1m Lg Red/Blk Test Leads | RTE | RAPID-TECH EQUIPMENT PTY LTD | 11 | Active | 1
3294 | CONTACT,ELECTRICAL | CB Module, Aux Contacts, Motor Operator, St George STATCOM | AMSC | AMSC AUSTRALIA PTY LTD | 16364 | Active | 5
3294 | CONTACT,ELECTRICAL | CB Module, Aux Contacts, Motor Operator, St George STATCOM | AMSC | AMSC AUSTRALIA PTY LTD | 16364 | Active | 1
2401004 | TERMINAL,LUG | Compression, Bi-Metal, Cu Palm, 50mm2, M12 Bolt Hole, Hex Die A/F 13.2mm (scm) | TYCOELEC | TYCO ELECTRONICS | BG50M12/1 | Active | 2
2401004 | TERMINAL,LUG | Compression, Bi-Metal, Cu Palm, 50mm2, M12 Bolt Hole, Hex Die A/F 13.2mm (scm) | TECONN | TE CONNECTIVITY LTD | BG50M12/1 | Active | 1
2401004 | TERMINAL,LUG | Compression, Bi-Metal, Cu Palm, 50mm2, M12 Bolt Hole, Hex Die A/F 13.2mm (scm) | LEGEND | LEGEND POWER SYSTEMS | BL50-12 | Active | 2
2406378 | TERMINAL,LUG | Compression, Al, 2 x M12 Bolt Holes, Hex Die A/F 18.0mm, 7/3.75 AAC, ACSR, ETS 01-09-23 (P1) | TYCOELEC | TYCO ELECTRONICS | AL50/1 | Active | 1
2406379 | TERMINAL,LUG | Compression, Al, 2 x M12 Bolt Holes, Hex Die A/F 19.0mm, 7/4.50 AAC, ETS 01-09-23 (P1) | TYCOELEC | TYCO ELECTRONICS | AL58/1 | Active | 1
2406380 | TERMINAL,LUG | Compression, Al, 2 x M12 Bolt Holes, Hex Die A/F 18.0mm, 7/4.75 AAC, AAAC ACSR, ETS 01-09-23 (P1) | TYCOELEC | TYCO ELECTRONICS | AL61/1 | Active | 1
2406381 | TERMINAL,LUG | Compression, Al, 2 x M12 Bolt Holes, Hex Die A/F 26.2mm, 19/3.75 AACAAAC, ETS 01-09-23 (P1) | TYCOELEC | TYCO ELECTRONICS | AL80/1 | Active | 1
2406390 | TERMINAL,LUG | Compression, Cu, 95mm2, M12 Bolt Hole, Hex Die A/F 14.2mm, Long Barrel Sealed | TYCOELEC | TYCO ELECTRONICS | H16024/1 | Active | 1
2406397 | TERMINAL,LUG | Compression, Bi-Metal, Cu Palm, 120mm2, Die Size Nest 14 & Indent 16, Solid 4 Core Sector, ETS 01-09-23 (P1) | TYCOELEC | TYCO ELECTRONICS | H15661/1 | Active | 1
14868 | FLUTEBOARD | Corflute, White, 150 x 230mm Nom, Plastic, Legend: Stock Code O/No, SAR No, Date, Qty | PROMARK | PROMARK PTY LTD (MANUFACTURER) | MN1009-PLASTIC | Active | 2
14868 | FLUTEBOARD | Corflute, White, 150 x 230mm Nom, Plastic, Legend: Stock Code O/No, SAR No, Date, Qty | CNWELEC | CNW ELECTRICAL PTY LTD | CONCORFENERGEX | Active | 1
2498798 | SIGN | ABS Plastic, 'ENERGY SYSTEM WORK AUTHORITY', 360 x 340 x 3mm White Text 47 x 47mm, Arial, Purple B/Ground c/w 12mm Punched Holes | AMPLITUD | AMPLITUDE PTY LTD (396777) | PS36X34ESWA | Active | 1
2472892 | LANYARD,SAFETY,INDUSTRIAL | Non-Shock Absorbing, Swivel Double- action locking Carabiner, loop other end, Length 1930mm,18kg WLL | ATOMSUPP | ATOM SUPPLY GROUP P/L | 3129 | Active | 2
2472892 | LANYARD,SAFETY,INDUSTRIAL | Non-Shock Absorbing, Swivel Double- action locking Carabiner, loop other end, Length 1930mm,18kg WLL | ATOMSUPP | ATOM SUPPLY GROUP P/L | 19137 | Active | 2
2472934 | LANYARD,SAFETY,INDUSTRIAL | Web Tool Tails, provides an attcahment point on tools to attach a lanyard, Pack of 5, 90mm, 115mm, 140mm,165mm &215mm, 0.9kg WLL | ATOMSUPP | ATOM SUPPLY GROUP P/L | 19701 | Active | 2
2472934 | LANYARD,SAFETY,INDUSTRIAL | Web Tool Tails, provides an attcahment point on tools to attach a lanyard, Pack of 5, 90mm, 115mm, 140mm,165mm &215mm, 0.9kg WLL | ATOMSUPP | ATOM SUPPLY GROUP P/L | 3700 | Active | 2
2472942 | LANYARD,SAFETY,INDUSTRIAL | Tool lanyard kit, includes 3 Tool lanyards, clinches, tool tethers & tape in drawstring mesh bag. Kit Details - See Extended Text | ATOMSUPP | ATOM SUPPLY GROUP P/L | 40015361 | Active | 1
2472967 | LANYARD,SAFETY,INDUSTRIAL | Stretch cord, Swiveling connection, S/Steel Carabiners with Screw Gate; Adjustable Barrel Lock, Length 1070mm to 1370mm; 6.8kg WLL | ATOMSUPP | ATOM SUPPLY GROUP P/L | 3101EXT | Active | 2
2472967 | LANYARD,SAFETY,INDUSTRIAL | Stretch cord, Swiveling connection, S/Steel Carabiners with Screw Gate; Adjustable Barrel Lock, Length 1070mm to 1370mm; 6.8kg WLL | ATOMSUPP | ATOM SUPPLY GROUP P/L | 19017 | Active | 2
2499119 | MARKER,WARNING | Bulldog Traffic Cones, Lime Green, 450mm H, No Go Zone Cones c/w Red Reflective Strip, NOT TO BE USED FOR TRAFFIC DELINIATION | BRONSON | BRONSON SAFETY PTY LTD | A3800 | Active | 1
2499168 | RELAY,PROTECTION | FW 7.32, 3 Term Line Diff Protn, OC & EF 26/12 IO, 24-48VDC Pwr, 1/5A CT, 1300nm FO Line Comms Module, DNP3 over RS485 or LC Fibre Enet & IEC61850 HSR/PRP | CSEUNI | CSE UNISERVE PTY LTD | L90UA3HKLF8LH6PLXXNXXS6TU4DW7K | Active | 1
2499176 | RELAY,PROTECTION | FW 7.32, 2 Term Line Diff Protn, OC & EF 26/12 IO, 125-250VDC Pwr, 1/5A CT, 820nm FO Line Comms Module, DNP3 over RS485 or LC Fibre Enet & IEC61850 HSR/PRP | CSEUNI | CSE UNISERVE PTY LTD | L90UA3HKHF8LH6PLXXNXXS6TU4DW76 | Active | 1
2499184 | RELAY,PROTECTION | FW 7.32, 3 Term Line Diff Protn, OC & EF 26/12 IO, 125-250VDC Pwr, 1/5A CT, 820nm FO Line Comms Module, DNP3 over RS485 or LC Fibre Enet & IEC61850 HSR/PRP | CSEUNI | CSE UNISERVE PTY LTD | L90UA3HKHF8LH6PLXXNXXS6TU4DW77 | Active | 1
2499192 | RELAY,PROTECTION | FW 7.32, 2 Term Line Diff Protn, OC & EF 26/12 IO, 125-250VDC Pwr, 1/5A CT,1300nm FO Line Comms Module, DNP3 over RS485 or LC Fibre Enet & IEC61850 HSR/PRP | CSEUNI | CSE UNISERVE PTY LTD | L90UA3HKHF8LH6PLXXNXXS6TU4DW7D | Active | 1
2463131 | FAN,RADIATOR | WEG 6P, 1.5kW, 415V, 3Ph, 100L Frame, Hino JO8 Electrical Parts | HAZELEC | HAZ-ELEC INDUSTRIES PTY LTD | K12A ALE2W21 | Active | 1
2499234 | ASCENDER | Edelrid, Fuse Guided Fall Arrester c/w Edelrid Defuser Small Shock Absorber | HGHTDYNM | HEIGHT DYNAMICS | EDELRIDFUSEDEFUSERSM | Active | 1
2499259 | RACK,ELEC EQUIP | Outdoor, 19", 40U Swing Frame, 800 x 800 x 2000mm (2145mm), 1500W Cooling Unit, Al, IP55, Front Door Right Hinge, suit NCS BESS 1A2/1A5 (1NC2/1NC5) | RITTAL | RITTAL AUSTRALIA PTY LTD | XAU9774981 | Active | 1
2499267 | RACK,ELEC EQUIP | Outdoor, 19", 40U Swing Frame, 800 x 800 x 2000mm (2145mm), 1500W Cooling Unit, Al, IP55, Front Door Left Hinge, suit NCS BESS 1A3 (1NC3) | RITTAL | RITTAL AUSTRALIA PTY LTD | XAU9774982 | Active | 1
2499275 | RACK,ELEC EQUIP | Outdoor, 19", 22U Swing Frame, 800 x 800 x 2000mm (2145mm), 1500W Cooling Unit, Al, IP55, c/w 2 x Battery Shelves, Front Door Right Hinge, suit | RITTAL | RITTAL AUSTRALIA PTY LTD | XAU9774983 | Active | 1
2499309 | ENCLOSURE,ELECTRICAL BOX | Outdoor, 200 x 300 x 155mm, S/Steel, Padlockable Handle, suit NCS BESS Lock Box | RITTAL | RITTAL AUSTRALIA PTY LTD | XAU1001020 | Active | 1
2401074 | TERMINAL,LUG | Compression, Cu, 70mm2, M12 Bolt Hole, Hex Die A/F 11.5mm Co, Long Barrel Solder Sealed | TYCOELEC | TYCO ELECTRONICS | H16022/1 | Active | 1
2403551 | TERMINAL,LUG | Compression, Bi-Metal, Cu Palm, 35mm2, M12 Bolt Hole, Hex Die A/F 17.3mm, ABC (P10) | LEGEND | LEGEND POWER SYSTEMS | BMABC35 | Active | 1
2403551 | TERMINAL,LUG | Compression, Bi-Metal, Cu Palm, 35mm2, M12 Bolt Hole, Hex Die A/F 17.3mm, ABC (P10) | LEGEND | LEGEND POWER SYSTEMS | BL35-12 | Active | 2
2403551 | TERMINAL,LUG | Compression, Bi-Metal, Cu Palm, 35mm2, M12 Bolt Hole, Hex Die A/F 17.3mm, ABC (P10) | TYCOELEC | TYCO ELECTRONICS | 709124-3 | Active | 2
2403973 | TERMINAL,LUG | Compression, Bi-Metal, 120mm2, Cu Palm, M12 Bolt Hole, Hex Die A/F 17.3mm, suit Moon 7/4.75 Al (scm) | TYCOELEC | TYCO ELECTRONICS | BG120M12/1 | Active | 1
2405099 | TERMINAL,LUG | Compression, Cu, 185mm2, M20 Bolt Hole, Hex Die A/F 20.0mm | TYCOELEC | TYCO ELECTRONICS | H1389/20 | Active | 1
2497170 | LADDER,EXTENSION | 9.4m Fully Extended, with Red Running Brackets, Centre Pully, Rubber Feet, Arapoline Rope, Top Lash, White Fly Boot Protector, Pole Strap-Fly, Ergon Stip & | BRANACH | BRANACH MANUFACTURING PTY LTD | FED9.4 CP-RF-AR-TA-FW-PS-WP-SW | Active | 1
2478816 | TERMINAL,LUG | Mechanical Shear Bolt, Al-Cu, 500-630mm2, 2 x M12 Palm Bolt Hole, 40-50mm Hole Centres, suit Al or Cu Conductor | TECONN | TE CONNECTIVITY LTD | 2832180-5 | Active | 1
17337 | LINK,BRIDGING | E-Link, Electrical Bridging, for Star Connection of Current Terminals, for Meter Test Block | EUGAQUIP | EUGAQUIP ENGINEERING | TB071BL | Active | 1
2479939 | PUMP,ENGINE PRIMING,HAND DRIVEN | Diesel Priming Pump for Hino (J08) | BOSCH | ROBERT BOSCH (AUST) PTY LTD | 152200-5320 | Active | 5
2401021 | TERMINAL,LUG | Compression, Al, 4 x 12mm Bolt Holes, Hex Die A/F 28.5mm, 38mm Centers off Centre Palm, 19/3.75, ETS 01-09-23 (P1) | TYCOELEC | TYCO ELECTRONICS | HL616D4A | Active | 2
2401021 | TERMINAL,LUG | Compression, Al, 4 x 12mm Bolt Holes, Hex Die A/F 28.5mm, 38mm Centers off Centre Palm, 19/3.75, ETS 01-09-23 (P1) | PLP | PREFORMED LINE PRODUCTS (AUST) | D-HL616D4A | Active | 1
2479400 | SWITCHBOARD,POWER | AC Distribution Board, 160A Main Switch, 36 Pole Chassis, Indoor, 1296 x 600 x 240mm | NHPELEC | NHP ELECTRICAL ENGINEERING | EQL2479400 | Active | 1
2476133 | SWITCHGEAR | RMU, 36kV, VVV, 630A, AFLR 20kA/1 Sec, Protection CTs & an Incomer VT, Siemens 8DJH36 | SIEMENS | SIEMENS LTD | 8DJH36-36416 | Active | 1
2484202 | HOLDER | Pin Holder, Sunrise Attachment (Live Line Tools) | RITZ | RITZ FERRAMENTAS (MANUFACTURER) | RM4455-2 | Active | 1
2485670 | HOLDER | Nut/Washer Holder, Handheld, for M10 Stainless Nuts/Washers | AMPLITUD | AMPLITUDE PTY LTD (396777) | NJ17 | Active | 1
2497683 | CABLE,POWER,ELECTRICAL | Flexible, 0.6/1kV, 1C, 120mm2 Cu, X-HF-110 Orange/HFS-110-TP Black, Double Insulated, 250m Drum, AS5000.1 | MIDLAND | MIDLAND METALS OVERSEAS PTE LTD | 1C 120SQMM X-HF/HFS | Active | 1
2499317 | BRUSH,WIRE,SCRATCH | Madi Conductor Brush, FlatRound, for Flat & Round Connections, Lightweight, Snap Ring, Hi-Vis Green | MADI | MADI INNOVATIVE LINEMAN TOOLS | FRWB-1 | Active | 5
2499317 | BRUSH,WIRE,SCRATCH | Madi Conductor Brush, FlatRound, for Flat & Round Connections, Lightweight, Snap Ring, Hi-Vis Green | TEN | THE ENERGY NETWORK (AUST) PTY LTD | FRWB-1 | Active | 1
2499325 | LINK,INLINE | Replacement, HV Temporary Link, Arc Chute Assembly for Chance In-Line Switch c/w Load Break | CHANCE | CHANCE (MANUFACTURER) | E816-0228P | Active | 5
2499325 | LINK,INLINE | Replacement, HV Temporary Link, Arc Chute Assembly for Chance In-Line Switch c/w Load Break | TEN | THE ENERGY NETWORK (AUST) PTY LTD | E816-0228P | Active | 1
2425197 | KARABINER | Double Action, Alloy Steel, 14mm Gate, 15kN Rating, ETS RSE01 | LRI | LIFE AND RESCUE INTERNATIONAL | 101448 | Phasing | 2
2425197 | KARABINER | Double Action, Alloy Steel, 14mm Gate, 15kN Rating, ETS RSE01 | HGHTDYNM | HEIGHT DYNAMICS | R308 | Phasing | 1
2425197 | KARABINER | Double Action, Alloy Steel, 14mm Gate, 15kN Rating, ETS RSE01 | HGHTDYNM | HEIGHT DYNAMICS | SALA R308 | Phasing | 2
2427045 | KARABINER | Double Action, Alloy Steel, 20mm Gate, Captive Eye, 15kN Rating, ETS RSE01 | HGHTDYNM | HEIGHT DYNAMICS | 8700130 | Phasing | 1
2427045 | KARABINER | Double Action, Alloy Steel, 20mm Gate, Captive Eye, 15kN Rating, ETS RSE01 | CAPITAL | CAPITAL SAFETY | R-523 | Phasing | 2
2499382 | ENCLOSURE,ELECTRICAL BOX | AE Compact Enclosure, 380 x 600 x 210mm, S/Steel, IP66 c/w Mounting Plate, Single Door & 2 Cam Locks | RITTAL | RITTAL AUSTRALIA PTY LTD | AE1008.600 | Active | 5
2499408 | END CLAMP,TERMINAL BLOCK | Type V7, Screw End Anchor, Grey, 35mm DIN Rail Mount, Terminal Block Accessory | SPRECHER | SPRECHER + SCHUH | V7-EA35 | Active | 5
2499457 | CIRCUIT BREAKER | MCB, Acti9 iC60L, 25A, 2P, 60-240VAC, C-Curve, 25kA, 15000A, 50/60Hz, 8 x In +/- 20%, 85 x 36 x 78.5mm, DIN Rail Mount | SCHNEIDR | SCHNEIDER PTY LTD (MANUFACTURER) | A9F94225 | Active | 5
2499549 | SWITCH,LIQUID LEVEL | 3-Wire Lube Oil Level Float Switch, 2A at 30VAC/DC, 1/2 NPT, Al Body, Tempered Glass Lens, Brass Float, 305 x 114 x 121mm | MURPHY | MURPHY BY ENOVATION CONTROLS | L129CK1 | Active | 1
2499564 | MOTOR | W21 GP, 2 Pole, 1.5kW, 380-415V, 3Ph, 2865 RPM, 50Hz, Al Frame, Foot Mount, 3.05A Full Load, 5nm, 90S IEC Frame, 140 x 100mm, Shaft 24mm Dia, 60mm Lg, | WEG | WEG ELECTRIC CORP | K11 ALE2W21 | Active | 1
2499648 | TRANSFORMER,CURRENT | 72.5kV, 1200A pri, 1A Sec, 50Hz, Post Type, Outdoor, 6 Core, Metering in Cores 3 & 4, Revenue Metering, Live Tank Construction | ARTECHE | THE ARTECHE GROUP (GFF POWER PARNTER) | CT-72 | Active | 5
2499648 | TRANSFORMER,CURRENT | 72.5kV, 1200A pri, 1A Sec, 50Hz, Post Type, Outdoor, 6 Core, Metering in Cores 3 & 4, Revenue Metering, Live Tank Construction | GFFPOWER | GFF POWER | CA-72 | Active | 1
2463263 | CONTACT,ELECTRICAL | Connector Contact, 16mm Pin, 14mm2 AWG, Crimp, Nickel Plated, Green Band, Hino JO8 Electrical Parts | EPDE | ELECTRO-POWER AND DATA EQUIPMENT P/L | 0460-215-16141 | Active | 1
2463271 | CONTACT,ELECTRICAL | Connector Contact, 16mm Socket, 14mm2 AWG, Crimp, Nickel Plated, Green Band, Hino JO8 Electrical Parts | EPDE | ELECTRO-POWER AND DATA EQUIPMENT P/L | 0462-209-16141 | Active | 1
2463339 | CONTACT,ELECTRICAL | Weather-Pack Series, 2 Pin Plug, Male, Tin Plated, Cable Range 1.00-2.00mm2, Terminal for use with Automotive Connector | EPDE | ELECTRO-POWER AND DATA EQUIPMENT P/L | 12124582L | Active | 1
2475275 | LIFTING JIB | Strap Hoist Version, suit Little Mule or Lincoln/Lugall Units, to fit in 17m Redmond Gary EWP | REDMOND | REDMOND GARY AUSTRALIA PTY LTD | 28A0410 | Active | 1
2496610 | INSECTICIDE,FIPRONIL | SAS PRO, Granule Ant Killer, Silica Carrier Particles, 10kg Pail c/w Scoop & Shaker | GARRPEST | GARRARD'S PESTICIDES | SAS/10 | Active | 1
2496610 | INSECTICIDE,FIPRONIL | SAS PRO, Granule Ant Killer, Silica Carrier Particles, 10kg Pail c/w Scoop & Shaker | SUNDEW | SUNDEW SOLUTIONS PTY LTD | SAS/10 | Active | 5
2440972 | TERMINAL,LUG | Compression, Al, 100 x 50mm, Undrilled, Hex Die 22.0AF, Straight, Offset, Moon/Iodine 7/4.75 | PLP | PREFORMED LINE PRODUCTS (AUST) | CTA-143-11210 | Active | 1
2441038 | TERMINAL,LUG | Type TLC, Conductor to Palm, 15.75 to 20.25 OD, Right Angle | PLP | PREFORMED LINE PRODUCTS (AUST) | TL4C22 | Active | 5
2441368 | TERMINAL,LUG | Tinned Cu, Sealed, 630mm2, Undrilled, Long Barrel, Long Palm, suit EIT63011Cu Termination Kit | CABAC | CABAC (MANUFACTURER) | CAL630LBP | Active | 5
2442127 | TERMINAL,LUG | Busbar to Palm, Tinned Cu, 30.2 OD, 102 x 108 x 19mm Thk, 4 x M14 Bolt Holes, 50mm Centres, 178mm Lg c/w 2 x 50 x M12 S/Steel Bolts | PLP | PREFORMED LINE PRODUCTS (AUST) | DCS28C | Active | 5
2453397 | TERMINAL,LUG | Shearhead & Insulation Kit, suit 11/22kV, 120mm2 CCT Conductor (scm) | INTERENG | INTERTECH ENGINEERING PTY LTD | ECCTT-11-22-120 | Active | 5
2453470 | TERMINAL,LUG | Stalk Compression, Bi-Metal, 185mm2, Stalk 115mm Lg, 15.7mm Dia (scm) | TYCOELEC | TYCO ELECTRONICS | BS180-15.7X01/1 | Active | 1
2454783 | TERMINAL,LUG | Shearhead & Insulation Kit, suit 11kV, 180mm2 CCT Conductor (scm) | INTERENG | INTERTECH ENGINEERING PTY LTD | ECCTT-11-180 | Active | 5
2410371 | CABLE,POWER,ELECTRICAL | U/Ground, 0.6/1kV, 4C x 50mm2 Cu/XLPE Insulated/PVC Sheath/Nylon Jacket/ Sacrifical PVC Sheath, 250m Wood Drum, ETS 04-01-04 (scm) | MIDLAND | MIDLAND METALS OVERSEAS PTE LTD | MMO-LV 4X50CXNJP | Active | 1
2424984 | CABLE,POWER,ELECTRICAL | U/Ground, 19.1/33kV, 1C x 300mm2 Al/ TR-XLPE Insulated/CWS/WBT/LLDPE/HDPE Sheath/Insect Protected, 500m Wood Drum, ETS 04-02-04 (scm) | MIDLAND | MIDLAND METALS OVERSEAS PTE LTD | MMO33KV1X300ATRXWCWSWLLNJM | Active | 1
2424984 | CABLE,POWER,ELECTRICAL | U/Ground, 19.1/33kV, 1C x 300mm2 Al/ TR-XLPE Insulated/CWS/WBT/LLDPE/HDPE Sheath/Insect Protected, 500m Wood Drum, ETS 04-02-04 (scm) | OLEX | OLEX AUSTRALIA PTY LTD | XNYA27SBT01CXAA | Active | 2
2425874 | CABLE,POWER,ELECTRICAL | 0.6/1kV, 1C x 70mm2 (19/2.14) Cu/PVC (V-90) Insulated, Green/Yellow, Metre Marked, 100m Wood Drum, JTS 03-01-08 | OLEX | OLEX AUSTRALIA PTY LTD | BAAC20SB001AAHN | Active | 2
2425874 | CABLE,POWER,ELECTRICAL | 0.6/1kV, 1C x 70mm2 (19/2.14) Cu/PVC (V-90) Insulated, Green/Yellow, Metre Marked, 100m Wood Drum, JTS 03-01-08 | MIDLAND | MIDLAND METALS OVERSEAS PTE LTD | MMO-1X70 CU PVC G/Y | Active | 1
2400212 | CABLE,POWER,ELECTRICAL | Aerial, 6.35/11kV, 1 x 25mm2 Cu, PE Insulated/PVC Sheath Black (19/1.35) T/former Drop Wire (250m Drum) (MOQ 1000m) | OLEX | OLEX AUSTRALIA PTY LTD | TGEP17AA001CXNA | Active | 1
2400217 | CABLE,POWER,ELECTRICAL | Aerial, 0.6/1kV, 4 x 16mm2 HD Cu, PVC Insulated/Neutral Screen/PVC Sheath (7/1.70) Metre Marked (250m Drum) (MOQ 1000m) | OLEX | OLEX AUSTRALIA PTY LTD | FAGT15SB003CXAA | Active | 1
2400218 | CABLE,POWER,ELECTRICAL | Aerial, 0.6/1kV, 4 x 95mm2 Al ABC, XLPE Insulated c/w 1 x 16mm2 Street Light Wire, Self Supporting (MOQ 1000m) | OLEX | OLEX AUSTRALIA PTY LTD | XDZB22SB004AALP | Active | 1
2400240 | CABLE,POWER,ELECTRICAL | Control, U/G, 0.6/1kV, 4C, 10mm2 Cu, PVC Insulated/DBT or Double Cu Tape Screen/PVC Sheath (7/1.35) Metre Marked (MOQ 1000m) | OLEX | OLEX AUSTRALIA PTY LTD | HAY13SB004CXWW | Active | 1
C2429934 | CABLE,POWER,ELECTRICAL | C2L, U/G, 12.7/22kV, Triplex, 1Cx185mm2 Al/TR-XLPE Insulated/(48/1.35) CWS/ Semiconduct WBT/Polylaminate Al, Wood Drum, ETS 04-01-12 (scm) | MIDLAND | MIDLAND METALS OVERSEAS PTE LTD | MMO22KV3X1X185ATRXWCWSWLATM | Active | 1
C2429934 | CABLE,POWER,ELECTRICAL | C2L, U/G, 12.7/22kV, Triplex, 1Cx185mm2 Al/TR-XLPE Insulated/(48/1.35) CWS/ Semiconduct WBT/Polylaminate Al, Wood Drum, ETS 04-01-12 (scm) | OLEX | OLEX AUSTRALIA PTY LTD | XLYA25SB003KTAA | Active | 2
C2429942 | CABLE,POWER,ELECTRICAL | C2L, U/G, 6.35/11kV TR-Triplex, 35mm2 Al TR-XLPE Insulated/40/0.85mm Cu Wire Screen/HDPE Sheath/PVC Waterblock Tape, ETS 04-01-05 (scm) | OLEX | OLEX AUSTRALIA PTY LTD | XJNA18TD003KTAA | Active | 1
21056 | GRIP,CABLE,JAW | Conductor Grip, 2T (20kN) WLL, Trigger Grip c/w Safety Latch & Etching w/-Make, Model, Min-Max Dia, suit Wire/Cable Type, Month/Year Stamped on Delivery | SPECFORC | SPECIALISED FORCE PTY LTD | MIGHTY-20-GRIP-EQ | Active | 1
2465466 | TERMINAL,LUG | Ring Terminal, M6 Stud, Double Grip (P50) | HAYMANS | HAYMANS ELECTRICAL | CAB RT2-6DG | Active | 1
2465466 | TERMINAL,LUG | Ring Terminal, M6 Stud, Double Grip (P50) | CABAC | CABAC (MANUFACTURER) | CAB RT2-6DG | Active | 5
2405276 | TERMINAL,LUG | Compression, Bi-Metal, 150mm2, ABC Preinsulated | SICAME | SICAME AUSTRALIA PTY LTD | CPTAU150A | Active | 1
2425411 | TERMINAL,LUG | Compression, Al, Undrilled No.5 Palm, Straight Offset Barrel, suit Oxygen 19/4.75 AAAC (set of 3) AS2395 | MMELEC | MM ELECTRICAL MERCHANDISING | LA2375SO5U | Active | 1
2426187 | TERMINAL,LUG | Compression, Cu, M10 Bolt Hole, Hex Die A/F 10.4mm, 7/.104, IMP, ETS 01-09-23 (P100) (scm) | TYCOELEC | TYCO ELECTRONICS | H1442/25 | Active | 1
2401978 | REACTOR-TRANSFORMER | Various Pole Mount, 19.1kV, 50kVAr, 1 Ph Shunt, NQ Spec M202 | ABBAUST | ABB AUSTRALIA PTY LTD | 288269 | Active | 1
411207 | CLAMP,CABLE | IPC LVABC Connector, 16-95mm2 Main, 6-35mm2 Tap, Insulated Cu or Al, M8 Bolt c/w Yellow Shear-off Indicator Tag & S/Steel Fasteners, Pack of 12 | SICAME | SICAME AUSTRALIA PTY LTD | TTD151XFAPE | Active | 1
411207 | CLAMP,CABLE | IPC LVABC Connector, 16-95mm2 Main, 6-35mm2 Tap, Insulated Cu or Al, M8 Bolt c/w Yellow Shear-off Indicator Tag & S/Steel Fasteners, Pack of 12 | TECONN | TE CONNECTIVITY LTD | P2X95USI | Active | 2
2425882 | CABLE,POWER,ELECTRICAL | 0.6/1kV, 1C x 150mm2 (37/2.25) Cu/PVC (V-90) Insulated, Green/Yellow, Metre Marked, 250m Wood Drum, JTS 03-01-08 | OLEX | OLEX AUSTRALIA PTY LTD | BAAP24SB001AAHN | Active | 2
2425882 | CABLE,POWER,ELECTRICAL | 0.6/1kV, 1C x 150mm2 (37/2.25) Cu/PVC (V-90) Insulated, Green/Yellow, Metre Marked, 250m Wood Drum, JTS 03-01-08 | MIDLAND | MIDLAND METALS OVERSEAS PTE LTD | MMO-1X150 CU PVC G/Y | Active | 1
2433829 | CABLE,POWER,ELECTRICAL | U/Ground, 6.35/11kV, Triplex, 1Cx400mm2 Al/TR-XLPE Insulated/WBT/CWS 13.1kA 1Sec /PVC/MDPE/Nylon Jacket/Insect Protected, 350m Steel Drum, ETS 04-01-11 (scm) | MIDLAND | MIDLAND METALS OVERSEAS PTE LTD | MMO11KV3X1X400ATRXWCWSWPNJM | Active | 1
2433829 | CABLE,POWER,ELECTRICAL | U/Ground, 6.35/11kV, Triplex, 1Cx400mm2 Al/TR-XLPE Insulated/WBT/CWS 13.1kA 1Sec /PVC/MDPE/Nylon Jacket/Insect Protected, 350m Steel Drum, ETS 04-01-11 (scm) | OLEX | OLEX AUSTRALIA PTY LTD | XJZA28THWT3LWAA | Active | 2
2433878 | CABLE,POWER,ELECTRICAL | U/Ground, 19/33(36)kV, 1C, 1000mm2 Milliken Stranded WB Al, TRXLPE/WBT/CWS (25kA/1Sec)/WBT/LAT/LLDPE/Nyl/MDPE, Graphite Coating, Drum w/Pulling Eye | KEI | KEI INDUSTRIES LIMITED | KEI33AL1C1000LAT25KA | Active | 1
2433878 | CABLE,POWER,ELECTRICAL | U/Ground, 19/33(36)kV, 1C, 1000mm2 Milliken Stranded WB Al, TRXLPE/WBT/CWS (25kA/1Sec)/WBT/LAT/LLDPE/Nyl/MDPE, Graphite Coating, Drum w/Pulling Eye | CBLGRID | CABLE GRID AUSTRALIA PTY LTD | CG-2433878 | Active | 2
C2429967 | CABLE,POWER,ELECTRICAL | C2L, U/G, 6.35/11kV, Triplex, 1Cx35mm2 Al/TR-XLPE Insulated/(40/0.85) CWS/HDPE/ PVC WBT/Insect Protected/Nylon Jacket, Wood Drum, ETS 04-01-11 (scm) | MIDLAND | MIDLAND METALS OVERSEAS PTE LTD | MMO11KV3X1X35ATRXWBTCWSWBTPNJM | Active | 1
C2429967 | CABLE,POWER,ELECTRICAL | C2L, U/G, 6.35/11kV, Triplex, 1Cx35mm2 Al/TR-XLPE Insulated/(40/0.85) CWS/HDPE/ PVC WBT/Insect Protected/Nylon Jacket, Wood Drum, ETS 04-01-11 (scm) | OLEX | OLEX AUSTRALIA PTY LTD | XJNA18THT03KTAA | Active | 2
C2429975 | CABLE,POWER,ELECTRICAL | C2L, U/G, 6.35/11kV, Triplex, 1Cx185mm2 Al/TR-XLPE Insulated/(48/1.35) CWS/HDPE/ PVC WBT/Insect Protected/Nylon Jacket, Steel Drum, ETS 04-01-11 (scm) | MIDLAND | MIDLAND METALS OVERSEAS PTE LTD | MMO11KV3X1X185ATRXWCWSWPNJM | Active | 1
C2429975 | CABLE,POWER,ELECTRICAL | C2L, U/G, 6.35/11kV, Triplex, 1Cx185mm2 Al/TR-XLPE Insulated/(48/1.35) CWS/HDPE/ PVC WBT/Insect Protected/Nylon Jacket, Steel Drum, ETS 04-01-11 (scm) | OLEX | OLEX AUSTRALIA PTY LTD | XJNA25THT03LWAA | Active | 2
C2429991 | CABLE,POWER,ELECTRICAL | C2L, U/G, 12.7/22kV, Triplex, 1Cx35mm2 Al/TR-XLPE Insulated/(40/0.85) CWS/HDPE/ PVC WBT/Insect Protected/Nylon Jacket, Wood Drum, ETS 04-01-12 (scm) | MIDLAND | MIDLAND METALS OVERSEAS PTE LTD | MMO22KV3X1X35ATRXWCWSWLATPNJM | Active | 1
C2429991 | CABLE,POWER,ELECTRICAL | C2L, U/G, 12.7/22kV, Triplex, 1Cx35mm2 Al/TR-XLPE Insulated/(40/0.85) CWS/HDPE/ PVC WBT/Insect Protected/Nylon Jacket, Wood Drum, ETS 04-01-12 (scm) | OLEX | OLEX AUSTRALIA PTY LTD | XLNA18THT03KTAA | Active | 2
C2433811 | CABLE,POWER,ELECTRICAL | C2L, U/G, 6.35/11kV, Triplex, 1Cx400mm2 Al/TR-XLPE Insulated/WBT/CWS 13.1kA 1Sec /MDPE, Wood Drum, ETS 04-01-11 (scm) | MIDLAND | MIDLAND METALS OVERSEAS PTE LTD | MMO-11KV 3X1X400ATRXWBTCWSWBTM | Active | 1
C2433811 | CABLE,POWER,ELECTRICAL | C2L, U/G, 6.35/11kV, Triplex, 1Cx400mm2 Al/TR-XLPE Insulated/WBT/CWS 13.1kA 1Sec /MDPE, Wood Drum, ETS 04-01-11 (scm) | OLEX | OLEX AUSTRALIA PTY LTD | XJZA28TDWT3LWAA | Active | 2
C2433829 | CABLE,POWER,ELECTRICAL | C2L, U/G, 6.35/11kV, Triplex, 1Cx400mm2 Al/TR-XLPE Insulated/WBT/CWS 13.1kA 1Sec /PVC/MDPE/Nylon Jacket/Insect Protected, Wood Drum, ETS 04-01-11 (scm) | MIDLAND | MIDLAND METALS OVERSEAS PTE LTD | MMO11KV3X1X400ATRXWCWSWPNJM | Active | 1
C2433829 | CABLE,POWER,ELECTRICAL | C2L, U/G, 6.35/11kV, Triplex, 1Cx400mm2 Al/TR-XLPE Insulated/WBT/CWS 13.1kA 1Sec /PVC/MDPE/Nylon Jacket/Insect Protected, Wood Drum, ETS 04-01-11 (scm) | OLEX | OLEX AUSTRALIA PTY LTD | XJZA28THWT3LWAA | Active | 2
1542706 | CABLE,POWER,ELECTRICAL | 0.6/1kV, 1C x 2.5mm2 (7/0.67) Cu/PVC (V-90) Sheath, Red, 100m Plastic Spool, JTS 03-01-08 | MIDLAND | MIDLAND METALS OVERSEAS PTE LTD | MMO-1X2.5 CU PVC RD | Active | 1
1542706 | CABLE,POWER,ELECTRICAL | 0.6/1kV, 1C x 2.5mm2 (7/0.67) Cu/PVC (V-90) Sheath, Red, 100m Plastic Spool, JTS 03-01-08 | OLEX | OLEX AUSTRALIA PTY LTD | BAAP07A1001AARD | Active | 2
1542714 | CABLE,POWER,ELECTRICAL | Bldg Wire, 0.6/1kV, 1C x 2.5mm2 (7/0.67) Cu/PVC (V-90) Sheath, Black, JTS 03-01-08 | MIDLAND | MIDLAND METALS OVERSEAS PTE LTD | MMO-1X2.5 CU PVC BLK | Active | 1
1542714 | CABLE,POWER,ELECTRICAL | Bldg Wire, 0.6/1kV, 1C x 2.5mm2 (7/0.67) Cu/PVC (V-90) Sheath, Black, JTS 03-01-08 | OLEX | OLEX AUSTRALIA PTY LTD | BAAP07A1001AABK | Active | 2
1542722 | CABLE,POWER,ELECTRICAL | 0.6/1kV, 1C x 2.5mm2 (7/0.67) Cu/PVC (V-90) Sheath, White, 100m Plastic Spool JTS 03-01-08 | MIDLAND | MIDLAND METALS OVERSEAS PTE LTD | MMO-1X2.5 CU PVC WHT | Active | 1
1542722 | CABLE,POWER,ELECTRICAL | 0.6/1kV, 1C x 2.5mm2 (7/0.67) Cu/PVC (V-90) Sheath, White, 100m Plastic Spool JTS 03-01-08 | OLEX | OLEX AUSTRALIA PTY LTD | BAAP07AA001AAWT | Active | 2
1542765 | CABLE,POWER,ELECTRICAL | 0.6/1kV, 1C x 2.5mm2 (7/0.67) Cu/PVC (V-90) Sheath, Grey, 100m Plastic Spool, JTS 03-01-08 | MIDLAND | MIDLAND METALS OVERSEAS PTE LTD | MMO-1X2.5 CU PVC GRY | Active | 1
1542765 | CABLE,POWER,ELECTRICAL | 0.6/1kV, 1C x 2.5mm2 (7/0.67) Cu/PVC (V-90) Sheath, Grey, 100m Plastic Spool, JTS 03-01-08 | OLEX | OLEX AUSTRALIA PTY LTD | BAAP07AA001AAGY | Active | 2
1542773 | CABLE,POWER,ELECTRICAL | 0.6/1kV, 1C x 4mm2 (7/0.85) Cu/PVC (V-90) Sheath, Red, 100m Plastic Spool, JTS 03-01-08 (scm) | OLEX | OLEX AUSTRALIA PTY LTD | BAAP09A1001AARD | Active | 2
1542773 | CABLE,POWER,ELECTRICAL | 0.6/1kV, 1C x 4mm2 (7/0.85) Cu/PVC (V-90) Sheath, Red, 100m Plastic Spool, JTS 03-01-08 (scm) | MIDLAND | MIDLAND METALS OVERSEAS PTE LTD | MMO-1X4 CU PVC RD | Active | 1
3889 | TRANSFORMER,POWER | Skid Frame Mount, 66/22kV, 10MVA, 3 Ph, 50Hz, Dyn1/Dyn11, ONAN, 17T -15/+5%, 110V DC Control c/w 22kV/433V, 3 Ph, 50Hz, 63kVA AuxT & 22kV/110V VT, | WILSON | WILSON TRANSFORMER CO. PTY LTD | P0814A | Active | 1
2480077 | SWITCHBOARD,POWER | LV Indoor, 750(500)kVA, ACB Upgde, Sentron 3WL, ETU76B c/w COM35 Module, AFPS VAMP 221, 1600A TX ACB 42kA/1Sec, 4 x 630A SF, Mob Gen Conn, 2 x SF Spare | WEBER | WEBER SOUTH PACIFIC PTY LTD | MF115123-EQ06 | Active | 1
2480127 | SWITCHBOARD,POWER | LV Indoor, 1500(1000)kVA, ACB Std, Sentron 3WL, ETU45B, AFPS VAMP 221, 3200A TX ACB 65kA/1Sec, 4 x 630A SF, Mob Gen Conn & 3200A ACB, Metal Encl, | WEBER | WEBER SOUTH PACIFIC PTY LTD | MF135243-EQ03 | Active | 1
2480283 | SWITCHBOARD,POWER | LV Indoor, TX Isolator, 1500(315)kVA, ACB Std, Sentron 3WL, ETU45B, AFPS VAMP 221, 3200A TX ACB 65kA/1Sec, Mob Gen Conn, Direct Busbar Connect, Metal Encl, | WEBER | WEBER SOUTH PACIFIC PTY LTD | MF001243-EQ09 | Active | 1
2480358 | SWITCHBOARD,POWER | LV Outdoor, 1500(750)kVA, ACB Std, Sentron 3WL, ETU45B, AFPS VAMP 221, 3200A TX ACB 65kA/1Sec, 4 x 630A SF (1 x Provisional SF Slot) Mob Gen Conn & | WEBER | WEBER SOUTH PACIFIC PTY LTD | VC540240-S305 | Active | 1
2480366 | SWITCHBOARD,POWER | LV Outdoor, 1500(750)kVA, ACB Upgde, Sentron 3WL, ETU76B c/w COM35 Module, AFPS VAMP 221, 3200A TX ACB 65kA/1Sec, 4 x 630A SF (1 x Provisional SF Slot) | WEBER | WEBER SOUTH PACIFIC PTY LTD | VC540240-S306 | Active | 1
2480374 | SWITCHBOARD,POWER | LV Outdoor, 1500(500)kVA, ACB Std, Sentron 3WL, ETU45B, AFPS VAMP 221, 3200A TX ACB 65kA/1Sec, 4 x 630A SF (1 x Provisional SF Slot) Mob Gen Conn & | WEBER | WEBER SOUTH PACIFIC PTY LTD | VC540240-S307 | Active | 1
2480440 | SWITCHBOARD,POWER | LV Outdoor, 1500(1000)kVA, ACB Upgde, Sentron 3WL, ETU76B c/w COM35 Module, AFPS VAMP 221, 3200A TX ACB 65kA/1Sec, 4 x 630A SF (1 x Provisional SF Slot) | WEBER | WEBER SOUTH PACIFIC PTY LTD | VC540240-S314 | Active | 1
2480457 | SWITCHBOARD,POWER | LV Outdoor, 1500(750)kVA, ACB Std, Sentron 3WL, ETU45B, AFPS VAMP 221, 3200A TX ACB 65kA/1Sec, 4 x 630A SF (1 x Provisional SF Slot) Mob Gen Conn & | WEBER | WEBER SOUTH PACIFIC PTY LTD | VC540240-S315 | Active | 1
2432391 | TERMINAL,LUG | Compression Jumper, Al, 4 x 14mm Hole, Hex Die A/F 47.5mm, Straight Offset, 50mm Centres, suit Sulphur Conductor, AS2395 | MMELEC | MM ELECTRICAL MERCHANDISING | LA3375SO5 | Active | 2
2432391 | TERMINAL,LUG | Compression Jumper, Al, 4 x 14mm Hole, Hex Die A/F 47.5mm, Straight Offset, 50mm Centres, suit Sulphur Conductor, AS2395 | PLP | PREFORMED LINE PRODUCTS (AUST) | CTAW-338-FD516-0000 | Active | 1
2432409 | TERMINAL,LUG | Compression Jumper, Al, Undrilled, Hex Die A/F 47.5mm, Straight Offset, suit Sulphur Conductor, AS2395 | MMELEC | MM ELECTRICAL MERCHANDISING | LA3375SO5U | Active | 2
2432409 | TERMINAL,LUG | Compression Jumper, Al, Undrilled, Hex Die A/F 47.5mm, Straight Offset, suit Sulphur Conductor, AS2395 | PLP | PREFORMED LINE PRODUCTS (AUST) | CTAW-338-FB516-0000 | Active | 1
2425007 | CONNECTOR ASSEMBLY,ELECTRICAL | 'TS' Tags, for Connecting Parallel Cables to Weber LV Switch Fuse Units, Set of 3 | WEBER | WEBER SOUTH PACIFIC PTY LTD | V-TS | Active | 1
2447795 | CABLE,POWER,ELECTRICAL | Parallel Twin Flexible, 0.6/1kV, 2C, 1.5mm2 Cu, NBR Elasomer Insulated/PVC Sheath, Red/Blue, UV Stabilised, Flame Retardant | CMI ELEC | CMI ELECTRICAL PRODUCTS | TW01.5RD/BE | Active | 1
2447803 | CABLE,POWER,ELECTRICAL | Parallel Twin Flexible, 0.6/1kV, 2C, 2.5mm2 Cu, NBR Elasomer Insulated/PVC Sheath, Red/Blue, UV Stabilised, Flame Retardant | CMI ELEC | CMI ELECTRICAL PRODUCTS | TW02.5RD/BE | Active | 1
2447811 | CABLE,POWER,ELECTRICAL | Parallel Twin Flexible, 0.6/1kV, 2C, 6.0mm2 Cu, NBR Elasomer Insulated/PVC Sheath, Red/Blue, UV Stabilised, Flame Retardant | CMI ELEC | CMI ELECTRICAL PRODUCTS | TW06RD/BE | Active | 1
2451128 | CABLE,POWER,ELECTRICAL | Control, 0.6/1kV, 6C, 1.5mm2 Cu, X-90 Insulated/HFS-110-TP Bedded/DBT/ HFS-110-TP Sheath/Nylon Covered/ HFS-110-TP Sheath (7/0.5) EESS-10733-01, | OLEX | OLEX AUSTRALIA PTY LTD | PFYP05SB006CXWW | Phasing | 1
2451136 | CABLE,POWER,ELECTRICAL | Control, 0.6/1kV, 10C, 1.5mm2 Cu, X-90 Insulated/HFS-110-TP Bedded/DBT/ HFS-110-TP Sheath/Nylon Covered/ HFS-110-TP Sheath (7/0.5) EESS-10733-01, | OLEX | OLEX AUSTRALIA PTY LTD | PFYP05SB010CXWW | Phasing | 1
2451144 | CABLE,POWER,ELECTRICAL | Control, 0.6/1kV, 20C, 1.5mm2 Cu, X-90 Insulated/HFS-110-TP Bedded/DBT/ HFS-110-TP Sheath/Nylon Covered/ HFS-110-TP Sheath (7/0.5) EESS-10733-01, | OLEX | OLEX AUSTRALIA PTY LTD | PFYP05SB020CXWW | Phasing | 1
2464535 | WHEEL,ABRASIVE | Flexovit A46T-BF41, Cut-Off Wheel, 125 x 1 x 22mm, S/Steel | SGA | SAINT-GOBAIN ABRASIVES | 66252919991 | Active | 5
2464535 | WHEEL,ABRASIVE | Flexovit A46T-BF41, Cut-Off Wheel, 125 x 1 x 22mm, S/Steel | BLKWOODJ | J BLACKWOOD & SONS LIMITED | 2217504 | Active | 1
2464543 | WHEEL,ABRASIVE | Flexovit FH38, Cut-Off Wheel, 125 x 2.5 x 16mm, Metal Mild Steel | SGA | SAINT-GOBAIN ABRASIVES | 66252920010 | Active | 5
2464543 | WHEEL,ABRASIVE | Flexovit FH38, Cut-Off Wheel, 125 x 2.5 x 16mm, Metal Mild Steel | BLKWOODJ | J BLACKWOOD & SONS LIMITED | 323493 | Active | 1
2501666 | WRENCH,IMPACT | Milwaukee, M18 Fuel, Small 155mm, 1/2" Friction Ring Anvil, 298Nm Torque, POWESTATE Brushless Motor, Skin Only | MILWAUKE | MILWAUKEE POWER TOOLS | M18ONEIWF12-0 | Active | 5
2501666 | WRENCH,IMPACT | Milwaukee, M18 Fuel, Small 155mm, 1/2" Friction Ring Anvil, 298Nm Torque, POWESTATE Brushless Motor, Skin Only | C&LTOOL | C&L TOOL CENTRE | MILWTM18ONEIWF12-0 | Active | 1
2501674 | FUSE,CARTRIDGE | 24kV, 45A, Full Range, 35.5kA, 76 x 442mm, With Striker to DIN 43625, VDE 0670-4, IEC 60282-1 | EATONELE | EATON ELECTRIC SYSTEMS PTY LTD | 24FFMSJ45 | Active | 5
2501682 | FUSE,CARTRIDGE | 24kV, 50A, Full Range, RMU DIN Type, Air Insulated, 50A, Barrel 442mm Lg, 67mm Dia, End Caps 35mm Lg, 45mm Dia, c/w Striker Pin to DIN Standard 43625, | SIBA | SIBA WORLDWIDE FUSES | 3001403.5 | Active | 5
24188 | METER | Load Unit, 100A CT, Min Cat III 600V, Input Leads 10A Fused Retractable Shrouds, Output Leads 16mm2 Cu Cable all Colour Coded & Double Insulated c/w | GAYRAD | JJ ELECTRICAL MANUFACTURING T/A GAYRAD | MLU100-3 | Active | 1
104777 | METER | Phase Rotation, ETS RSE04 | REXEL | REXEL AUSTRALIA | 8031F | Active | 1
104777 | METER | Phase Rotation, ETS RSE04 | KYORITSU | KYORITSU (MANUFACTURER) | 8031F | Active | 2
2451359 | CABLE,POWER,ELECTRICAL | 0.6/1kV, 4C+E, 6mm2 + 2.5mm2 E (7/1.04) Cu, X-90 Insulated/HFS-110-TP Bedded/DBT /HFS-110-TP Sheath/Nylon/HFS-110-TP Sheath, UV Stabilised, EESS-10733-01, | OLEX | OLEX AUSTRALIA PTY LTD | PDYP11SB004OMEM | Active | 1
2451367 | CABLE,POWER,ELECTRICAL | 0.6/1kV, 4C+E, 16mm2 + 6mm2 E (7/1.72) Cu, X-90 Insulated/HFS-110-TP Bedded/DBT /HFS-110-TP Sheath/Nylon/HFS-110-TP Sheath, UV Stabilised, EESS-10733-01, | OLEX | OLEX AUSTRALIA PTY LTD | PDYP15SB004OMEM | Active | 1
2424968 | CABLE,POWER,ELECTRICAL | U/Ground, 19/33(36)kV, 1C, 630mm2 Stranded Circ WB Cu, TRXLPE/WBT/CWS inc OF(25kA/1Sec)/WBT/LAT/LLDPE/Nyl/MDPE, Graphite Coating, Drum w/Pulling Eye | KEI | KEI INDUSTRIES LIMITED | KEI33CU1C630LAT25KAOFC | Active | 1
2424968 | CABLE,POWER,ELECTRICAL | U/Ground, 19/33(36)kV, 1C, 630mm2 Stranded Circ WB Cu, TRXLPE/WBT/CWS inc OF(25kA/1Sec)/WBT/LAT/LLDPE/Nyl/MDPE, Graphite Coating, Drum w/Pulling Eye | OLEX | OLEX AUSTRALIA PTY LTD | XNYP32SBFT1CXAA | Active | 2
2424968 | CABLE,POWER,ELECTRICAL | U/Ground, 19/33(36)kV, 1C, 630mm2 Stranded Circ WB Cu, TRXLPE/WBT/CWS inc OF(25kA/1Sec)/WBT/LAT/LLDPE/Nyl/MDPE, Graphite Coating, Drum w/Pulling Eye | CBLGRID | CABLE GRID AUSTRALIA PTY LTD | CG-2424968 | Active | 2
2440717 | TERMINAL,LUG | Compression ,Al, 100 x 50mm, Undrilled, Hex Die 40.0A/F, Straight Centred, Taurus/Oxygen 19/4.75 | MMELEC | MM ELECTRICAL MERCHANDISING | CLA2375SC4U | Active | 1
2440774 | TERMINAL,LUG | Compression, Al, 100mm2, 4 x 14mm Holes, 50mm Centre, Hex Die A/F 40.0mm, Straight, Centred, suit Triton 37/3.75 | CABAC | CABAC (MANUFACTURER) | CTA-263-15211 | Active | 5
2451383 | CABLE,POWER,ELECTRICAL | 0.6/1kV, 4C+E, 35mm2 + 10mm2 E (18/1.7) Cu, X-90 Insulated/HFS-110-TP Bedded/DBT /HFS-110-TP Sheath/Nylon/HFS-110-TP Sheath, UV Stabilised, EESS-10733-01, | OLEX | OLEX AUSTRALIA PTY LTD | PDYC18SB004OMEM | Active | 1
2451458 | CABLE,POWER,ELECTRICAL | Flexible, 0.6/1kV, 1C, 70mm2 Cu, X-HF-110 Insulated/HFS-110-TP Sheath (11.1/936) | OLEX | OLEX AUSTRALIA PTY LTD | BZHX06AA001CXNA | Active | 1
2453371 | CABLE,POWER,ELECTRICAL | Aerial, AAAC/1120, 22kV, 1 x 120mm2 XLPE Insulated c/w Waterblock Compound (scm) | OLEX | OLEX AUSTRALIA PTY LTD | ULAJ90A6001AAGX | Active | 2
2453371 | CABLE,POWER,ELECTRICAL | Aerial, AAAC/1120, 22kV, 1 x 120mm2 XLPE Insulated c/w Waterblock Compound (scm) | MIDLAND | MIDLAND METALS OVERSEAS PTE LTD | MMO-CCT-AAAC-22-120 | Active | 1
2456309 | CABLE,POWER,ELECTRICAL | Conductor, 19/33kV, 1C, 150mm2 Tinned Annealed Cu, Multiple Strand/ Semiconductive Conductor Screen/ EPR Insulation/Strippolex Insulation | OLEX | OLEX AUSTRALIA PTY LTD | RHGR66AA001 | Active | 1
2465623 | CABLE,POWER,ELECTRICAL | Aerial, AAC/1350, 6.35/11kV, 1 x 240mm2 XLPE Insulated c/w Waterblock Compound, CCT Transformer Wire (1000m Drum) | OLEX | OLEX AUSTRALIA PTY LTD | UJAB83AAX01AAGX | Active | 1
2501195 | CONNECTOR,COMPRESSION | Split Bolt Connector, 16mm2, Tin | CABAC | CABAC (MANUFACTURER) | SBC22T | Active | 1
2451375 | CABLE,POWER,ELECTRICAL | 0.6/1kV, 4C+E, 25mm2 + 6mm2 E (18/1.47) Cu, X-90 Insulated/HFS-110-TP Bedded/DBT /HFS-110-TP Sheath/Nylon/HFS-110-TP Sheath, UV Stabilised, EESS-10733-01, | OLEX | OLEX AUSTRALIA PTY LTD | PDYC17SB004OMEM | Phasing | 1
2451391 | CABLE,POWER,ELECTRICAL | 0.6/1kV, 4C+E, 70mm2 + 25mm2 E (18/2.35) Cu, X-90 Insulated/HFS-110-TP Bedded/DBT /HFS-110-TP Sheath/Nylon/HFS-110-TP Sheath, UV Stabilised, EESS-10733-01, | OLEX | OLEX AUSTRALIA PTY LTD | PDYC20SB004OMEM | Active | 1
2451409 | CABLE,POWER,ELECTRICAL | 0.6/1kV, 4C+E, 240mm2 + 95mm2 E (37/2.88) Cu, X-90 Insulated/HFS-110-TP Bedded/DBT/HFS-110-TP Sheath/Nylon/ HFS-110-TP Sheath, UV Stabilised, | OLEX | OLEX AUSTRALIA PTY LTD | PDYP26SB004OMEM | Active | 1
2451417 | CABLE,POWER,ELECTRICAL | 0.6/1kV, 4C+E, 400mm2 + 120mm2 E (61/2.88) Cu, X-90 Insulated/HFS-110-TP Bedded/DBT/HFS-110-TP Sheath/Nylon/ HFS-110-TP Sheath, UV Stabilised, | OLEX | OLEX AUSTRALIA PTY LTD | PDYP28SB004OMEM | Active | 1
2451433 | CABLE,POWER,ELECTRICAL | Flexible, 0.6/1kV, 1C, 35mm2 Cu, X-HF-110 Insulated/HFS-110-TP Sheath (7.8/1176) EESS-10733-01, ETS 2012/0294/T | OLEX | OLEX AUSTRALIA PTY LTD | BZHX04AA001CXNA | Active | 1
2451441 | CABLE,POWER,ELECTRICAL | Flexible, 0.6/1kV, 1C, 50mm2 Cu, X-HF-110 Insulated/HFS-110-TP Sheath (9.4/696) | OLEX | OLEX AUSTRALIA PTY LTD | BZHX05AA001CXNA | Active | 1
2451474 | CABLE,POWER,ELECTRICAL | Control, 0.6/1kV, 24C, 1.5mm2 Flex Cu, X-HF-90 White/HFS-90-TP, Black, 250m Wood Drum, JTS 04-05-02 Item 216 | OLEX | OLEX AUSTRALIA PTY LTD | CC25G1.5 | Active | 2
2451474 | CABLE,POWER,ELECTRICAL | Control, 0.6/1kV, 24C, 1.5mm2 Flex Cu, X-HF-90 White/HFS-90-TP, Black, 250m Wood Drum, JTS 04-05-02 Item 216 | MIDLAND | MIDLAND METALS OVERSEAS PTE LTD | MMO-24X1.5 CU PVC FLEX | Active | 1
2453363 | CABLE,POWER,ELECTRICAL | Aerial, CCT, AAAC/1120, 6.35/11kV, 1 x 120mm2 XLPE (X-90UV) Insulated c/w Waterblock Compound, Grey, 600m Composite Drum, JTS 03-03-03 (scm) | MIDLAND | MIDLAND METALS OVERSEAS PTE LTD | MMO-11KV CCT 1X120 AL/1120 | Active | 1
2453363 | CABLE,POWER,ELECTRICAL | Aerial, CCT, AAAC/1120, 6.35/11kV, 1 x 120mm2 XLPE (X-90UV) Insulated c/w Waterblock Compound, Grey, 600m Composite Drum, JTS 03-03-03 (scm) | OLEX | OLEX AUSTRALIA PTY LTD | UJAJ90AA001 | Active | 2
2406943 | CABLE,POWER,ELECTRICAL | U/Ground, 0.6/1kV, 2C x 16mm2 (7/1.70) Cu/PVC Insulated/Neutral Screen/PVC Sheath/Nylon Jacket, 250m Wood Drum, ETS 03-01-05 | MIDLAND | MIDLAND METALS OVERSEAS PTE LTD | MMO-1KV 2X16CPCUNSP | Active | 1
2406943 | CABLE,POWER,ELECTRICAL | U/Ground, 0.6/1kV, 2C x 16mm2 (7/1.70) Cu/PVC Insulated/Neutral Screen/PVC Sheath/Nylon Jacket, 250m Wood Drum, ETS 03-01-05 | OLEX | OLEX AUSTRALIA PTY LTD | BAGP15SB001CXRD | Active | 2
2500593 | BAG,TOOL | Bag to suit Milwaukee 18V 16in Chainsaw | MILWAUKE | MILWAUKEE POWER TOOLS | M18FCHSBAG | Active | 5
2500593 | BAG,TOOL | Bag to suit Milwaukee 18V 16in Chainsaw | C&LTOOL | C&L TOOL CENTRE | MILWAM18FCHSBAG | Active | 1
30312 | JUMPER BAR,TERMINAL BLOCK | Type JB5-2, 5.2mm Spacing, 2 Pole, Orange, Plug-in, Screwless Mounting, IP20, Terminal Block Accessory | ABBAUST | ABB AUSTRALIA PTY LTD | 1SNK 905 302 R0000 | Active | 1
30314 | JUMPER BAR,TERMINAL BLOCK | Type JB5-4, 5.2mm Spacing, 4 Pole, Orange, Plug-in, Screwless Mounting, IP20, Terminal Block Accessory | ABBAUST | ABB AUSTRALIA PTY LTD | 1SNK 905 304 R0000 | Active | 1
30392 | JUMPER BAR,TERMINAL BLOCK | Type JB6-2, 6mm Spacing, 2 Pole, Orange, Plug-in, Screwless Mounting, IP20, Terminal Block Accessory | ABBAUST | ABB AUSTRALIA PTY LTD | 1SNK 906 302 R0000 | Active | 1
30395 | JUMPER BAR,TERMINAL BLOCK | Type JB6-5, 6mm Spacing, 5 Pole, Orange, Plug-in, Screwless Mounting, IP20, Terminal Block Accessory | ABBAUST | ABB AUSTRALIA PTY LTD | 1SNK 906 305 R0000 | Active | 1
30410 | JUMPER BAR,TERMINAL BLOCK | Type JB8-3, 8mm Spacing, 3 Pole, Orange, Plug-in, Screwless Mounting, IP20, Terminal Block Accessory | ABBAUST | ABB AUSTRALIA PTY LTD | 1SNK 908 303 R0000 | Active | 1
30412 | JUMPER BAR,TERMINAL BLOCK | Type JB8-5, 8mm Spacing, 5 Pole, Orange, Plug-in, Screwless Mounting, IP20, Terminal Block Accessory | ABBAUST | ABB AUSTRALIA PTY LTD | 1SNK 908 305 R0000 | Active | 1
2480879 | JUMPER BAR,TERMINAL BLOCK | 2-Way Bridge, Red, suit PT6-T Terminal Block | PHOENIX | PHOENIX CONTACT PTY LTD | 3005947 | Active | 1
2480887 | JUMPER BAR,TERMINAL BLOCK | 5-Way Bridge, Red, suit PT6-T Terminal Block | PHOENIX | PHOENIX CONTACT PTY LTD | 3005948 | Active | 1
2499432 | JUMPER BAR,TERMINAL BLOCK | Type V7, Centre Jumper, 2 Pole, 4mm Terminals, Push-in, Uninsulated, Screw Mount, Grey | SPRECHER | SPRECHER + SCHUH | V7-CJ62 | Active | 5
2496909 | MARKER STRIP | Group Marker Carrier, V7 Terminal, Snap-On, Markable to Identify Groups of Terminals | HAYMANS | HAYMANS ELECTRICAL | S&SV7-GM35 | Active | 1
2496909 | MARKER STRIP | Group Marker Carrier, V7 Terminal, Snap-On, Markable to Identify Groups of Terminals | SPRECHER | SPRECHER + SCHUH | V7-GM35 | Active | 5
3368 | TRANSDUCER,ELECTRICAL | AC Voltage, Paladin, Input 88V-132V AC, 110V Nom +/- 20%, Output 0/20mA into 500 Ohm Freq, 50Hz, 1 Relay, 1 Modbus, Self Powered Suppressed Zero Spec UK Std | CROMPTON | CROMPTON INSTRUMENTS (AUST) P/L | 253-TVZW-Z2HF-C5 | Active | 1
3757 | TRANSDUCER,ELECTRICAL | Current Transducer, HAT 200A-4V, suit RTP all Battery Charger Voltages, Tech Spec EESS-10735-01-0B | LEGEND | LEGEND POWER SYSTEMS | RPS-RT200AC-RTP | Active | 1
2489714 | TRANSDUCER,ELECTRICAL | Current Transducer, HAT200, LEM, All Voltages, suit Alpha Cordex Charger | ICS | ICS INDUSTRIES PTY LTD (ENERSYS) | HAT200A | Active | 1
2500817 | CIRCUIT BREAKER | MCB FAZ, 10A, C-Curve, 1 Pole, 18mm, suit APS DC System | EATONELE | EATON ELECTRIC SYSTEMS PTY LTD | FAZ-C10/1 | Active | 5
2500817 | CIRCUIT BREAKER | MCB FAZ, 10A, C-Curve, 1 Pole, 18mm, suit APS DC System | POWERON | POWER ON AUSTRALIA PTY LTD | POA16969 | Active | 1
2500866 | CIRCUIT BREAKER | MCB FAZ, 40A, C-Curve, 1 Pole, 18mm, suit APS DC System | EATONELE | EATON ELECTRIC SYSTEMS PTY LTD | FAZ-C40/1 | Active | 5
2500866 | CIRCUIT BREAKER | MCB FAZ, 40A, C-Curve, 1 Pole, 18mm, suit APS DC System | POWERON | POWER ON AUSTRALIA PTY LTD | POA16974 | Active | 1
2441079 | TERMINAL,LUG | Compression, Al, 630mm2, Undrilled, Hex Die 40.4A/F, Utilux | TYCOELEC | TYCO ELECTRONICS | H15174/1 | Active | 5
2441087 | TERMINAL,LUG | Compression, Bi-Metal, 630mm2, Undrilled Hex Die 43.0A/F, Cu Palm, Al Barrel | CABAC | CABAC (MANUFACTURER) | BL630 | Active | 5
2442085 | TERMINAL,LUG | Compression, Al, M12 Bolt Hole, Hex Die A/F 17.3mm, 7/3.25 SC/GZ, SC/AC Conductors, ETS 01-09-23 (P1) (scm) | PLP | PREFORMED LINE PRODUCTS (AUST) | CLA-098 | Active | 1
2442085 | TERMINAL,LUG | Compression, Al, M12 Bolt Hole, Hex Die A/F 17.3mm, 7/3.25 SC/GZ, SC/AC Conductors, ETS 01-09-23 (P1) (scm) | TYCOELEC | TYCO ELECTRONICS | SL44/1 | Active | 2
2442564 | TERMINAL,LUG | Busbar to Palm, Tinned Cu, 39.7 OD, 102 x 105 x 15mm Thk, 4 x M14 Bolt Holes, 50mm Centres, 173mm Lg c/w 2 x 50 x M12 S/Steel Bolts | PLP | PREFORMED LINE PRODUCTS (AUST) | CS42C | Active | 5
2443240 | TERMINAL,LUG | Type SBC26L Palm, Split Bolt Connector, EE Dwg 907471-01 | CABAC | CABAC (MANUFACTURER) | SBC26L | Active | 5
2468759 | TERMINAL,LUG | Conductor to Palm, Bolted, Tinned Cu, 4 x M12 holes 50mm Centres, Conductor Range 70-150mm2 | PLP | PREFORMED LINE PRODUCTS (AUST) | D-TL3B22CT | Active | 5
426142 | FUSEHOLDER,BASE & CARRIER | 415V AC, 100A, 6/95mm2, Service, QESI27/97, Item 13 (scm) (P20) | SICAME | SICAME AUSTRALIA PTY LTD | PFV 100 695E IDPO | Active | 1
426142 | FUSEHOLDER,BASE & CARRIER | 415V AC, 100A, 6/95mm2, Service, QESI27/97, Item 13 (scm) (P20) | PLP | PREFORMED LINE PRODUCTS (AUST) | D-K490 | Active | 2
2433647 | LEAD,TEST | 0.75mm2 PVC, Black, 1.5m, 12A for Perch Tele, 4mm Straight & Right Angle Connector | PENTA | PENTA AUST (TMAC THEW & MCCANN/HYLEC) | PA22864 | Active | 1
2433647 | LEAD,TEST | 0.75mm2 PVC, Black, 1.5m, 12A for Perch Tele, 4mm Straight & Right Angle Connector | RTE | RAPID-TECH EQUIPMENT PTY LTD | FFM5/2410-IEC-150-N | Active | 2
2433647 | LEAD,TEST | 0.75mm2 PVC, Black, 1.5m, 12A for Perch Tele, 4mm Straight & Right Angle Connector | HYLEC | HYLEC ENERGY SOLUTIONS | FFM5/2410-IEC-150-N | Active | 2
2466241 | CABLE,POWER,ELECTRICAL | Control, 0.6/1kV, 10C x 1.5mm2 (7/0.5) Cu, X-HF-90 Insulated/HFS-90-TP Bedded/ DBT/HFS-90-TP Sheath, 500m Wood Drum, JTS 04-05-02 | MIDLAND | MIDLAND METALS OVERSEAS PTE LTD | MMO-10X1.5 CU XHF HFS DBT HFS | Active | 1
2466290 | CABLE,POWER,ELECTRICAL | Control, 0.6/1kV, 4C x 4mm2 (7/0.85) Cu/X-HF-90 Insulated/HFS-90-TP Bedded/ DBT/HFS-90-TP Sheath, 250m Wood Drum, JTS 04-05-02 | MIDLAND | MIDLAND METALS OVERSEAS PTE LTD | MMO-4X4 CU XHF HFS DBT HFS | Active | 1
2466308 | CABLE,POWER,ELECTRICAL | Control, 0.6/1kV, 8C x 4mm2 (7/0.85) Cu/X-HF-90 Insulated/HFS-90-TP Bedded/ DBT/HFS-90-TP Sheath, 500m Wood Drum, JTS 04-05-02 | MIDLAND | MIDLAND METALS OVERSEAS PTE LTD | MMO-8X4 CU XHF HFS DBT HFS | Active | 1
2466373 | CABLE,POWER,ELECTRICAL | Flexible, 0.6/1kV, 1C, 35mm2 (490/0.30) Cu/X-HF-90/HFS-90-TP, 100m Wood Drum, JTS 03-01-08 | MIDLAND | MIDLAND METALS OVERSEAS PTE LTD | MMO-1X35 CU XHF HFS | Active | 1
2402130 | CLEANING COMPOUND,SOLVENT | Degreasol, Power Wash (205L Drum) | BLKWOODJ | J BLACKWOOD & SONS LIMITED | 4451308 | Active | 1
2402445 | CLEANING COMPOUND,SOLVENT | Enviro Solv B6, 205L Drum | BLKWOODJ | J BLACKWOOD & SONS LIMITED | B0445-1141 | Active | 1
2459162 | CLEANING COMPOUND,SOLVENT | CRC Lectra-Clean, Electric Motor & Equip Cleaner, Degreaser, Removes Moisture, 400g Aerosol | CRC | CRC INDUSTRIES AUSTRALIA PTY LTD | 2018 | Active | 5
2459162 | CLEANING COMPOUND,SOLVENT | CRC Lectra-Clean, Electric Motor & Equip Cleaner, Degreaser, Removes Moisture, 400g Aerosol | BLKWOODJ | J BLACKWOOD & SONS LIMITED | 3423671 | Active | 1
2459204 | CLEANING COMPOUND,SOLVENT | Lexite NF, Electrical Equip Cleaner, Degreaser | CHEMSRCH | CHEMSEARCH | 5697 | Active | 1
2467975 | CLEANING COMPOUND,SOLVENT | Enviro-Solv B6, 20L Drum, for cleaning Transformer Tanks | MINEHAN | MINEHAN AGENCIES PTY LTD | 16-04-0993 | Active | 1
1542781 | CABLE,POWER,ELECTRICAL | 0.6/1kV, 1C x 4mm2 (7/0.85) Cu/PVC (V-90) Sheath, Black, 100m Plastic Spool JTS 03-01-08 | MIDLAND | MIDLAND METALS OVERSEAS PTE LTD | MMO-1X4 CU PVC BLK | Active | 1
1542781 | CABLE,POWER,ELECTRICAL | 0.6/1kV, 1C x 4mm2 (7/0.85) Cu/PVC (V-90) Sheath, Black, 100m Plastic Spool JTS 03-01-08 | OLEX | OLEX AUSTRALIA PTY LTD | BAAP09A1001AABK | Active | 2
2401151 | CABLE,POWER,ELECTRICAL | Aerial, 0.6/1kV, 4 x 95mm2 Al ABC, HDPE Insulated (LVABC), 500m Steel Drum, JTS 03-03-02 | OLEX | OLEX AUSTRALIA PTY LTD | XDZB22SB004AAAA | Active | 2
2401151 | CABLE,POWER,ELECTRICAL | Aerial, 0.6/1kV, 4 x 95mm2 Al ABC, HDPE Insulated (LVABC), 500m Steel Drum, JTS 03-03-02 | MIDLAND | MIDLAND METALS OVERSEAS PTE LTD | MMO-LVABC 4X95 AL HDPE | Active | 1
2401168 | CABLE,POWER,ELECTRICAL | Aerial, 0.6/1kV, 2 x 50mm2 Al ABC, XLPE Insulated (LVABC), 500m Steel Drum, JTS 03-03-02 (scm) | OLEX | OLEX AUSTRALIA PTY LTD | XDAB19AA002AAAA | Active | 2
2401168 | CABLE,POWER,ELECTRICAL | Aerial, 0.6/1kV, 2 x 50mm2 Al ABC, XLPE Insulated (LVABC), 500m Steel Drum, JTS 03-03-02 (scm) | MIDLAND | MIDLAND METALS OVERSEAS PTE LTD | MMO-LVABC 2X50 AL X | Active | 1
2403242 | CABLE,POWER,ELECTRICAL | Aerial, 0.6/1kV, 4 x 35mm2 Al ABC, XLPE Insulated, 700 x 470 +bolts x 400mm (150m Drum) (MOQ 2000m) | OLEX | OLEX AUSTRALIA PTY LTD | XDAB18AA004AALP | Active | 1
30054 | CLAMP,STRAIN | Compression Deadend, Outer Sleeve Die Size 40A/F, suit Oxygen 19/4.75 AAAC | PLP | PREFORMED LINE PRODUCTS (AUST) | CDEAAAC-238-1 | Active | 5
30055 | CLAMP,STRAIN | Compression Deadend, Outer Sleeve Die Size 47.5A/F, suit Sulphur 61/3.75 AAAC | PLP | PREFORMED LINE PRODUCTS (AUST) | CDEAAAC-338-1 | Active | 5
30056 | CLAMP,STRAIN | Compression Deadend, Double Palm 180 Deg Apart, AS5, 4 Holes, 50mm Centre, Outer Sleeve Die Size 47.5A/F, Deadend Eye, suit Sulphur 61/3.75 AAAC/1120 c/w | PLP | PREFORMED LINE PRODUCTS (AUST) | CDEAAAC-338-2P5 | Active | 5
30057 | CLAMP,STRAIN | Compression Deadend, Double Palm, 4 Holes, 50mm Centre, Outer Sleeve Die Size 40.0A/F, Deadend Eye, suit Oxygen 19/4.75 AAAC/1120 c/w Bolts, Nuts, | PLP | PREFORMED LINE PRODUCTS (AUST) | CDEAAAC-238-2P5 | Active | 5
30390 | CLAMP,STRAIN | Compression Deadend, 2 Inline Palm, 180 Deg Apart, 4 Holes 50mm Centre, Outer Sleeve Die Size 30A/F, suit Neon 19/3.75 AAAC | PLP | PREFORMED LINE PRODUCTS (AUST) | CDEAAAC-188-2P5 | Active | 5
414079 | CLAMP,STRAIN | Termination, ABC, 50/95mm2, 2 or 4 Core (P10) (scm) | SICAME | SICAME AUSTRALIA PTY LTD | PA11/1SRER | Active | 1
414092 | CLAMP,STRAIN | Termination, ABC, 25mm2, 2 3 or 4 Core, 2.5kN Failing Load (scm) (P50) | SICAME | SICAME AUSTRALIA PTY LTD | PC63F27A | Active | 1
414092 | CLAMP,STRAIN | Termination, ABC, 25mm2, 2 3 or 4 Core, 2.5kN Failing Load (scm) (P50) | SICAME | SICAME AUSTRALIA PTY LTD | PC63F27B | Active | 2
2471415 | TERMINAL,LUG | Compression Jumper, Al, 2 x 14mm Hole, 50mm Centre, 30Deg Palm Bend on Edge, suit Venus, Sulphur 61/3.75 AAC, AAAC & Pawpaw 54/3.75+ 19/2.25 ACSR/GZ | PLP | PREFORMED LINE PRODUCTS (AUST) | EPJT-VENUS-TN4-30 | Active | 5
2472082 | TERMINAL,LUG | Male Tab 1-2.6mm, Blue, Fully Insulated, 6.4 x 0.8mm Double Grip | CABAC | CABAC (MANUFACTURER) | FIMT2-6.4DG | Active | 5
2474229 | TERMINAL,LUG | AS2, Al, 2 Hole, 50mm Centre, 90 Deg Right Edge Bent Offset, Oxygen 19/4.75 AAAC | PLP | PREFORMED LINE PRODUCTS (AUST) | CTAW-238-FD112-0090R | Active | 5
2474237 | TERMINAL,LUG | AS2, Al, 2 Hole, 60mm Centre, Straight, Oxygen 19/4.75 AAAC | PLP | PREFORMED LINE PRODUCTS (AUST) | CTAW-238-FD216-0000 | Active | 5
2474245 | TERMINAL,LUG | AS5, Al, 4 Hole, 50mm Centre, 0 Deg Bend Angle, Twin 115mm Spacing, Oxygen 19/4.75 AAAC | PLP | PREFORMED LINE PRODUCTS (AUST) | CTAT-238-115-AS5-0 | Active | 5
2474252 | TERMINAL,LUG | AS5, Al, 4 Hole, 50mm Centre, 90 Deg Bend Angle, Twin 115mm Spacing, Oxygen 19/4.75 AAAC | PLP | PREFORMED LINE PRODUCTS (AUST) | CTAT-238-115-AS5-90 | Active | 5
2474302 | TERMINAL,LUG | AS5, Al, 4 Hole, 50mm Centre, 30 Deg Right Edge Bent Offset, Oxygen 19/4.75 AAAC | PLP | PREFORMED LINE PRODUCTS (AUST) | CTAW-238-FD516-0030R | Active | 5
2474328 | TERMINAL,LUG | AS5, Al, 4 Hole, 50mm Centre, 90 Deg Face Bent Offset, Oxygen 19/4.75 AAAC | PLP | PREFORMED LINE PRODUCTS (AUST) | CTAW-238-FD516-9000 | Active | 5
2474336 | TERMINAL,LUG | AS5, Al, 4 Hole, 50mm Centre, 30 Deg Bend Angle, Twin 115mm Spacing, Oxygen 19/4.75 AAAC | PLP | PREFORMED LINE PRODUCTS (AUST) | CTAT-238-115-AS5-30 | Active | 5
2487536 | TERMINAL,LUG | Compression Jumper, Al, 4 x 14mm Hole, Hex Die A/F 47.5mm, 30 Deg, Right Edge Bent, Centre, 50mm Centres, suit Sulphur Conductor, AS2396 | PLP | PREFORMED LINE PRODUCTS (AUST) | CTAW-338-FD516-0030R | Active | 5
2443398 | CABLE,SPECIAL PURPOSE,ELECTRICAL | Control, 3 Pairs, 24AWG, 7 x 32 Strand, Tinned Cu, PE Insulated/Al Foil & Polyester Tape/TC Braid/PVC Jacket, for RS-485 Apps (305m Roll) | BELDEN | BELDEN INC (MANUFACTURER) | 9843 | Active | 1
156760 | INSULATION SLEEVING,ELEC,SPEC | Cold Shrink Kit, Barrier Boot MB65, suit 35mm2 XLPE 3 Core 11kV Cable, 95mm2/185mm2/240mm2 11kV Conductor, ABB/Andelec SDAF RMU Term | INTERENG | INTERTECH ENGINEERING PTY LTD | MB65 | Active | 1
2405164 | INSULATION SLEEVING,ELEC,SPEC | Cold Shrink Kit, Barrier Boot | INTERENG | INTERTECH ENGINEERING PTY LTD | 92-EE717-1 | Active | 5
2466894 | CABLE,POWER,ELECTRICAL | 0.6/1kV, 2C+E, 6mm2 + 2.5mm2 E Cu/ X-HF-90 Insulated/HFS-90-TP Bedding/DBT/ HFS-90-TP Orange Sheath, Red Black Green/Yellow Insulation, 500m Wood Drum | MIDLAND | MIDLAND METALS OVERSEAS PTE LTD | MMO-2+E X 6 CU XHF HFS DBT HFS | Active | 1
2466944 | CABLE,POWER,ELECTRICAL | 0.6/1kV, 4C+E, 25mm2+6mm2 E Cu/X-HF-90 Insul/HFS-90-TP Bedding/DBT/HFS-90-TP, Orange Sheath, Red Wht Blue Blk Grn/Ylw Insul, 250m Wood Drum, JTS 03-01-08 | MIDLAND | MIDLAND METALS OVERSEAS PTE LTD | MMO-4+EX25 CU X DBT HFS NJ HFS | Active | 1
2466977 | CABLE,POWER,ELECTRICAL | 0.6/1kV, 4C+E, 240mm2+95mm2 E Cu/X-HF-90 Insul/HFS-90-TP Bedding/DBT/HFS-90-TP, Orange Sheath, Red Wht Blue Blk Grn/Ylw Insul, 100m Wood Drum, JTS 03-01-08 | MIDLAND | MIDLAND METALS OVERSEAS PTE LTD | MMO-4+EX240CU X DBT HFS NJ HFS | Active | 1
2433035 | JOINT,ELECTRICAL POWER CABLE | LV, 120mm2 Stranded, Al, 1 Core, XLPE, 35mm Reduced Cu Neutral Screen, PVC Sheath, Nylon Jacket, c/w Compression Sleeves (Cu-Al) (scm) | GILBERT | GILBERT LODGE AUSTRALIA PTY LTD | ERG120/35-JOINT | Active | 1
2500940 | TERMINATION KIT,ELECTRICAL CABLE | GIS Plug-In Termination, suit Pwr Cable 132kV 630mm2 WB Al/XLPE/WBT/Corr Al/ LLDPE/Nylon/MDPE | PRYSMIAN | PRYSMIAN POWER CABLES & SYSTEMS AUST | EGS170 | Active | 2
2500940 | TERMINATION KIT,ELECTRICAL CABLE | GIS Plug-In Termination, suit Pwr Cable 132kV 630mm2 WB Al/XLPE/WBT/Corr Al/ LLDPE/Nylon/MDPE | NKT | NKT PTY LTD (AUSTRALIA) | CD20 PLUG (MALE PART) | Active | 1
16201 | PROTECTOR,NECK | Sun Protection Cover for Neck & Ears, Blue Cotton, c/w 4 Holes for attachment to Safety Helmets | REDCROSS | REDCROSS | BLUE COTTON | Active | 1
1542811 | CABLE,POWER,ELECTRICAL | 0.6/1kV, 1C, 4mm2 (7/0.85) Cu/PVC (V-90) Sheath, Blue, 100m Plastic Spool, JTS 03-01-08 | MIDLAND | MIDLAND METALS OVERSEAS PTE LTD | MMO-1X4 CU PVC BLU | Active | 1
1542811 | CABLE,POWER,ELECTRICAL | 0.6/1kV, 1C, 4mm2 (7/0.85) Cu/PVC (V-90) Sheath, Blue, 100m Plastic Spool, JTS 03-01-08 | OLEX | OLEX AUSTRALIA PTY LTD | BAAP09A1001AABE | Active | 2
1542862 | CABLE,POWER,ELECTRICAL | 0.6/1kV, 1C x 6mm2 (7/1.04) Cu/PVC (V-90) Sheath, Black, 100m Plastic Spool, JTS 03-01-08 | MIDLAND | MIDLAND METALS OVERSEAS PTE LTD | MMO-1X6 CU PVC BLK | Active | 1
1542862 | CABLE,POWER,ELECTRICAL | 0.6/1kV, 1C x 6mm2 (7/1.04) Cu/PVC (V-90) Sheath, Black, 100m Plastic Spool, JTS 03-01-08 | OLEX | OLEX AUSTRALIA PTY LTD | BAAP11A1001AABK | Active | 2
2401743 | CLAMP,STRAIN | Compression Deadend, suit 19/3.75 AAC Pluto c/w Eye Tail, Jumper Lug & Bolts Hex Die A/F 28.5mm (scm) | PLP | PREFORMED LINE PRODUCTS (AUST) | CDEA-188-1-A | Active | 1
2401744 | CLAMP,STRAIN | Compression Deadend, suit 30/7/2.50 ACSR Grape c/w Eye Tail, Jumper Lug & Bolts Hex Die A/F St 16.0mm, Al 28.5mm (scm) | PLP | PREFORMED LINE PRODUCTS (AUST) | CDE-175-1-A | Active | 1
2442416 | CLAMP,STRAIN | Compression Deadend, Double Palm, 2 Holes, 50mm Centre, Outer Sleeve Die Size 28.5A/F, Deadend Eye, suit Grape 30/7/2.50 ACSR/GZ c/w Bolts, Nuts, | PLP | PREFORMED LINE PRODUCTS (AUST) | CDE-175-1DF | Active | 1
2469856 | CLAMP,STRAIN | Compression Deadend, Eye Type, Double Palm, 2 Holes, 50mm Centre, Hex Die Sleeve Outer 21A/F & Inner 9.5A/F, suit ACSR/GZ Cherry 6/4.75+7/1.60 or Dog | PLP | PREFORMED LINE PRODUCTS (AUST) | CDE-143-2AS4 | Active | 1
2469898 | CLAMP,STRAIN | Compression Deadend, Double Palm, 4 Holes, 50mm Centre, Outer Sleeve Die Size 44.5A/F, Deadend Eye, suit Selenium 61/3.25 AAAC/1120 c/w Bolts, Nuts, | PLP | PREFORMED LINE PRODUCTS (AUST) | CDEAAAC-293-2AS5 | Active | 1
2419059 | CROSSARM,COMPOSITE | Fibre, Predrilled, 2700 x 100 x 100mm, 22/33kV, Urban, Strain/Termination, use with Crossarm Mounting Bracket, EE Dwg 921992-02 | WAGNERS | WAGNERS CFT MANUFACTURING | EC006-00032 | Active | 5
2419083 | CROSSARM,COMPOSITE | Fibre, Predrilled, 2700 x 100 x 100mm, 22/33kV, Intermediate, EE Dwg 924043-03 | WAGNERS | WAGNERS CFT MANUFACTURING | EC006-00045 | Active | 5
2422129 | CROSSARM,COMPOSITE | Fibre, Predrilled, 3000 x 100 x 100mm, 11kV, Rural, Intermediate, EE Dwg 921992-09 (scm) | WAGNERS | WAGNERS CFT MANUFACTURING | EC006-00040 | Active | 5
2430361 | CROSSARM,COMPOSITE | Fibre, Predrilled, 2700 x 125 x 125mm, 22/33kV, Strain/Termination, EE Dwg 924043-02 (MOQ 80) (scm) | RMSRVR | RMS (RIVERSLEIGH MANAGEMENT SERVICES) | DM500108X30142 | Active | 1
2434041 | CROSSARM,COMPOSITE | Fibre, Predrilled, 3460 x 125 x 125mm, 11kV, Suspension, Dwg 1012812-01 (scm) | WAGNERS | WAGNERS CFT MANUFACTURING | EC006-00057 | Active | 5
2434421 | CROSSARM,COMPOSITE | Fibre, Predrilled, 4200 Lg, 3758 Lg & 1243mm Lg, 125 x 125mm, 110kV, Wishbone, Set of 3 Crossarms Top/Middle/Brace, Packaged in Sets, Dwg 944182-01 (scm) | WAGNERS | WAGNERS CFT MANUFACTURING | EC006-00504, 00505, 00506 | Active | 5
2444008 | CROSSARM,COMPOSITE | Fibre, Predrilled, 3500 Lg & 2520mm Lg, 66kV, Wishbone 0-7 Deg, Dwg 1039069-01 (scm) | WAGNERS | WAGNERS CFT MANUFACTURING | EC006-00088, 00089 | Active | 5
2444016 | CROSSARM,COMPOSITE | Fibre, Predrilled, 3500 Lg & 1920mm Lg, 66kV, Wishbone 7-25 Deg, Dwg 1039069-02 (scm) | WAGNERS | WAGNERS CFT MANUFACTURING | EC006-00090, 00091 | Active | 5
2444081 | CROSSARM,COMPOSITE | Fibre, Predrilled, 2400 x 100 x 100mm, 22/33kV, Intermediate, Double Circuit, EE Dwg 924043-07 (scm) | WAGNERS | WAGNERS CFT MANUFACTURING | EC006-00087 | Active | 5
2456119 | CROSSARM,COMPOSITE | Fibre, Predrilled, 4200 x 125 x 125mm, Strain, EE Dwg 1024322-06 | WAGNERS | WAGNERS CFT MANUFACTURING | ERB008540 | Active | 5
2462166 | FIXTURE,LIGHTING | 25W Modular LED (L25), 4K, Nostalgia Type 2, Bottle Green c/w NEMA PE Cell, Bracket to Dwg 05-01-07, Minor Road, EQTS 05-01-02 (scm) | GERARD | GERARD LIGHTING GROUP | LC99BD21L25 | Phasing | 1
2475341 | CABLE,POWER,ELECTRICAL | 0.6/1kV, 1C x 35mm2 (490/0.30), Cu, X-HF-90 Black Insulation/HFS-90-TP Bedding/DBT/HFS-90-TP Sheath, Black, AS5000.1, 100m Drum, JTS 03-01-08 | MIDLAND | MIDLAND METALS OVERSEAS PTE LTD | MMO-1X35CUXHFHFSDBTHFSBLK/BLK | Active | 1
2475358 | CABLE,POWER,ELECTRICAL | 0.6/1kV, 2C x 6mm2, Cu, X-HF-90 Red & Black Insulation/HFS-90-TP Bedding/DBT/ HFS-90-TP Sheath, Black, AS5000.1, 100m Drum, JTS 03-01-08 | MIDLAND | MIDLAND METALS OVERSEAS PTE LTD | MMO-2X6 CU XHF HFS DBT HFS | Active | 1
2407000 | CABLE,POWER,ELECTRICAL | U/Ground, 6.35/11kV, 3C, 240mm2 Cu, XLPE Insulated/HD Screen/Insect Protected/PVC Sacrificial Sheath Black, FNTS Q1922 (MOQ 350m) | MIDLAND | MIDLAND METALS OVERSEAS PTE LTD | 11KV 3CX240 CU | Active | 1
2417335 | CABLE,POWER,ELECTRICAL | T/former Dropper, 33kV Term to Term, 3.7m Lg, EE Dwg # 875241-02 (scm) | AUSTMOLD | AUSTRALMOLD PTY LTD | CL22(1-50A)M/3.7/M | Active | 2
2417335 | CABLE,POWER,ELECTRICAL | T/former Dropper, 33kV Term to Term, 3.7m Lg, EE Dwg # 875241-02 (scm) | GILBERT | GILBERT LODGE AUSTRALIA PTY LTD | ERG33KVDROPPER3.7 | Active | 1
2422178 | CABLE,POWER,ELECTRICAL | 0.6/1kV, 2C, 4mm2 Cu, PVC Insulated/ PVC Sheath, Black (7/0.85) Flat (100m Roll) | OLEX | OLEX AUSTRALIA PTY LTD | DACP09FR002CXAA | Active | 1
2422855 | CABLE,POWER,ELECTRICAL | Multiple Stranded, 12.7/22kV, 1C, 300mm2 Tin Annealed Cu, Insulated XR-EP90 | OLEX | OLEX AUSTRALIA PTY LTD | 5299,140300,01,2354 | Active | 1
2422863 | CABLE,POWER,ELECTRICAL | Multiple Stranded, 38/66kV, 1C , 95mm2 Tin Annealed Cu, Insulated XR-EP90 (37/1.78) | OLEX | OLEX AUSTRALIA PTY LTD | 5699,140095,01,1750 | Active | 1
158629 | TERMINAL,LUG | Compression, Al, 300mm2, M12 Bolt Hole, Hex Die A/F 28.4mm, 3 Core Consac, ETS 01-09-23 (P1) | LEGEND | LEGEND POWER SYSTEMS | AL300-12 | Active | 1
158629 | TERMINAL,LUG | Compression, Al, 300mm2, M12 Bolt Hole, Hex Die A/F 28.4mm, 3 Core Consac, ETS 01-09-23 (P1) | TYCOELEC | TYCO ELECTRONICS | H15159/1 | Active | 2
158641 | TERMINAL,LUG | Compression, Bi-Metal, Cu Palm, 35mm2, M12 Bolt Hole, Hex Die A/F 9.0mm, 10.4mm2 OD Barrel on Terminations ABB/ANDELEC (scm) | TYCOELEC | TYCO ELECTRONICS | BG35M12/1 | Active | 1
1001142 | TERMINAL,LUG | Compression, Cu, 6mm2, M8 Bolt Hole, Hex Die A/F 4.4mm (P100) | TECONN | TE CONNECTIVITY LTD | CG6M8/100 | Active | 1
1001142 | TERMINAL,LUG | Compression, Cu, 6mm2, M8 Bolt Hole, Hex Die A/F 4.4mm (P100) | TYCOELEC | TYCO ELECTRONICS | H1405A/100 | Active | 2
1090395 | TERMINAL,LUG | Compression, Cu, 35mm2, M10 Bolt Hole, Hex Die A/F 9.2mm (P50) (scm) | TECONN | TE CONNECTIVITY LTD | CG35M10/50 | Active | 1
1090395 | TERMINAL,LUG | Compression, Cu, 35mm2, M10 Bolt Hole, Hex Die A/F 9.2mm (P50) (scm) | LEGEND | LEGEND POWER SYSTEMS | CAL35-10 | Active | 2
1090395 | TERMINAL,LUG | Compression, Cu, 35mm2, M10 Bolt Hole, Hex Die A/F 9.2mm (P50) (scm) | TYCOELEC | TYCO ELECTRONICS | H1368/50 | Active | 2
1090404 | TERMINAL,LUG | Compression, Cu, 70mm2, M12 Bolt Hole, Hex Die A/F 11.5mm, ETS 01-09-23 (P25) (scm) | LEGEND | LEGEND POWER SYSTEMS | CAL70-12 | Active | 2
1090404 | TERMINAL,LUG | Compression, Cu, 70mm2, M12 Bolt Hole, Hex Die A/F 11.5mm, ETS 01-09-23 (P25) (scm) | TECONN | TE CONNECTIVITY LTD | CG70M12/25 | Active | 1
1090404 | TERMINAL,LUG | Compression, Cu, 70mm2, M12 Bolt Hole, Hex Die A/F 11.5mm, ETS 01-09-23 (P25) (scm) | TYCOELEC | TYCO ELECTRONICS | H1423/25 | Active | 2
1090417 | TERMINAL,LUG | Compression, Cu, 120mm2, M12 Bolt Hole, Hex Die A/F 16.5mm (P25) (scm) | LEGEND | LEGEND POWER SYSTEMS | CAL120-12 | Active | 2
1090417 | TERMINAL,LUG | Compression, Cu, 120mm2, M12 Bolt Hole, Hex Die A/F 16.5mm (P25) (scm) | TECONN | TE CONNECTIVITY LTD | CG120M12/25 | Active | 1
1090417 | TERMINAL,LUG | Compression, Cu, 120mm2, M12 Bolt Hole, Hex Die A/F 16.5mm (P25) (scm) | TYCOELEC | TYCO ELECTRONICS | H1382/25 | Active | 2
21738 | ADAPTOR | Socket & See GPO Adaptor, Plugs Into Standard GPO & Connects Instrument Leads Directly Into It, 3 Pin Plug, 4mm Safety Socket | GILBERT | GILBERT LODGE AUSTRALIA PTY LTD | SS100 | Active | 1
21738 | ADAPTOR | Socket & See GPO Adaptor, Plugs Into Standard GPO & Connects Instrument Leads Directly Into It, 3 Pin Plug, 4mm Safety Socket | HAYMANS | HAYMANS ELECTRICAL | NESSS100 | Active | 2
22040 | ADAPTOR | UNIVERSAL HEAD TO BAYONET ADAPTOR;TO APPLY PORTABLE EARTHS FITTED WITH BAYONET TYPE CLAMPS;U/W OPERATING STICK (SHOTGUN) SC18281 (SHOTGUN KITS | PENTA | PENTA AUST (TMAC THEW & MCCANN/HYLEC) | PA10532 | Active | 1
22040 | ADAPTOR | UNIVERSAL HEAD TO BAYONET ADAPTOR;TO APPLY PORTABLE EARTHS FITTED WITH BAYONET TYPE CLAMPS;U/W OPERATING STICK (SHOTGUN) SC18281 (SHOTGUN KITS | THEWMCCA | TMAC THEW & MCCANN GROUP | TM10532 | Active | 2
2443307 | ADAPTOR | RJ45-DB25M, Custom Network I/O Adaptor from DB to RJ | BBNS | BLACK BOX NETWORK SERVICES | CONNX1097 | Active | 1
2462703 | ADAPTOR | Passive PoE Injector/Splitter, 2-Way Adaptor c/w 2.1 x 5.5mm DC Connector, suits 5V/9V/12V/18V/24V/48V DC Power Input, 2 x Wall Mounting Holes | ALFA | ALFA NETWORK INC | APOE02 | Active | 1
2471548 | ADAPTOR | StreetLED MkIII, Tilt Adaptor, -5Deg | GERARD | GERARD LIGHTING GROUP | JLC00010 | Active | 1
2472363 | ADAPTOR | RoadFlair BRP391, BRP392 & BRP393, Tilt Adaptor, -5Deg | PHILIPS | PHILIPS AUSTRALIA PTY LTD | 919002151861 | Active | 1
2472371 | ADAPTOR | RoadFlair BRP394, Tilt Adaptor, 8 Deg, Dwg GM BRP-394-8D, Pack of 25 | PHILIPS | PHILIPS AUSTRALIA PTY LTD | BRP394-42-8DEGREE | Active | 1
2475713 | ADAPTOR | Sunrise adaptor; Aluminium; Universal Sunrise to 1/4" thread adaptor; to suit Electronic devices. | TEN | THE ENERGY NETWORK (AUST) PTY LTD | 5455-10-GOPRO | Active | 1
2475713 | ADAPTOR | Sunrise adaptor; Aluminium; Universal Sunrise to 1/4" thread adaptor; to suit Electronic devices. | AMPLITUD | AMPLITUDE PTY LTD (396777) | UNI1/4ADAPT | Active | 2
2478014 | ADAPTOR | SF6 Filling & Draining Adaptor, for Schneider RL & N Series Recloser/LBS | SCHNEIDR | SCHNEIDER PTY LTD (MANUFACTURER) | 999700065 | Active | 1
2478931 | ADAPTOR | Antenna Adaptor, SMA Female to FME Female | INTERCEL | INTERCEL PTY LTD | CONFMEFSMAF | Active | 1
2478949 | ADAPTOR | Antenna Adaptor, FME Male to SMA Male | INTERCEL | INTERCEL PTY LTD | CONSMAFME | Active | 1
2456127 | CROSSARM,COMPOSITE | Fibre, Predrilled, 2800 x 125 x 125mm, Earthwire Riser, EE Dwg 1024322-02 | WAGNERS | WAGNERS CFT MANUFACTURING | ERB08448 | Active | 5
2456531 | CROSSARM,COMPOSITE | 3300 x 125 x 125mm, Rural Delta Arm, for Maintenance Constructions, EE Dwg 6-2-3004-1 & EE Dwg 1047766-01 (scm) | WAGNERS | WAGNERS CFT MANUFACTURING | EC006-00104 | Active | 5
2488013 | RELAY,PROTECTION | FW R313-V2, Low Z DIFF, 24-48VDC PWR, 24VDC Logic 24/24 I/O, 1A CT, 9U Case, DNP3 100Base-FX MM LC ENET | SEL | SCHWEITZER ENGINEERING LAB PTY LTD | 0487B1X2X12XC2XBH9BBBXX | Active | 5
2475366 | CABLE,POWER,ELECTRICAL | Control, 0.6/1kV, 6C x 1.5mm2, Cu, X-HF-90 White Insulation/HFS-90-TP Sheath, Black, AS5000.1, 250m Drum, JTS 04-05-02 | MIDLAND | MIDLAND METALS OVERSEAS PTE LTD | MMO-6X1.5 CU XHF HFS | Active | 1
2475374 | CABLE,POWER,ELECTRICAL | Control, 0.6/1kV, 10C x 1.5mm2, Cu, X-HF-90 White Insulation/HFS-90-TP Sheath, Black, AS5000.1, 500m Drum, JTS 04-05-02 | MIDLAND | MIDLAND METALS OVERSEAS PTE LTD | MMO-10X1.5 CU XHF HFS | Active | 1
2475382 | CABLE,POWER,ELECTRICAL | Control, 0.6/1kV, 4C x 2.5mm2, Cu, X-HF-90 White Insulation/HFS-90-TP Sheath, Black, AS5000.1, 500m Drum, JTS 04-05-02 | MIDLAND | MIDLAND METALS OVERSEAS PTE LTD | MMO-4X2.5 CU XHF HFS | Active | 1
2475390 | CABLE,POWER,ELECTRICAL | Control, 0.6/1kV, 10C x 2.5mm2, Cu, X-HF-90 White Insulation/HFS-90-TP Sheath, Black, AS5000.1, 250m Drum, JTS 04-05-02 | MIDLAND | MIDLAND METALS OVERSEAS PTE LTD | MMO-10X2.5 CU XHF HFS | Active | 1
2475408 | CABLE,POWER,ELECTRICAL | Control, 0.6/1kV, 4C x 4mm2, Cu, X-HF-90 White Insulation/HFS-90-TP Sheath, Black, AS5000.1, 500m Drum, JTS 04-05-02 | MIDLAND | MIDLAND METALS OVERSEAS PTE LTD | MMO-4X4 CU XHF HFS | Active | 1
2475416 | CABLE,POWER,ELECTRICAL | 0.6/1kV, 1C x 70mm2 (980/0.30), Cu, X-HF-90 Red Insulation/HFS-90-TP Sheath, Black, 100m Drum, JTS 03-01-08 | MIDLAND | MIDLAND METALS OVERSEAS PTE LTD | MMO-1X70 CU XHF HFS RD/BLK | Active | 1
2475424 | CABLE,POWER,ELECTRICAL | 0.6/1kV, 1C x 70mm2 (980/0.30), Cu, X-HF-90 Black Insulation/HFS-90-TP Sheath, Black, AS5000.1, 100m Drum, JTS 03-01-08 | MIDLAND | MIDLAND METALS OVERSEAS PTE LTD | MMO-1X70 CU XHF HFS BLK/BLK | Active | 1
2475432 | CABLE,POWER,ELECTRICAL | 0.6/1kV, 2C x 50mm2 (714/0.30), Cu, X-HF-90 Red & Black Insulation/HFS-90-TP Sheath, Black, AS5000.1, 100m Drum, JTS 03-01-08 | MIDLAND | MIDLAND METALS OVERSEAS PTE LTD | MMO-2X50 CU XHF HFS | Active | 1
2475440 | CABLE,POWER,ELECTRICAL | 0.6/1kV, 1C x 35mm2 (490/0.30), Cu, X-HF-90 Red Insulation/HFS-90-TP Sheath, Black, AS5000.1, 100m Drum, JTS 03-01-08 | MIDLAND | MIDLAND METALS OVERSEAS PTE LTD | MMO-1X35 CU XHF HFS RD/BLK | Active | 1
2475457 | CABLE,POWER,ELECTRICAL | 0.6/1kV, 1C x 35mm2 (490/0.30), Cu, X-HF-90 Black Insulation/HFS-90-TP Sheath, Black, AS5000.1, 100m Drum, JTS 03-01-08 | MIDLAND | MIDLAND METALS OVERSEAS PTE LTD | MMO-1X35 CU XHF HFS BLK/BLK | Active | 1
2475473 | CABLE,POWER,ELECTRICAL | 0.6/1kV, 2C x 6mm2, Cu, X-HF-90 Red & Black Insulation/HFS-90-TP Sheath, Black, AS5000.1, 100m Drum, JTS 03-01-08 | MIDLAND | MIDLAND METALS OVERSEAS PTE LTD | MMO-2X6 CU XHF HFS | Active | 1
182008 | PROTECTOR,ELECTRICAL CABLE | Cover, PVC, 150mm x 5mm x 2m, Orange X15-AS2700S, to ESAA Spec for Polymeric Cable Covers & SAA Draft DR94102 | VINIDEX | VINIDEX PTY LTD | 98610 | Active | 1
182012 | PROTECTOR,ELECTRICAL CABLE | Cover, PVC, 200mm x 5mm x 25m, Orange X15-AS2700S, to ESAA Spec for Polymeric Cable Covers & SAA Draft DR94102 | VINIDEX | VINIDEX PTY LTD | 98625- VIN200/25/HD | Active | 1
182012 | PROTECTOR,ELECTRICAL CABLE | Cover, PVC, 200mm x 5mm x 25m, Orange X15-AS2700S, to ESAA Spec for Polymeric Cable Covers & SAA Draft DR94102 | IDEALELE | IDEAL ELECTRICAL SUPPLIERS | 200AS4702X25 | Active | 2
468365 | PROTECTOR,ELECTRICAL CABLE | Armour Rod, 7/3.00 AAC & AAAC, 6/1/3.00 ACSR, Red (P40) (scm) | TECONN | TE CONNECTIVITY LTD | NAA0880-0930 | Active | 1
468365 | PROTECTOR,ELECTRICAL CABLE | Armour Rod, 7/3.00 AAC & AAAC, 6/1/3.00 ACSR, Red (P40) (scm) | PLP | PREFORMED LINE PRODUCTS (AUST) | AAR-090 | Active | 2
468373 | PROTECTOR,ELECTRICAL CABLE | Armour Rod, 7/3.75 AAC & AAAC, 6/1/3.75 ACSR, Black (P25) (scm) | TECONN | TE CONNECTIVITY LTD | NAA1110-1180 | Active | 1
468373 | PROTECTOR,ELECTRICAL CABLE | Armour Rod, 7/3.75 AAC & AAAC, 6/1/3.75 ACSR, Black (P25) (scm) | PLP | PREFORMED LINE PRODUCTS (AUST) | AAR-113 | Active | 2
468438 | PROTECTOR,ELECTRICAL CABLE | Armour Rod, 7/4.75 AAC & AAAC, 6/4.75 + 7/1.60 ACSR, Blue (P12) (scm) | TECONN | TE CONNECTIVITY LTD | NAA1400-1490 | Active | 1
468438 | PROTECTOR,ELECTRICAL CABLE | Armour Rod, 7/4.75 AAC & AAAC, 6/4.75 + 7/1.60 ACSR, Blue (P12) (scm) | PLP | PREFORMED LINE PRODUCTS (AUST) | AAR-143 | Active | 2
468723 | PROTECTOR,ELECTRICAL CABLE | Armour Rod, Neon 19/3.75 AAAC, Red (P10) (scm) | PLP | PREFORMED LINE PRODUCTS (AUST) | AAR-188 | Active | 1
2401299 | PROTECTOR,ELECTRICAL CABLE | Armour Rod, 3/4/1.75 ACSR, Purple (P50) | PLP | PREFORMED LINE PRODUCTS (AUST) | AAR-053 | Active | 1
2401300 | PROTECTOR,ELECTRICAL CABLE | Armour Rod, 3/3.25 SC/AC, Alumoweld (P50) | TYCOELEC | TYCO ELECTRONICS | LAR0700L | Active | 1
2401301 | PROTECTOR,ELECTRICAL CABLE | Armour Rod, Pickerel (P40) | TYCOELEC | TYCO ELECTRONICS | AAR0830 | Active | 1
2403554 | PROTECTOR,ELECTRICAL CABLE | Cover, PVC, 200mm x 5mm x 2m Lg, Orange, Marked 'Electrical Cables' (Bundles of 10) | VINIDEX | VINIDEX PTY LTD | 98620 | Active | 2
2403554 | PROTECTOR,ELECTRICAL CABLE | Cover, PVC, 200mm x 5mm x 2m Lg, Orange, Marked 'Electrical Cables' (Bundles of 10) | IDEALELE | IDEAL ELECTRICAL SUPPLIERS | 200AS4702X2 | Active | 1
2403593 | PROTECTOR,ELECTRICAL CABLE | Armour Rod, Neptune 19/3.25 AAC & Krypton 19/3.25 AAAC, Orange (P15) | PLP | PREFORMED LINE PRODUCTS (AUST) | AAR-163 | Active | 1
2405222 | PROTECTOR,ELECTRICAL CABLE | Armour Rod, Fly (Imp) 7/3.40 AAC & 7/.134 AAC | PLP | PREFORMED LINE PRODUCTS (AUST) | AAR-102 | Active | 1
2405966 | PROTECTOR,ELECTRICAL CABLE | Cover, PVC or Polyethylene, 150mm x 5mm x 25m, Orange | IDEALELE | IDEAL ELECTRICAL SUPPLIERS | 150AS4702X25 | Active | 1
2405966 | PROTECTOR,ELECTRICAL CABLE | Cover, PVC or Polyethylene, 150mm x 5mm x 25m, Orange | VINIDEX | VINIDEX PTY LTD | 98505 | Active | 2
2405966 | PROTECTOR,ELECTRICAL CABLE | Cover, PVC or Polyethylene, 150mm x 5mm x 25m, Orange | VINIDEX | VINIDEX PTY LTD | 98615 | Active | 2
2405978 | PROTECTOR,ELECTRICAL CABLE | Cover, PVC, 300mm x 5mm x 2m, Orange X15-AS2700S, to ESAA Spec for Polymeric Cable Covers & SAA Draft DR94102 | VINIDEX | VINIDEX PTY LTD | 98635 | Active | 1
2407005 | PROTECTOR,ELECTRICAL CABLE | Armour Rod, Racoon 6/1/.161 ACSR, Purple (P25) | PLP | PREFORMED LINE PRODUCTS (AUST) | AAR-125 | Active | 1
2407212 | PROTECTOR,ELECTRICAL CABLE | Armour Rod, Preformed, Full Length, Krypton 19/3.25 AAAC 1120, ETS 11-09-01 | PLP | PREFORMED LINE PRODUCTS (AUST) | D-AAR1625 | Active | 1
2407214 | PROTECTOR,ELECTRICAL CABLE | Armour Rod, Preformed, Full Length, Nitrogen 37/3.00 AAAC 1120 & Saturn 37/3.00 AAC, Red, ETS 11-09-01 (P5) | PLP | PREFORMED LINE PRODUCTS (AUST) | D-AAR2100 | Active | 1
2407217 | PROTECTOR,ELECTRICAL CABLE | Armour Rod, Preformed, Full Length, Sulphur 61/3.75 AAAC 1120, ETS 11-09-01 | PLP | PREFORMED LINE PRODUCTS (AUST) | D-AAR3375 | Active | 1
2407220 | PROTECTOR,ELECTRICAL CABLE | Armour Rod, Preformed, Full Length, Paw Paw 54/3.75 + 19/2.25 ACSR/GZ, ETS 11-09-01 | PLP | PREFORMED LINE PRODUCTS (AUST) | D-AAR3375 | Active | 1
2407222 | PROTECTOR,ELECTRICAL CABLE | Armour Rod, Preformed, 1000mm Lg, Krypton 19/3.25 AAAC 1120, for Bridging Insulators, ETS 11-09-01 | PLP | PREFORMED LINE PRODUCTS (AUST) | D-AAR1625R1000 | Active | 1
2407223 | PROTECTOR,ELECTRICAL CABLE | Armour Rod, Preformed, 1000mm Lg, Neon 19/3.75 AAAC 1120, for Bridging Insulators, ETS 11-09-01 | PLP | PREFORMED LINE PRODUCTS (AUST) | D-AAR1875R1000 | Active | 1
2407224 | PROTECTOR,ELECTRICAL CABLE | Armour Rod, Preformed, 1000mm Lg, Nitrogen 37/3.00 AAAC 1120, for Bridging Insulators, ETS 11-09-01 | PLP | PREFORMED LINE PRODUCTS (AUST) | D-AAR2100R1000 | Active | 1
2407228 | PROTECTOR,ELECTRICAL CABLE | Armour Rod, Preformed, 1000mm Lg, Grape 30/7/2.50 ACSR/GZ, for Bridging Insulators, ETS 11-09-01 | PLP | PREFORMED LINE PRODUCTS (AUST) | AAR-175-1000-ER GRAPE | Active | 1
2407229 | PROTECTOR,ELECTRICAL CABLE | Armour Rod, Preformed, 1000mm Lg, Lime 30/7/3.5 ACSR/GZ, for Bridging Insulators, ETS 11-09-01 | PLP | PREFORMED LINE PRODUCTS (AUST) | D-AAR2375R1000 | Active | 1
2407230 | PROTECTOR,ELECTRICAL CABLE | Armour Rod, Preformed, 1000mm Lg, Paw Paw 54/3.75 + 19/2.25 ACSR/GZ, for Bridging Insulators, ETS 11-09-01 | PLP | PREFORMED LINE PRODUCTS (AUST) | D-AAR3375R1000 | Active | 1
2407244 | PROTECTOR,ELECTRICAL CABLE | Armour Rod, Preformed, Full Length Repair Rod, suit 11.4mm CC-30/30/449 OPGW, ETS 11-09-01 | PLP | PREFORMED LINE PRODUCTS (AUST) | OPGWRR-3600102L | Active | 1
2407244 | PROTECTOR,ELECTRICAL CABLE | Armour Rod, Preformed, Full Length Repair Rod, suit 11.4mm CC-30/30/449 OPGW, ETS 11-09-01 | DULHUNTY | DULHUNTY POWER (AUST) PTY LTD | RR-OPGW1140 | Active | 2
2407247 | PROTECTOR,ELECTRICAL CABLE | Armour Rod, Preformed, 1000mm Lg Structural Rod, suit 14.0mm CC-38/48/551 OPGW, for V/Dampers, ETS 11-09-01 | PLP | PREFORMED LINE PRODUCTS (AUST) | AAR-143 | Active | 1
2407247 | PROTECTOR,ELECTRICAL CABLE | Armour Rod, Preformed, 1000mm Lg Structural Rod, suit 14.0mm CC-38/48/551 OPGW, for V/Dampers, ETS 11-09-01 | DULHUNTY | DULHUNTY POWER (AUST) PTY LTD | RR-OPGW1400-1000 | Active | 2
2426641 | PROTECTOR,ELECTRICAL CABLE | Armour Rod, Preformed, 1000mm Lg, Banana 6/1/3.75 ACSR/GZ, ETS 11-09-01 | PLP | PREFORMED LINE PRODUCTS (AUST) | D-AAR1125R1000 | Active | 5
2403543 | TERMINAL,LUG | Compression, Al, 120mm2, M12 Bolt Hole, Die Size Nest 14 & Indent 16, Solid 4 Core Sector Cable, ETS 01-09-23 (P1) (scm) | TYCOELEC | TYCO ELECTRONICS | H8889X03/1 | Active | 1
2456564 | CROSSARM,COMPOSITE | 2900 x 125 x 125mm, Delta c/w Line Post Insulator Arm, for Maintenance Constructions, EE Dwg 6-2-3008-1 & EE Dwg 1047766-02 (scm) | WAGNERS | WAGNERS CFT MANUFACTURING | EC006-00101 | Active | 5
2456572 | CROSSARM,COMPOSITE | 2500 x 125 x 125mm, Intermediate c/w Disc Insulator Top Arm, for Maintenance Constructions, EE Dwg 6-2-3009-1 & EE Dwg 1047766-03 (scm) | WAGNERS | WAGNERS CFT MANUFACTURING | EC006-00106 | Active | 5
2456580 | CROSSARM,COMPOSITE | 3200 x 125 x 125mm, Intermediate, for Maintenance Constructions, EE Dwg 6-2-3009-5 & Dwg 1047766-04 (scm) | WAGNERS | WAGNERS CFT MANUFACTURING | EC006-00103 | Active | 5
2459360 | CROSSARM,COMPOSITE | 3620 x 125 x 125mm, Suspension 0-4.5 Deg Angle, Top Cross Arm, for Maintenance Constructions, EE Dwg 6-2-3026 & Dwg 1057077-01 | WAGNERS | WAGNERS CFT MANUFACTURING | EC006-00111 | Active | 5
2459378 | CROSSARM,COMPOSITE | 1860 x 125 x 125mm, Suspension 0-4.5 Deg Angle, Buck Arm, for Maintenance Constructions, EE Dwg 6-2-3026 & Dwg 1057077-02 | RMSRVR | RMS (RIVERSLEIGH MANAGEMENT SERVICES) | BXM5000743092 | Active | 1
2459386 | CROSSARM,COMPOSITE | 3300 x 125 x 125mm, Rural Intermediate/ Delta, for Maintenance Constructions, EE Dwg 6-2-3027 & Dwg 1047766-07 | WAGNERS | WAGNERS CFT MANUFACTURING | EC006-00109 | Active | 5
2459394 | CROSSARM,COMPOSITE | 2800 x 125 x 125mm, Rural Intermediate, 0-4.5 Deg Angle, for Maintenance Constructions, EE Dwg 6-2-3027 & Dwg 1047766-08 | WAGNERS | WAGNERS CFT MANUFACTURING | EC006-00110 | Active | 5
2461044 | CROSSARM,COMPOSITE | Fibre, Predrilled, 2400 x 125 x 125mm, 11kV, Strain/Termination with EDO's, EE Dwg 924043-08 (scm) | WAGNERS | WAGNERS CFT MANUFACTURING | EC006-00107 | Active | 5
2466225 | CROSSARM,COMPOSITE | Fibre, Predrilled, 2700 x 100 x 100mm, LV, Cantilever Intermediate/Angle, Dwg 924043-10 (scm) | RMSRVR | RMS (RIVERSLEIGH MANAGEMENT SERVICES) | 2466225 | Active | 1
2467504 | CROSSARM,COMPOSITE | 3200 x 125 x 125mm, Delta Strain, for 66kV Horizontal Twin Arm, Dwg 6-2-3031-1 & Dwg 1047766-09 | WAGNERS | WAGNERS CFT MANUFACTURING | EC006-00117 | Active | 5
2467512 | CROSSARM,COMPOSITE | 4900 x 125 x 125mm, Suspension, Single Horizontal Arm to Double Pole, Dwg 6-2-3035-1 & Dwg 1047766-10 | WAGNERS | WAGNERS CFT MANUFACTURING | EC006-00119 | Active | 5
2467538 | CROSSARM,COMPOSITE | 4900 x 125 x 125mm, Strain, Twin Horizontal Arms to Double Pole, Dwg 6-2-3037-1 & Dwg 1047766-12 | WAGNERS | WAGNERS CFT MANUFACTURING | EC006-00120 | Active | 5
2467546 | CROSSARM,COMPOSITE | 6100 x 125 x 125mm, Strain, Twin Horizontal Arms to Double Pole, Dwg 6-2-3037-3 & Dwg 1047766-13 | WAGNERS | WAGNERS CFT MANUFACTURING | EC006-00122 | Active | 5
2467553 | CROSSARM,COMPOSITE | 3100 Lg & 1920mm Lg, 125 x 125mm, Wishbone Suspension Angle Arm Set, Dwg 6-2-3038-1 & Dwg 1047766-14 (scm) | WAGNERS | WAGNERS CFT MANUFACTURING | EC006-00123, 00124 | Active | 5
2467611 | CROSSARM,COMPOSITE | 3000mm Lg, 125 x 125mm, Suspension Angle, 20-30 Deg, Dwg 6-2-3050-1 & Dwg 1057077-03 (scm) | WAGNERS | WAGNERS CFT MANUFACTURING | EC006-00118 | Active | 5
2467629 | CROSSARM,COMPOSITE | Intermediate, Top Arm, Dwg 6-2-3051-1 & Dwg 1069885-01 | WAGNERS | WAGNERS CFT MANUFACTURING | EC006-00125 | Active | 5
2467645 | CROSSARM,COMPOSITE | Intermediate Deviation 0-7 Deg, Bottom Arm, Dwg 6-2-3051-3 & Dwg 1069885-01 | WAGNERS | WAGNERS CFT MANUFACTURING | EC006-00126 | Active | 5
2469161 | CROSSARM,COMPOSITE | Fibre, Predrilled, 1500 x 100 x 100mm, LV Fuse Arm, Dwg EQLS-10038 (scm) | RMSRVR | RMS (RIVERSLEIGH MANAGEMENT SERVICES) | TT5000610602 | Active | 1
2472280 | CROSSARM,COMPOSITE | LV Temporary, Fibreglass, 2.7m Lg, Orange c/w Bracket Labels & Bag | PENTA | PENTA AUST (TMAC THEW & MCCANN/HYLEC) | PA00096 | Active | 1
2472280 | CROSSARM,COMPOSITE | LV Temporary, Fibreglass, 2.7m Lg, Orange c/w Bracket Labels & Bag | THEWMCCA | TMAC THEW & MCCANN GROUP | TM00096 | Active | 2
C1634155 | CABLE,POWER,ELECTRICAL | C2L, U/G, 0.6/1kV, 4C x 240mm2 Al, Stranded Sector, XLPE Insulated/PVC Sheath, Metre Marked, Wood Drum, ETS 04-01-04 | MIDLAND | MIDLAND METALS OVERSEAS PTE LTD | MMO-LV 4X240AP | Active | 1
C1634155 | CABLE,POWER,ELECTRICAL | C2L, U/G, 0.6/1kV, 4C x 240mm2 Al, Stranded Sector, XLPE Insulated/PVC Sheath, Metre Marked, Wood Drum, ETS 04-01-04 | OLEX | OLEX AUSTRALIA PTY LTD | XDDG37AA004CXAA | Active | 2
C2410371 | CABLE,POWER,ELECTRICAL | C2L, U/G, 0.6/1kV, 4C, 50mm2 Cu, XLPE Insulated/PVC Sheath/Nylon Jacket/ Sacrifical PVC Sheath, ETS 04-01-04(scm) | OLEX | OLEX AUSTRALIA PTY LTD | LDZC19SB004CXEM | Active | 1
C2429959 | CABLE,POWER,ELECTRICAL | C2L, U/G, 6.35/11kV TR-Triplex 185mm2 Al TR-XLPE Insulated/48/1.35mm Cu Wire Screen/HDPE Sheath/PVC Waterblock Tape, ETS 04-01-05 (scm) | OLEX | OLEX AUSTRALIA PTY LTD | XJNA25TD003AAAA | Active | 1
1420068 | CABLE,POWER,ELECTRICAL | Aerial, 0.6/1kV, 2 x 6mm2 (7/1.04) HD Cu ABC, XLPE Insulated, 400m Wood Drum, JTS 03-03-02 (scm) | MIDLAND | MIDLAND METALS OVERSEAS PTE LTD | MMO-LVABC 2X6 CU X | Active | 1
1420068 | CABLE,POWER,ELECTRICAL | Aerial, 0.6/1kV, 2 x 6mm2 (7/1.04) HD Cu ABC, XLPE Insulated, 400m Wood Drum, JTS 03-03-02 (scm) | OLEX | OLEX AUSTRALIA PTY LTD | XDAT11SB002AACX | Active | 2
2426666 | PROTECTOR,ELECTRICAL CABLE | Armour Rod, Preformed, 1000mm Lg, Cricket 30/7/2.50 ACSR/AC, ETS 11-09-01 (scm) | PLP | PREFORMED LINE PRODUCTS (AUST) | AAR-175-1000-ER CRICKET | Active | 5
2426674 | PROTECTOR,ELECTRICAL CABLE | Armour Rod, Preformed, 1000mm Lg, Diving 30/7/3.50 ACSR/AC, ETS 11-09-01 | PLP | PREFORMED LINE PRODUCTS (AUST) | D-AAR2375R1000 | Active | 5
2426682 | PROTECTOR,ELECTRICAL CABLE | Armour Rod, Preformed, Full Length, Banana 6/1/3.75 ACSR/GZ, ETS 11-09-01 | PLP | PREFORMED LINE PRODUCTS (AUST) | D-AAR1125 | Active | 5
2426716 | PROTECTOR,ELECTRICAL CABLE | Armour Rod, Preformed, Full Length, Diving 30/7/3.50 ACSR/AC, ETS 11-09-01 | PLP | PREFORMED LINE PRODUCTS (AUST) | D-AAR2375 | Active | 5
2471647 | FIXTURE,LIGHTING | 30W StreetLED MkII (L33A) 3K Aeroscreen c/w NEMA PE Cell, Minor Road, EQTS 05-01-02 (scm) | GERARD | GERARD LIGHTING GROUP | JLB30BD11L33 | Phasing | 1
3080 | DISCONNECTOR,HIGH VOLTAGE | 36kV, 1250A, 25kA/3Sec, RHS Earth Switch, L4 Pollution, Low Structure, Manual Operation, EE Dwg 1025943, ETS 2010/0132/T | AKPOWER | AK POWER SOLUTIONS PTY LTD | 9093 | Phasing | 1
3086 | DISCONNECTOR,HIGH VOLTAGE | 72.5kV, 1250A, 25kA/3Sec, LHS Earth Switch, L4 Pollution, Low Structure, Manual Operation, AK Power, EE Dwg 1025933, ETS 2010/0132/T | AKPOWER | AK POWER SOLUTIONS PTY LTD | 9075 | Phasing | 1
3090 | DISCONNECTOR,HIGH VOLTAGE | 72.5kV, 1250A, 25kA/3Sec, LHS Earth Switch, L4 Pollution, High Structure, Manual Operation, AK Power, EE Dwg 1025937, ETS 2010/0132/T | AKPOWER | AK POWER SOLUTIONS PTY LTD | 9083 | Phasing | 1
2500502 | COVER | ABB SafeLink RMU Kick Plate Cover c/w Bolts Kit 4-Way | ABBAUST | ABB AUSTRALIA PTY LTD | C4323-AU | Active | 1
2480267 | SWITCHBOARD,POWER | LV Indoor, TX Isolator, 1500(500)kVA, ACB Std, Sentron 3WL, ETU45B, AFPS VAMP 221, 3200A TX ACB 65kA/1Sec, Mob Gen Conn, Direct Busbar Connect, Metal Encl, | WEBER | WEBER SOUTH PACIFIC PTY LTD | MF001243-EQ07 | Active | 1
2480291 | SWITCHBOARD,POWER | LV Indoor, TX Isolator, 1500(315)kVA, ACB Upgde, Sentron 3WL, ETU76B c/w COM35 Module, AFPS VAMP 221, 3200A TX ACB 65kA/1Sec, Mob Gen Conn, Direct Busbar | WEBER | WEBER SOUTH PACIFIC PTY LTD | MF001243-EQ10 | Active | 1
2480473 | SWITCHBOARD,POWER | LV Outdoor, 1500(500)kVA, ACB Std, Sentron 3WL, ETU45B, AFPS VAMP 221, 3200A TX ACB 65kA/1Sec, 4 x 630A SF (1 x Provisional SF Slot) Mob Gen Conn & | WEBER | WEBER SOUTH PACIFIC PTY LTD | VC540240-S317 | Active | 1
2451250 | CABLE,SPECIAL PURPOSE,ELECTRICAL | Control, 8 Pairs, 24AWG, 7 x 32 Strand, Tinned Cu, Semi-rigid PVC Insulated/ Al Foil & Polyester Tape/24AWG TC Drain Wire/PVC Jacket, for RS-232 Apps, | BELDEN | BELDEN INC (MANUFACTURER) | 9538 (JD8CSAA) | Phasing | 1
2453728 | CABLE,SPECIAL PURPOSE,ELECTRICAL | 110V, 4mm, 2 Core, Strands 26/0.30mm, PVC Insulated/Black Sheath, Core Red/Black, 30m Roll | MMELEC | MM ELECTRICAL MERCHANDISING | TYCAWC22603-BK-30 | Active | 1
2453744 | CABLE,SPECIAL PURPOSE,ELECTRICAL | 110V, 3mm, 1 Core, Strand 16/0.30mm, PVC Insulated, Yellow, 100m Roll | MMELEC | MM ELECTRICAL MERCHANDISING | TYCASC11603-YW-100 | Active | 1
2464907 | CABLE,SPECIAL PURPOSE,ELECTRICAL | Hartland, 3 Core | CMI ELEC | CMI ELECTRICAL PRODUCTS | HCL203ERG | Active | 1
2465482 | CABLE,SPECIAL PURPOSE,ELECTRICAL | 0.6/1kV, 70mm2, 1 Core, Flexible Rubber, Orange | HAYMANS | HAYMANS ELECTRICAL | TRIXL-PAXN/1C70OR | Active | 1
2500676 | MODULE,ELECTRONIC | Voltage Feed Module, 3G, suit APS DC System | EATONELE | EATON ELECTRIC SYSTEMS PTY LTD | VFN-00 | Active | 5
2500676 | MODULE,ELECTRONIC | Voltage Feed Module, 3G, suit APS DC System | POWERON | POWER ON AUSTRALIA PTY LTD | POA15282 | Active | 1
2500684 | SENSOR,TEMPERATURE | TS2-02, 3G IOB, 2m, RJ45, suit APS DC System | EATONELE | EATON ELECTRIC SYSTEMS PTY LTD | TS2-02 | Active | 5
2500684 | SENSOR,TEMPERATURE | TS2-02, 3G IOB, 2m, RJ45, suit APS DC System | POWERON | POWER ON AUSTRALIA PTY LTD | POA15281 | Active | 1
2500700 | CONTACTOR,MAGNETIC | LV Disconnector, LVD, 200A, suit APS DC System | EATONELE | EATON ELECTRIC SYSTEMS PTY LTD | LVDN200-00 | Active | 5
2500700 | CONTACTOR,MAGNETIC | LV Disconnector, LVD, 200A, suit APS DC System | POWERON | POWER ON AUSTRALIA PTY LTD | POA15216 | Active | 1
2500775 | CIRCUIT BREAKER | MCB AZ, 125A, C-Curve, 1 Pole, 27mm, suit APS DC System | POWERON | POWER ON AUSTRALIA PTY LTD | POA18203 | Active | 1
2500775 | CIRCUIT BREAKER | MCB AZ, 125A, C-Curve, 1 Pole, 27mm, suit APS DC System | EATONELE | EATON ELECTRIC SYSTEMS PTY LTD | AZ-C125 | Active | 5
2500783 | CIRCUIT BREAKER | MCB FAZ, 2A, C-Curve, 1 Pole, 18mm, suit APS DC System | EATONELE | EATON ELECTRIC SYSTEMS PTY LTD | FAZ-C2/1 | Active | 5
2500783 | CIRCUIT BREAKER | MCB FAZ, 2A, C-Curve, 1 Pole, 18mm, suit APS DC System | POWERON | POWER ON AUSTRALIA PTY LTD | POA16981 | Active | 1
2500833 | CIRCUIT BREAKER | MCB FAZ, 20A, C-Curve, 1 Pole, 18mm, suit APS DC System | EATONELE | EATON ELECTRIC SYSTEMS PTY LTD | FAZ-C20/1 | Active | 5
2500833 | CIRCUIT BREAKER | MCB FAZ, 20A, C-Curve, 1 Pole, 18mm, suit APS DC System | POWERON | POWER ON AUSTRALIA PTY LTD | POA16971 | Active | 1
2500882 | CIRCUIT BREAKER | MCB FAZ, 63A, C-Curve, 1 Pole, 18mm, suit APS DC System | EATONELE | EATON ELECTRIC SYSTEMS PTY LTD | FAZ-C63/1 | Active | 5
2500882 | CIRCUIT BREAKER | MCB FAZ, 63A, C-Curve, 1 Pole, 18mm, suit APS DC System | POWERON | POWER ON AUSTRALIA PTY LTD | POA16976 | Active | 1
2500908 | SWITCH,AUXILIARY | for MCB AZ/PLHT, 1NO+1NC, suit APS DC System | EATONELE | EATON ELECTRIC SYSTEMS PTY LTD | Z-LHK | Active | 5
2500908 | SWITCH,AUXILIARY | for MCB AZ/PLHT, 1NO+1NC, suit APS DC System | POWERON | POWER ON AUSTRALIA PTY LTD | POA16962 | Active | 1
2501104 | MARKER STRIP | Type ZB6, Number 1 to 10, Horizontal, 10-Section, White, 6.15 x 10.5mm Text Field, Latch Mounting, suit Terminal Block UK6N 6.2mm W | PHOENIX | PHOENIX CONTACT PTY LTD | 1051016:0001 | Active | 5
2501104 | MARKER STRIP | Type ZB6, Number 1 to 10, Horizontal, 10-Section, White, 6.15 x 10.5mm Text Field, Latch Mounting, suit Terminal Block UK6N 6.2mm W | HAYMANS | HAYMANS ELECTRICAL | PHO1051016:0001 | Active | 1
1540304 | CABLE,POWER,ELECTRICAL | Conductor, 10mm2 (77/0.40) Tinned Cu Annealed Bare, 100m Wood Drum, JTS 03-03-01 (scm) | MIDLAND | MIDLAND METALS OVERSEAS PTE LTD | MMO-ANN. TINNED 77/0.4 CU | Active | 1
1540304 | CABLE,POWER,ELECTRICAL | Conductor, 10mm2 (77/0.40) Tinned Cu Annealed Bare, 100m Wood Drum, JTS 03-03-01 (scm) | OLEX | OLEX AUSTRALIA PTY LTD | ACUR58A1001AAAA | Active | 2
1540827 | CABLE,POWER,ELECTRICAL | Aerial, 6.35/11kV, 1 x 16mm2 Cu, PVC Insulated/PE Sheath (7/1.70) Metre Marked, T/former Drop Wire (250m Drum) (MOQ 1000m) | OLEX | OLEX AUSTRALIA PTY LTD | TGEP15AA001CXNA | Active | 1
23926 | TERMINAL,LUG | Mechanical Shear Bolt, Al-Cu, 185-400mm2 1 x M12 Palm Bolt Hole, suit Al or Cu Conductor, Pack of 3 | TECONN | TE CONNECTIVITY LTD | BLMT-185/400-13 | Active | 1
23929 | TERMINAL,LUG | Mechanical Shear Bolt, Al-Cu, 95-240mm2, 1 x M12 Palm Bolt Hole, suit Al or Cu Conductor, Pack of 3 | TECONN | TE CONNECTIVITY LTD | BLMT-95/240-13 | Active | 1
23929 | TERMINAL,LUG | Mechanical Shear Bolt, Al-Cu, 95-240mm2, 1 x M12 Palm Bolt Hole, suit Al or Cu Conductor, Pack of 3 | LEGEND | LEGEND POWER SYSTEMS | KSSP-12-95240 | Active | 2
30059 | TERMINAL,LUG | AS5, Al, 4 Hole, 50mm Centre, Offset, suit Twin 200mm Centre, Sulphur 61/3.75 AAAC | PLP | PREFORMED LINE PRODUCTS (AUST) | CTAT-338-200-0-P5 | Active | 5
30060 | TERMINAL,LUG | AS5, Al, 4 Hole, 50mm Centre, 90 Deg Palm Angle Offset, Oxygen 19/4.75 AAAC | PLP | PREFORMED LINE PRODUCTS (AUST) | CTA-238-75211 | Active | 5
30061 | TERMINAL,LUG | AS5, Al, 4 Hole, 50mm Centre, 90 Deg Palm Angle Offset, Neon 19/3.75 AAAC | PLP | PREFORMED LINE PRODUCTS (AUST) | CTA-188-75212 | Active | 5
30063 | TERMINAL,LUG | Spacer, Twin, suit Twin 125mm Centre, Sulphur 61/3.75 AAAC | PLP | PREFORMED LINE PRODUCTS (AUST) | SPSD-338-125 | Active | 5
30079 | TERMINAL,LUG | AS8, Al, 4 Hole, 50mm Centre, 0 Deg Bend Angle, Twin 160mm Spacing, Sulphur 61/3.75 AAAC | PLP | PREFORMED LINE PRODUCTS (AUST) | CTAT-338-160-AS8-0 | Active | 5
30367 | TERMINAL,LUG | AS5, Al, 4 Hole, 50mm Centre, 45 Deg L Edge Bent Offset, Oxygen 19/4.75 AAAC | PLP | PREFORMED LINE PRODUCTS (AUST) | CTAW-238-FD516-0045-L | Active | 5
30368 | TERMINAL,LUG | AS5, Al, 4 Hole, 50mm Centre, 45 Deg R Edge Bent Offset, Oxygen 19/4.75 AAAC | PLP | PREFORMED LINE PRODUCTS (AUST) | CTAW-238-FD516-0045-R | Active | 5
30374 | TERMINAL,LUG | Compression, 4 x Holes, 50mm Centre, 45 Deg Offset, Selenium 61/3.25 AAAC | PLP | PREFORMED LINE PRODUCTS (AUST) | CTA-293-45111 | Active | 5
30377 | TERMINAL,LUG | Compression 30 Deg, 4 x Holes, 50mm Centre, 30 Deg R Offset, Selenium 61/3.25 AAAC | PLP | PREFORMED LINE PRODUCTS (AUST) | CTAW-293-FD512-3030R | Active | 5
30378 | TERMINAL,LUG | Compression 30 Deg, 4 x Holes, 50mm Centre, 30 Deg L Offset, Selenium 61/3.25 AAAC | PLP | PREFORMED LINE PRODUCTS (AUST) | CTAW-293-FD512-3030L | Active | 5
30379 | TERMINAL,LUG | Compression, 4 x Holes, 50mm Centre, 15 Deg R Offset, Selenium 61/3.25 AAAC | PLP | PREFORMED LINE PRODUCTS (AUST) | CTAW-293-FD512-0015R | Active | 5
30380 | TERMINAL,LUG | Compression, 4 x Holes, 50mm Centre, 15 Deg L Offset, Selenium 61/3.25 AAAC | PLP | PREFORMED LINE PRODUCTS (AUST) | CTAW-293-FD512-0015L | Active | 5
30381 | TERMINAL,LUG | Compression, 4 x Holes, 50mm Centre, 30 Deg Offset, Selenium 61/3.25 AAAC | PLP | PREFORMED LINE PRODUCTS (AUST) | CTAW-293-FD512-3000 | Active | 5
30382 | TERMINAL,LUG | Compression, 4 x Holes, 50mm Centre, 15 Deg Offset, Sulphur 61/3.75 AAAC | PLP | PREFORMED LINE PRODUCTS (AUST) | CTAW-338-FD516-1500 | Active | 5
30384 | TERMINAL,LUG | Compression 45 Deg, 4 x Holes, 50mm Centre, 30 Deg L Offset, Sulphur 61/3.75 AAAC | PLP | PREFORMED LINE PRODUCTS (AUST) | CTAW-338-FD516-4530L | Active | 5
2401019 | TERMINAL,LUG | Compression, 4 x M12 Bolt Holes, Bolted, Conductor Range 10.7 - 15.75mm2, ETS 01-09-23 (P1) | PLP | PREFORMED LINE PRODUCTS (AUST) | TL3 B22 | Active | 1
2401073 | TERMINAL,LUG | Compression, Bi-Metal, 95mm2, M12 Bolt Hole, Hex Die A/F 17.3mm, ETS 01-09-23 (P1) | TYCOELEC | TYCO ELECTRONICS | H15507/1 | Active | 1
2465490 | CABLE,SPECIAL PURPOSE,ELECTRICAL | 0.6/1kV, 95mm2, 1 Core, Flexible Rubber, Orange | HAYMANS | HAYMANS ELECTRICAL | TRIXL-PAXN/1C95OR | Active | 1
2465508 | CABLE,SPECIAL PURPOSE,ELECTRICAL | Marine Grade, Tinned Cu, 2 x 1.84, 2 Core, 4mm Red & 4mm Black Twin Sheath, 50m Roll | ASHDOWN | ASHDOWN-INGRAM (NOW CALLED NAPA) | MSW 22603 | Active | 1
2501575 | BRACKET,MOUNTING | Conduit Holder Bracket, for Subs Swing Frame Panels, Dwg 161051 | BYLASER | BYLASER AUSTRALIA PTY LTD | 161051 | Active | 1
2501609 | FERRULE,ELECTRICAL CONDUCTOR | Bootlace, 1.5mm, 12mm Lg, Black, Pack of 100 | PHOENIX | PHOENIX CONTACT PTY LTD | 3201482 | Active | 1
30256 | RACEWAY,NONMETALLIC | Slotted Duct, 2m Lg, 150 x 100mm, PVC, Grey, for Electrical Cable (P6) | LEGRAND | LEGRAND AUSTRALIA (MANUFACTURER) | 6361-23 | Active | 1
2501419 | CABLE,SPECIAL PURPOSE,ELECTRICAL | Olflex Classic 110, Flex Numbered 25G1, 25 x 1mm2, PVC Sheath, Grey | LAPP | LAPP AUSTRALIA | 1119225 | Active | 1
30253 | RACEWAY,NONMETALLIC | Cable & Wiring Duct, 2m Lg, 40 x 60mm, PVC, Grey c/w Lid | PHOENIX | PHOENIX CONTACT PTY LTD | 3240192 | Active | 1
30253 | RACEWAY,NONMETALLIC | Cable & Wiring Duct, 2m Lg, 40 x 60mm, PVC, Grey c/w Lid | LEGRAND | LEGRAND AUSTRALIA (MANUFACTURER) | 6361-07 | Active | 2
2501492 | FERRULE,ELECTRICAL CONDUCTOR | Bootlace, 2.5mm2, 12mm Lg, Grey, Pack of 100 | PHOENIX | PHOENIX CONTACT PTY LTD | 3200205 | Active | 1
2400789 | RACEWAY,NONMETALLIC | Cable & Wiring Duct, Slotted, 2m Lg, 80 x 60mm, PVC, Grey, Horiz Mtg c/w Lid | PHOENIX | PHOENIX CONTACT PTY LTD | 3240194 | Active | 1
2400789 | RACEWAY,NONMETALLIC | Cable & Wiring Duct, Slotted, 2m Lg, 80 x 60mm, PVC, Grey, Horiz Mtg c/w Lid | LEGRAND | LEGRAND AUSTRALIA (MANUFACTURER) | 6361-16 | Active | 2
2426062 | CABLE,POWER,ELECTRICAL | Aerial, 0.6/1kV, 2 x 95mm2 Al ABC, HDPE Insulated (LVABC), 500m Steel Drum, JTS 03-03-02 (scm) | MIDLAND | MIDLAND METALS OVERSEAS PTE LTD | MMO-LVABC 2X95 AL HDPE | Active | 1
2426062 | CABLE,POWER,ELECTRICAL | Aerial, 0.6/1kV, 2 x 95mm2 Al ABC, HDPE Insulated (LVABC), 500m Steel Drum, JTS 03-03-02 (scm) | OLEX | OLEX AUSTRALIA PTY LTD | 1499,260095,02,6086AAAA | Active | 2
2501088 | HOLDER,MARKER | UBE/D, Marker Carrier, Terminal Strip, Marking Field Size 60 x 10mm | PHOENIX | PHOENIX CONTACT PTY LTD | 803719 | Active | 5
2501088 | HOLDER,MARKER | UBE/D, Marker Carrier, Terminal Strip, Marking Field Size 60 x 10mm | HAYMANS | HAYMANS ELECTRICAL | PHO0803719 | Active | 1
2501112 | MARKER STRIP | Type ZB6, Number 11 to 20, Horizontal, 10-Section, White, 6.15 x 10.5mm Text Field, Latch Mounting, suit Terminal Block UK6N 6.2mm W | PHOENIX | PHOENIX CONTACT PTY LTD | 1051016:0011 | Active | 5
2501112 | MARKER STRIP | Type ZB6, Number 11 to 20, Horizontal, 10-Section, White, 6.15 x 10.5mm Text Field, Latch Mounting, suit Terminal Block UK6N 6.2mm W | HAYMANS | HAYMANS ELECTRICAL | PHO1051016:0011 | Active | 1
2501138 | COVER,TERMINAL | MCB Terminal Shield, Acti9 iC30, 2 Pole, 36mm | SCHNEIDR | SCHNEIDER PTY LTD (MANUFACTURER) | A9A26976 | Active | 5
2501138 | COVER,TERMINAL | MCB Terminal Shield, Acti9 iC30, 2 Pole, 36mm | HAYMANS | HAYMANS ELECTRICAL | SHNA9A26976 | Active | 1
2501187 | CONTACTOR | Acti9 iCT+, 230VAC, 20A, 1 Pole 1 NO, 230V AC Coil, 81 x 18mm, for LED Lighting Applications | SCHNEIDR | SCHNEIDER PTY LTD (MANUFACTURER) | A9C15030 | Active | 5
2501187 | CONTACTOR | Acti9 iCT+, 230VAC, 20A, 1 Pole 1 NO, 230V AC Coil, 81 x 18mm, for LED Lighting Applications | HAYMANS | HAYMANS ELECTRICAL | SHNA9C15030 | Active | 1
1540900 | CABLE,POWER,ELECTRICAL | Automotive, 2C, 4mm2 Cu, PVC Insulated/ Red+Red with Black Tracer, Twin Figure 8 (30m Roll) | ALLIED | ALLIED PARTS | 4MMF8 | Active | 1
1541009 | CABLE,POWER,ELECTRICAL | Bldg Wire SDI, 0.6/1kV, 2C, 4mm2 Cu PVC Sheath, White (7/0.85) Flat | OLEX | OLEX AUSTRALIA PTY LTD | CACP09A1002WVAA | Active | 1
1541378 | CABLE,POWER,ELECTRICAL | Bldg Wire SDI, 0.6/1kV, 3C, 1mm2 Cu, Circular, Grey (32/0.20) Flexible | OLEX | OLEX AUSTRALIA PTY LTD | EAHR03A1003GYAA | Active | 1
1541380 | CABLE,POWER,ELECTRICAL | 250/440V, 3C, 1.5mm2 Cu, PVC Insulated/ PVC Sheath, Orange (30/0.25) Ordinary Duty Flexible Cord (100m Roll) | OLEX | OLEX AUSTRALIA PTY LTD | EAHR04A1003OGAA | Active | 1
1541807 | CABLE,POWER,ELECTRICAL | Bldg Wire, 0.6/1kV, 1C, 1.5mm2 Cu, PVC Sheath, Red (7/0.50) (MOQ 100m) | OLEX | OLEX AUSTRALIA PTY LTD | BAAP05A1001AARD | Active | 1
1541808 | CABLE,POWER,ELECTRICAL | Bldg Wire, 0.6/1kV, 1C, 1.5mm2 Cu, PVC Sheath, Black (7/0.50) (MOQ 100m) | OLEX | OLEX AUSTRALIA PTY LTD | BAAP05A1001AABK | Active | 1
1541874 | CABLE,POWER,ELECTRICAL | 450/750V, 2C+Earth, 2.5mm2 Cu, PVC Insulated/PVC Sheath, White (7/0.67) Flat Twin Earth (100m Drum) | OLEX | OLEX AUSTRALIA PTY LTD | CNCP07A1002WVAA | Active | 1
22847 | TERMINAL,LUG | Mechanical Shear Bolt, Al-Cu, 25-95mm2, 1 x M12 Palm Bolt Hole, suit Al or Cu Conductor & HV ABC Projects | TECONN | TE CONNECTIVITY LTD | BLMT-25/95-13 | Active | 1
22847 | TERMINAL,LUG | Mechanical Shear Bolt, Al-Cu, 25-95mm2, 1 x M12 Palm Bolt Hole, suit Al or Cu Conductor & HV ABC Projects | LEGEND | LEGEND POWER SYSTEMS | KSSP-12-1695 | Active | 2
30058 | TERMINAL,LUG | AS, Al, 4 Hole, 50mm Centre, 60 Deg Palm Angle Offset, suit Twin 200mm Centre, Sulphur 61/3.75 AAAC | PLP | PREFORMED LINE PRODUCTS (AUST) | CTAT-338-200-60-P5 | Active | 5
30062 | TERMINAL,LUG | AS5, Al, 4 Hole, 50mm Centre, 90 Deg Palm Angle Offset, Sulphur 61/3.75 AAAC | PLP | PREFORMED LINE PRODUCTS (AUST) | CTA-338-75211 | Active | 5
30366 | TERMINAL,LUG | AS6, Bi-Metal, Undrilled, Straight Offset, Oxygen 19/4.75 AAAC | PLP | PREFORMED LINE PRODUCTS (AUST) | CTAW-238-FB616-0000 | Active | 5
30376 | TERMINAL,LUG | Compression, 4 x Holes, 50mm Centre, 0 Deg Offset, Selenium 61/3.25 AAAC | PLP | PREFORMED LINE PRODUCTS (AUST) | CTAW-293-FD512-0000 | Active | 5
30383 | TERMINAL,LUG | Compression 45 Deg, 4 x Holes, 50mm Centre, 30 Deg R Offset, Sulphur 61/3.75 AAAC | PLP | PREFORMED LINE PRODUCTS (AUST) | CTAW-338-FD516-4530R | Active | 5
104287 | TERMINAL,LUG | 11/22kV Cable Pole Termination Surge Arrester Connection, suit M12 Cable Connection, Dwg 875265 (scm) | TYCOELEC | TYCO ELECTRONICS | SACT-M12 | Active | 1
23517 | DISCONNECTOR,HIGH VOLTAGE | Bus Tee Off Unit, 36kV, 2000A, 31.5kA, 2000A Bus, Metal Enclosed Fixed Switchgear & Control Gear Assy, suit connection to either end of the 36kV Bus | SIEMENS | SIEMENS LTD | 8DA10-23517 | Active | 1
23517 | DISCONNECTOR,HIGH VOLTAGE | Bus Tee Off Unit, 36kV, 2000A, 31.5kA, 2000A Bus, Metal Enclosed Fixed Switchgear & Control Gear Assy, suit connection to either end of the 36kV Bus | SIEMENS | SIEMENS LTD | 8DA CAT HA 35.11.2010 PAGE 12 | Active | 2
2501229 | POWER SUPPLY | 15V, DIN Rail Mounted, 60W, 4A Output | MEANWELL | MEAN WELL ENTERPRISES CO., LTD (MAN) | HDR-60-15 | Active | 1
2405093 | TERMINAL,LUG | Compression, Cu, 2.5mm2, M5 Bolt Hole (P100) | CABLEACC | CABLE ACCESSORIES (AUST) | CAL255 | Active | 2
2405093 | TERMINAL,LUG | Compression, Cu, 2.5mm2, M5 Bolt Hole (P100) | LEGEND | LEGEND POWER SYSTEMS | CAL2.5-5 | Active | 2
2405093 | TERMINAL,LUG | Compression, Cu, 2.5mm2, M5 Bolt Hole (P100) | TECONN | TE CONNECTIVITY LTD | CG2.5M5/100 | Active | 1
2405093 | TERMINAL,LUG | Compression, Cu, 2.5mm2, M5 Bolt Hole (P100) | TYCOELEC | TYCO ELECTRONICS | H1436/100 | Active | 2
2405095 | TERMINAL,LUG | Compression, Cu, 6mm2, M5 Bolt Hole, Hex Die A/F 4.4mm (P100) | CABLEACC | CABLE ACCESSORIES (AUST) | CAL65020503SP | Active | 1
2405096 | TERMINAL,LUG | Compression, Cu, 6mm2, M6 Bolt Hole, Hex Die A/F 4.4mm (P100) | LEGEND | LEGEND POWER SYSTEMS | CAL6-6 | Active | 2
2405096 | TERMINAL,LUG | Compression, Cu, 6mm2, M6 Bolt Hole, Hex Die A/F 4.4mm (P100) | CABLEACC | CABLE ACCESSORIES (AUST) | CAL66 | Active | 1
2405098 | TERMINAL,LUG | Compression, Cu, 120mm2, M16 Bolt Hole, Hex Die A/F 16.5mm (P25) | TYCOELEC | TYCO ELECTRONICS | H1383/25 | Active | 1
2402972 | BASE,POLE ASSEMBLY | Slip Base Adaptor, for upto 13.0m Poles, 500 PCD c/w 3 x M36x130mm Bolts, 6 x M36 Washers, 3 x M36 Nuts & Shear Washer, EQTS 05-02-01, Dwg 05-02-04(scm) | INGAL | INGAL EPS | GEX16826 | Active | 1
2402972 | BASE,POLE ASSEMBLY | Slip Base Adaptor, for upto 13.0m Poles, 500 PCD c/w 3 x M36x130mm Bolts, 6 x M36 Washers, 3 x M36 Nuts & Shear Washer, EQTS 05-02-01, Dwg 05-02-04(scm) | GMPOLES | GM POLES PTY LTD | SBA 500 | Active | 2
2402972 | BASE,POLE ASSEMBLY | Slip Base Adaptor, for upto 13.0m Poles, 500 PCD c/w 3 x M36x130mm Bolts, 6 x M36 Washers, 3 x M36 Nuts & Shear Washer, EQTS 05-02-01, Dwg 05-02-04(scm) | IUPOLE | INTERNATIONAL UTILITY POLES PTY LTD | EX-16826 | Active | 2
2429983 | CABLE,POWER,ELECTRICAL | U/Ground, 6.35/11kV, Triplex, 240mm2 Cu, TR-XLPE Insulated/40/1.7mm Cu Wire Screen/HDPE Sheath/PVC WBT/Insect Protected/Nylon Jacket, ETS 04-01-06 | MIDLAND | MIDLAND METALS OVERSEAS PTE LTD | MMO3X1X240CUTRXCWSWBTPVCNYHDPE | Phasing | 1
2465474 | TERMINAL,LUG | Ring Terminal, M5 Stud, Double Grip (P100) | HAYMANS | HAYMANS ELECTRICAL | CAB RT2-5DG | Active | 1
2465474 | TERMINAL,LUG | Ring Terminal, M5 Stud, Double Grip (P100) | CABAC | CABAC (MANUFACTURER) | CAB RT2-5DG | Active | 5
2466613 | TERMINAL,LUG | Mechanical Shear Bolt, Brass, 10-35mm2, 1 x M12 Hole, suit Earth Screens of 35 & 50mm2 Cable (scm) | TECONN | TE CONNECTIVITY LTD | BET35-12S BAH-024020091 | Active | 5
2466621 | TERMINAL,LUG | Mechanical Shear Bolt, Brass, 50-120mm2, 1 x M12 Hole, suit Earth Screens of 185 to 630mm2 Cable (scm) | TECONN | TE CONNECTIVITY LTD | BET120-12 BAH-024020018 | Active | 5
2470326 | TERMINAL,LUG | Bi-Metal Mech Shear bolt (mid-bolt removable) straight conn; Tin plated connector;Inside 13mm, 20.5 dia, for 95-240mm2 XLPE Conductor; Suitable for | TECONN | TE CONNECTIVITY LTD | BAH-022100037 | Active | 5
2471696 | TERMINAL,LUG | Ring Terminal, 1-1.5mm Wire, 90Deg Bend, Red, for Protection Relay, Pack of 1000 | CABAC | CABAC (MANUFACTURER) | RNYDS104090D-RED | Active | 1
2472074 | TERMINAL,LUG | Male Tab 0.5-1.6mm, Red, Fully Insulated 6.4 x 0.8mm Double Grip | CABAC | CABAC (MANUFACTURER) | FIMT1.25-6.4DG | Active | 5
2474294 | TERMINAL,LUG | AS5, Al, 4 Hole, 50mm Centre, 30 Deg Left Edge Bent Offset, Oxygen 19/4.75 AAAC | PLP | PREFORMED LINE PRODUCTS (AUST) | CTAW-238-FD516-0030L | Active | 5
2500510 | BIN,WASTE | Wheelie Bin 140L Yellow, Asbestos Storage Bin for H Class Vaccum incl 2 x Asbestos Labels | ALLENS | ALLENS INDUSTRIAL PRODUCTS | WB140YEL | Active | 1
104490 | TERMINAL,LUG | Compression, Cu, M12 Bolt Hole, Hex Die A/F 12.7mm, 37/.064, Special Imperial, Utilux H1432 or Cabac CAl80-12 only suitable item (P50) (scm) | TYCOELEC | TYCO ELECTRONICS | H1432/50 | Active | 1
104495 | TERMINAL,LUG | 11/22kV Cable Pole Termination Surge Arrester Connection, suit M16 Cable Connection, Dwg # 875265 (MOQ50) (scm) | TYCOELEC | TYCO ELECTRONICS | SACT-M16 | Active | 1
105043 | TERMINAL,LUG | Compression, Cu, 400mm2, M12 Bolt Hole, Hex Die A/F 28.1mm, Solder Sealed, Utilux 40T Tool (scm) | CABAC | CABAC (MANUFACTURER) | CAL400LB-12 | Active | 5
158009 | TERMINAL,LUG | Compression, Cu, 10mm2, M6 Bolt Hole, Hex Die A/F 5.7mm, 7/1.35 (P100) | TYCOELEC | TYCO ELECTRONICS | H1406L/50 | Active | 1
158012 | TERMINAL,LUG | Compression, Cu, 10mm2, M10 Bolt Hole, Hex Die A/F 5.7mm (P50) (scm) | TYCOELEC | TYCO ELECTRONICS | H1406B/50 | Active | 1
158017 | TERMINAL,LUG | Compression, Cu, 16mm2, M6 Bolt Hole, Hex Die A/F 6.3mm (P50) (scm) | LEGEND | LEGEND POWER SYSTEMS | CAL16-6 | Active | 2
158017 | TERMINAL,LUG | Compression, Cu, 16mm2, M6 Bolt Hole, Hex Die A/F 6.3mm (P50) (scm) | TECONN | TE CONNECTIVITY LTD | CG16M6/50 | Active | 2
158017 | TERMINAL,LUG | Compression, Cu, 16mm2, M6 Bolt Hole, Hex Die A/F 6.3mm (P50) (scm) | TYCOELEC | TYCO ELECTRONICS | H1407/50 | Active | 1
158017 | TERMINAL,LUG | Compression, Cu, 16mm2, M6 Bolt Hole, Hex Die A/F 6.3mm (P50) (scm) | LEGENDCS | LEGEND CORPORATE SERVICES (MANUFACTURE) | CAL166 | Active | 2
158023 | TERMINAL,LUG | Compression, Cu, 16mm2, M12 Bolt Hole, Hex Die A/F 6.3mm (P50) (scm) | PLP | PREFORMED LINE PRODUCTS (AUST) | EPTCU-16-6.3AF-M12 | Active | 1
158023 | TERMINAL,LUG | Compression, Cu, 16mm2, M12 Bolt Hole, Hex Die A/F 6.3mm (P50) (scm) | TYCOELEC | TYCO ELECTRONICS | CG16M12/50 | Active | 2
158041 | TERMINAL,LUG | Compression, Cu, 70mm2, M10 Bolt Hole, Hex Die A/F 11.5mm, Pack of 25 | TYCOELEC | TYCO ELECTRONICS | CG70M10/25 | Active | 2
158041 | TERMINAL,LUG | Compression, Cu, 70mm2, M10 Bolt Hole, Hex Die A/F 11.5mm, Pack of 25 | CABAC | CABAC (MANUFACTURER) | CAL70-10 | Active | 1
158041 | TERMINAL,LUG | Compression, Cu, 70mm2, M10 Bolt Hole, Hex Die A/F 11.5mm, Pack of 25 | TYCOELEC | TYCO ELECTRONICS | H1422/25 | Active | 2
158092 | TERMINAL,LUG | Compression, Cu, 25mm2, M10 Bolt Hole, Hex Die A/F 7.7mm (P50) (scm) | TECONN | TE CONNECTIVITY LTD | CG25M10/50 | Active | 1
158092 | TERMINAL,LUG | Compression, Cu, 25mm2, M10 Bolt Hole, Hex Die A/F 7.7mm (P50) (scm) | TYCOELEC | TYCO ELECTRONICS | H1416/50 | Active | 2
2405175 | TERMINAL,LUG | Compression, Cu, 95mm2, M10 Bolt Hole, Hex Die A/F 14.2mm (P25) | CABAC | CABAC (MANUFACTURER) | CAL95-10 | Active | 1
2425429 | TERMINAL,LUG | Compression, Al, Undrilled No.5 Palm, Straight Offset Barrel, suit Neon 19/3.75 AAAC (set of 3) AS2395 | MMELEC | MM ELECTRICAL MERCHANDISING | LA1875SO5U | Active | 1
2425445 | TERMINAL,LUG | Compression, Al, Undrilled No.5 Palm, Straight Offset Barrel, suit Pluto 19/3.75 AAC (set of 3) AS2395 | MMELEC | MM ELECTRICAL MERCHANDISING | LA1875SO5U | Active | 1
2427342 | TERMINAL,LUG | Stalk Compression, Cu, 127mm2, 15.7mm Stalk, Hex Die A/F 17.3mm (scm) | TYCOELEC | TYCO ELECTRONICS | CS1-127-15.7 | Active | 2
2427342 | TERMINAL,LUG | Stalk Compression, Cu, 127mm2, 15.7mm Stalk, Hex Die A/F 17.3mm (scm) | CABAC | CABAC (MANUFACTURER) | CS127LS-15.7T | Active | 1
2432458 | TERMINAL,LUG | Compression, Al, 100mm2, 4 x M14 Holes, 50mm Centre, Hex Die 40.0A/F, Straight, Offset, Taurus/Oxygen 19/4.75, AS2395 | MMELEC | MM ELECTRICAL MERCHANDISING | LA2375SO5U | Active | 2
2432458 | TERMINAL,LUG | Compression, Al, 100mm2, 4 x M14 Holes, 50mm Centre, Hex Die 40.0A/F, Straight, Offset, Taurus/Oxygen 19/4.75, AS2395 | PLP | PREFORMED LINE PRODUCTS (AUST) | CTAW-238-FD516-0000 | Active | 1
2432466 | TERMINAL,LUG | Compression, Al, 100mm2, Undrilled, Hex Die 40.0A/F, Straight Offset, Taurus/Oxygen 19/4.75, AS2395 | PLP | PREFORMED LINE PRODUCTS (AUST) | CTAW-238-FB516-0000 | Active | 5
2500999 | PARTS KIT,TERMINAL JUNCTION | Terminal Box, Slip Base Pole Kit for Al & Cu Cable, 3Ph c/w 20A (10x38mm) Fuse & Holder, 4 Tinned Terminal Blocks, w/Slip Base Connector Kit, SBM Pole | MMELEC | MM ELECTRICAL MERCHANDISING | I3S-4C25AL-SBM3 | Active | 1
2500999 | PARTS KIT,TERMINAL JUNCTION | Terminal Box, Slip Base Pole Kit for Al & Cu Cable, 3Ph c/w 20A (10x38mm) Fuse & Holder, 4 Tinned Terminal Blocks, w/Slip Base Connector Kit, SBM Pole | VELNAH | VELNAH PTY LTD | JEDLL433511612 | Active | 1
2401415 | CABLE,POWER,ELECTRICAL | U/Ground, 0.6/1kV, 1C, 6mm2 Cu, Neutral Screen/PVC Insulated/Cu Wire Screen/PVC Sheath Black | OLEX | OLEX AUSTRALIA PTY LTD | BAGP11SB001CXAA | Active | 1
2484400 | CABLE,POWER,ELECTRICAL | U/Ground, 76/132kV, 1C, 400mm2 Stranded Compacted Circ WB Cu, XLPE/WBT/ CorrCu Sheath(40kA/0.5Sec)/MDPE, Graphite Coating | KEI | KEI INDUSTRIES LIMITED | EHV-ECB036 - ITEM27 | Active | 1
2457059 | CABLE,POWER,ELECTRICAL | U/Ground, 76/132kV, 1C, 1200mm2 Milliken Stranded Compacted WB Al/XLPE/WBT/CWS/ WBT/Al PE/MDPE c/w Graphite Coating, 600m Drum | OLEX | OLEX AUSTRALIA PTY LTD | 5699.326992.99.4245 | Active | 1
43 | TRANSFORMER,POWER | Groundmount, 132-110/66-33/11kV, 69MVA, 3 Ph, HV Bsh, 180 LV Air, Mineral Oil, ODAF, YNyn0d1 c/w Vacuum OLTC 17 Tap Posn, Free Standing Radiator, YOM 2008 | WILSON | WILSON TRANSFORMER CO. PTY LTD | P0710A | Active | 5
2462554 | FIXTURE,LIGHTING | 100W LED, Normal Luminiare, 42mm Spigot c/w Integral Control Gear, NEMA 7 PE Socket, Major Road (scm) | GERARD | GERARD LIGHTING GROUP | PL99BD06L100 | Phasing | 5
2432482 | TERMINAL,LUG | Compression Jumper, Al, Undrilled, Hex Die A/F 40.0mm, 45 Deg, Flat Bent, Offset, suit Oxygen Conductor, AS2395 | PLP | PREFORMED LINE PRODUCTS (AUST) | CTAW-238-FB516-4500 | Active | 5
2432490 | TERMINAL,LUG | Compression Jumper, Al, 4 x 14mm Hole, Hex Die A/F 40.0mm, 30 Deg, Edge Bent, Centred, 50mm Centres, suit Oxygen Conductor, AS2395 | PLP | PREFORMED LINE PRODUCTS (AUST) | CTAW-238-CD516-0030 | Active | 1
2432490 | TERMINAL,LUG | Compression Jumper, Al, 4 x 14mm Hole, Hex Die A/F 40.0mm, 30 Deg, Edge Bent, Centred, 50mm Centres, suit Oxygen Conductor, AS2395 | MMELEC | MM ELECTRICAL MERCHANDISING | LA2375E35 | Active | 2
2432508 | TERMINAL,LUG | Compression Jumper, Al, Undrilled, Hex Die A/F 40.0mm, 30 Deg, Edge Bent, Offset, suit Oxygen Conductor, AS2395 | PLP | PREFORMED LINE PRODUCTS (AUST) | CTAW-238-FB516-0030 | Active | 5
2432524 | TERMINAL,LUG | Compression Jumper, Al, Undrilled No.5, Hex Die A/F 28.5mm, Straight Offset, suit Neon/Pluto Conductor, AS2395 | MMELEC | MM ELECTRICAL MERCHANDISING | LA1875SO5U | Active | 2
2432524 | TERMINAL,LUG | Compression Jumper, Al, Undrilled No.5, Hex Die A/F 28.5mm, Straight Offset, suit Neon/Pluto Conductor, AS2395 | PLP | PREFORMED LINE PRODUCTS (AUST) | CTAW-188-FB516-0000 | Active | 1
2432565 | TERMINAL,LUG | Compression Jumper, Al, Undrilled, Hex Die A/F 28.5mm, 30 Deg, Edge Bent, Central palm, suit Pluto Conductor, AS2395 | PLP | PREFORMED LINE PRODUCTS (AUST) | CTAW-188-CB516-0030 | Active | 5
2437879 | TERMINAL,LUG | Tinned Cu, 150mm2, 2 x M13 Bolt Holes, 50mm Centres, Long Barrel, Long Palm, Dwg EESS-10031-04 | CABAC | CABAC (MANUFACTURER) | CAL150LPB1250 | Active | 5
2437887 | TERMINAL,LUG | Tinned Cu, 185mm2, 2 x M13 Bolt Holes, 50mm Centres, Long Barrel, Long Palm, Dwg EESS-10031-04 | CABAC | CABAC (MANUFACTURER) | CAL185LPB1250 | Active | 5
2437895 | TERMINAL,LUG | Tinned Cu, 240mm2, 2 x M13 Bolt Holes, 50mm Centres, Long Barrel, Long Palm, Dwg EESS-10031-04 | CABAC | CABAC (MANUFACTURER) | CAL240LPB1250 | Active | 5
2437903 | TERMINAL,LUG | Tinned Cu, 120mm2, 1 x M13 Bolt Hole, Long Barrel, Dwg EESS-10031-04 | CABAC | CABAC (MANUFACTURER) | CAL120LB-12 | Active | 5
2437911 | TERMINAL,LUG | Tinned Cu, 150mm2, 1 x M13 Bolt Hole, Long Barrel, Dwg EESS-10031-04 | CABAC | CABAC (MANUFACTURER) | CAL150LB-12 | Active | 5
2438950 | TERMINAL,LUG | Compression Jumper, Al, 2 x 14mm Holes, Hex Dia A/F 18.8mm, Straight Offset, 50mm Centres, suit Neon Conductor, AS2395 | PLP | PREFORMED LINE PRODUCTS (AUST) | CTA-188-11211 | Active | 5
2438968 | TERMINAL,LUG | Compression Jumper, Al, Undrilled No.4, Hex Dia A/F 28.5mm, Straight Offset, suit Neon/Pluto Conductor, AS2395 | MMELEC | MM ELECTRICAL MERCHANDISING | CLA1875SO4U | Active | 2
2438968 | TERMINAL,LUG | Compression Jumper, Al, Undrilled No.4, Hex Dia A/F 28.5mm, Straight Offset, suit Neon/Pluto Conductor, AS2395 | PLP | PREFORMED LINE PRODUCTS (AUST) | CTA-188-11210 | Active | 1
104384 | DIE,COMPRESSION | Hex, 12T, 20.0mm A/F Cu | TECONN | TE CONNECTIVITY LTD | 38-200CU/1 | Active | 1
104384 | DIE,COMPRESSION | Hex, 12T, 20.0mm A/F Cu | TEN | THE ENERGY NETWORK (AUST) PTY LTD | K12-C185 | Active | 2
104436 | DIE,COMPRESSION | Crimp for 4 Core 120mm Sector Cable | CABLEACC | CABLE ACCESSORIES (AUST) | HT130A14NEST | Active | 1
104619 | DIE,COMPRESSION | Hex Crimp, 12.7mm A/F, Suit Cu Screen for Triplex Cable | TEN | THE ENERGY NETWORK (AUST) PTY LTD | K12-12.7-CS | Active | 1
104619 | DIE,COMPRESSION | Hex Crimp, 12.7mm A/F, Suit Cu Screen for Triplex Cable | TEN | THE ENERGY NETWORK (AUST) PTY LTD | K12-CS12.7 | Active | 2
104622 | DIE,COMPRESSION | Hex Crimp, 7.5mm A/F, Suit Cu Screen for Triplex Cable | TEN | THE ENERGY NETWORK (AUST) PTY LTD | K12-07.5-CS | Active | 1
104622 | DIE,COMPRESSION | Hex Crimp, 7.5mm A/F, Suit Cu Screen for Triplex Cable | TEN | THE ENERGY NETWORK (AUST) PTY LTD | K12-CS7.5 | Active | 2
105445 | DIE,COMPRESSION | Hex Crimp, 12T, Engraved 17.3mm A/F Al | TECONN | TE CONNECTIVITY LTD | 38-173AL/1 | Active | 1
105445 | DIE,COMPRESSION | Hex Crimp, 12T, Engraved 17.3mm A/F Al | TEN | THE ENERGY NETWORK (AUST) PTY LTD | K12-A95-120 | Active | 2
105446 | DIE,COMPRESSION | Hex Crimp, 12T, Engraved 18.0mm A/F Al | TECONN | TE CONNECTIVITY LTD | 38-180AL/1 | Active | 1
105446 | DIE,COMPRESSION | Hex Crimp, 12T, Engraved 18.0mm A/F Al | TEN | THE ENERGY NETWORK (AUST) PTY LTD | K12-A7-3.00-3.75 | Active | 2
105448 | DIE,COMPRESSION | Hex Crimp, 12T, Engraved 26.2mm A/F Al | TEN | THE ENERGY NETWORK (AUST) PTY LTD | K12-26.2-AL | Active | 1
105448 | DIE,COMPRESSION | Hex Crimp, 12T, Engraved 26.2mm A/F Al | TEN | THE ENERGY NETWORK (AUST) PTY LTD | K12-A19-3.75 | Active | 2
105450 | DIE,COMPRESSION | Hex Crimp, 12T, Engraved 14.0mm A/F ABC | TEN | THE ENERGY NETWORK (AUST) PTY LTD | K12-14.0-ABC | Active | 1
105450 | DIE,COMPRESSION | Hex Crimp, 12T, Engraved 14.0mm A/F ABC | TEN | THE ENERGY NETWORK (AUST) PTY LTD | K12-ABC25 | Active | 2
105451 | DIE,COMPRESSION | Hex Crimp, 12T, Engraved 17.3mm A/F ABC | TEN | THE ENERGY NETWORK (AUST) PTY LTD | K12-17.3-ABC | Active | 1
105451 | DIE,COMPRESSION | Hex Crimp, 12T, Engraved 17.3mm A/F ABC | TEN | THE ENERGY NETWORK (AUST) PTY LTD | K12-ABC35-70 | Active | 2
105452 | DIE,COMPRESSION | Hex Crimp, 12T, Engraved 21.5mm A/F ABC | TECONN | TE CONNECTIVITY LTD | 38-215AL9/1 | Active | 1
105452 | DIE,COMPRESSION | Hex Crimp, 12T, Engraved 21.5mm A/F ABC | TEN | THE ENERGY NETWORK (AUST) PTY LTD | K12-ABC95-120 | Active | 2
2402775 | DIE,COMPRESSION | Hex, 12T, 6.3mm A/F Cu | TECONN | TE CONNECTIVITY LTD | 38-63CU/1 | Active | 1
2402775 | DIE,COMPRESSION | Hex, 12T, 6.3mm A/F Cu | TEN | THE ENERGY NETWORK (AUST) PTY LTD | K12-C16 | Active | 2
2402776 | DIE,COMPRESSION | Hex, 12T, 7.7mm A/F Cu | TECONN | TE CONNECTIVITY LTD | 38-77CU/1 | Active | 1
2402776 | DIE,COMPRESSION | Hex, 12T, 7.7mm A/F Cu | TEN | THE ENERGY NETWORK (AUST) PTY LTD | K12-C25 | Active | 2
2402777 | DIE,COMPRESSION | Hex, 12T, 9.2mm A/F Cu | TECONN | TE CONNECTIVITY LTD | 38-92CU/1 | Active | 1
2402777 | DIE,COMPRESSION | Hex, 12T, 9.2mm A/F Cu | TEN | THE ENERGY NETWORK (AUST) PTY LTD | K12-C35 | Active | 2
2402778 | DIE,COMPRESSION | Hex, 12T, 10.4mm A/F Cu | TECONN | TE CONNECTIVITY LTD | 38-104CU/1 | Active | 1
2402778 | DIE,COMPRESSION | Hex, 12T, 10.4mm A/F Cu | TEN | THE ENERGY NETWORK (AUST) PTY LTD | K12-C50 | Active | 2
2402781 | DIE,COMPRESSION | Hex, 12T, 14.2mm A/F Cu | TEN | THE ENERGY NETWORK (AUST) PTY LTD | K12-14.2-CU | Active | 2
2402781 | DIE,COMPRESSION | Hex, 12T, 14.2mm A/F Cu | TECONN | TE CONNECTIVITY LTD | 38-142CU/1 | Active | 1
2402781 | DIE,COMPRESSION | Hex, 12T, 14.2mm A/F Cu | TEN | THE ENERGY NETWORK (AUST) PTY LTD | K12-C95 | Active | 2
2402782 | DIE,COMPRESSION | Hex, 12T, 16.5mm A/F Cu | TEN | THE ENERGY NETWORK (AUST) PTY LTD | K12-16.5-CU | Active | 1
2402782 | DIE,COMPRESSION | Hex, 12T, 16.5mm A/F Cu | TEN | THE ENERGY NETWORK (AUST) PTY LTD | K12-C120 | Active | 2
2402783 | DIE,COMPRESSION | Hex, 12T, 18.3mm A/F Cu | TECONN | TE CONNECTIVITY LTD | 38-183CU/1 | Active | 1
2402783 | DIE,COMPRESSION | Hex, 12T, 18.3mm A/F Cu | TEN | THE ENERGY NETWORK (AUST) PTY LTD | K12-C150 | Active | 2
2402784 | DIE,COMPRESSION | Hex, 12T, 19.3mm A/F Cu | TEN | THE ENERGY NETWORK (AUST) PTY LTD | K12-19.3-CU | Active | 1
2402784 | DIE,COMPRESSION | Hex, 12T, 19.3mm A/F Cu | TEN | THE ENERGY NETWORK (AUST) PTY LTD | K12-C19-2.57 | Active | 2
2402785 | DIE,COMPRESSION | Hex, 12T, 23.1mm A/F Cu | TECONN | TE CONNECTIVITY LTD | 38-231CU/1 | Active | 1
2402785 | DIE,COMPRESSION | Hex, 12T, 23.1mm A/F Cu | TEN | THE ENERGY NETWORK (AUST) PTY LTD | K12-C240 | Active | 2
2403604 | DIE,COMPRESSION | Crimping Tool, suit 35-70mm2 Cu Cables & C Type Connector used with Standard 12T Crimping Tool | LEGEND | LEGEND POWER SYSTEMS | HT130-C0 | Active | 1
2403604 | DIE,COMPRESSION | Crimping Tool, suit 35-70mm2 Cu Cables & C Type Connector used with Standard 12T Crimping Tool | SPECFORC | SPECIALISED FORCE PTY LTD | 12T-UO | Active | 2
154658 | JOINT,ELECTRICAL POWER CABLE | Jointing 185mm2 Consac Raychem EPKJ-0549 | GILBERT | GILBERT LODGE AUSTRALIA PTY LTD | EPKJ0549 | Active | 1
2400960 | JOINT,ELECTRICAL POWER CABLE | LV, Chamber Cable Terminal Joint Through Epoxy Filled 2 Conductor 4mm2 N.S | INTERENG | INTERTECH ENGINEERING PTY LTD | 92-NBA-0 | Active | 5
2405141 | JOINT,ELECTRICAL POWER CABLE | LV, 120mm2, 4 Core, Sectored Stranded Mains Cable | GILBERT | GILBERT LODGE AUSTRALIA PTY LTD | RAYCJK120-MK3MEB | Active | 1
2501096 | JUMPER BAR,TERMINAL BLOCK | Type FBI 2-8, Fixed Bridge, 8mm Pitch, 2 Pole, Screw Mounting, Terminal Bridging Bar, suit Terminal Block UK6N | PHOENIX | PHOENIX CONTACT PTY LTD | 200020 | Active | 5
2501096 | JUMPER BAR,TERMINAL BLOCK | Type FBI 2-8, Fixed Bridge, 8mm Pitch, 2 Pole, Screw Mounting, Terminal Bridging Bar, suit Terminal Block UK6N | HAYMANS | HAYMANS ELECTRICAL | PHO0200020 | Active | 1
1541785 | CABLE,POWER,ELECTRICAL | SDI, 450/750V, 2C+E, 2.5mm2 (7/0.67) Cu/ PVC, Sheath, White, Flat, JTS 03-01-08 | MIDLAND | MIDLAND METALS OVERSEAS PTE LTD | MMO-2+EX2.5 CU PVC PVC FLAT | Active | 1
1541785 | CABLE,POWER,ELECTRICAL | SDI, 450/750V, 2C+E, 2.5mm2 (7/0.67) Cu/ PVC, Sheath, White, Flat, JTS 03-01-08 | OLEX | OLEX AUSTRALIA PTY LTD | CNCP07A1002WVAA | Active | 2
2401169 | CABLE,POWER,ELECTRICAL | Aerial, 0.6/1kV, 4 x 50mm2 Al ABC, XLPE Insulated (LVABC), 500m Steel Drum, JTS 03-03-02 | MIDLAND | MIDLAND METALS OVERSEAS PTE LTD | MMO-LVABC 4X50 AL X | Active | 1
2401169 | CABLE,POWER,ELECTRICAL | Aerial, 0.6/1kV, 4 x 50mm2 Al ABC, XLPE Insulated (LVABC), 500m Steel Drum, JTS 03-03-02 | OLEX | OLEX AUSTRALIA PTY LTD | XDAB19AA004AAAA | Active | 2
2401190 | CABLE,POWER,ELECTRICAL | 0.6/1kV, 1C x 50mm2 (19/1.78) Annealed Cu/XLPE (X-90UV) Insulated, Black, Metre Marked, 250m Wood Drum, JTS 03-01-08 | MIDLAND | MIDLAND METALS OVERSEAS PTE LTD | MMO-1X50 CU X BLK | Active | 1
2401190 | CABLE,POWER,ELECTRICAL | 0.6/1kV, 1C x 50mm2 (19/1.78) Annealed Cu/XLPE (X-90UV) Insulated, Black, Metre Marked, 250m Wood Drum, JTS 03-01-08 | OLEX | OLEX AUSTRALIA PTY LTD | XDCC19SB001AACX | Active | 2
2401191 | CABLE,POWER,ELECTRICAL | 0.6/1kV, 1C, 6mm2 Cu, PVC Insulated Red/ PVC Sheath, Black (7/1.04) (500m Drum) | OLEX | OLEX AUSTRALIA PTY LTD | AABP11A5001CXRD | Phasing | 1
3000 | TRANSFORMER,POWER | 132/66/11kV, 100/100/33.5MVA, YNa0d1, 15/35/20%, A/A/C, 21T -20/+5%, 110V, OCM Conservator, LDC-66, CT-N-3-2M,CT-N-1-2N CT-N-1-8N, ETS 2006/0132/T(01-2) | WILSON | WILSON TRANSFORMER CO. PTY LTD | P1123 | Active | 1
3005 | TRANSFORMER,POWER | 66/11kV, 32MVA, Dyn1, 20%, A/C, 21T -20/+5%, 110V, Conservator, CT-11-1-L2, CT-N-1-14N, ETS 2006/0132/T(30B-2) | WILSON | WILSON TRANSFORMER CO. PTY LTD | P1110 | Active | 1
3010 | TRANSFORMER,POWER | 66/11kV, 6.3MVA, Dyn1, 10%, A/C, 21T -20/+5%, 48V, Conservator, CT-66-3-9, LDC-11, CT-N-1-5N, Aux PIT's, ETS 2006/0132/T(33-4) | WILSON | WILSON TRANSFORMER CO. PTY LTD | P1120 | Active | 1
3011 | TRANSFORMER,POWER | 33/11kV, 32MVA, Dyn11, 20%, P/C, 21T -20/+5%, 110V, Conservator, LDC-11, CT-N-1-3N, ETS 2006/0132/T(35-1) | WILSON | WILSON TRANSFORMER CO. PTY LTD | P1122 | Active | 1
3012 | TRANSFORMER,POWER | 33/11kV, 20MVA, Dyn1, 15%, P/C, 21T -20/+5%, 110V, Conservator, LDC-11, CT-N-1-3N, Aux PIT's, ETS 2006/0132/T(36-1) | WILSON | WILSON TRANSFORMER CO. PTY LTD | P1116 | Active | 1
2438190 | FIXTURE,LIGHTING | 2 x 24W, T5 Linear Fluorescent Luminaire c/w Integral Control Gear, PE Cell, Lamp & Power Factor Correction, Minor Roads, EQTS 05-01-01 (scm) | GERARD | GERARD LIGHTING GROUP | GS224BD01L | Phasing | 1
1150251 | FIXTURE,LIGHTING | 150W HP Sodium Luminaire, 42mm Spigot c/w Integral Control Gear, PE Cell, Lamp & Power Factor Correction, Major Roads, EQTS 05-01-01 (scm) | GERARD | GERARD LIGHTING GROUP | PR42BD01L | Phasing | 1
2438976 | TERMINAL,LUG | Compression Jumper, Al, 2 x 14mm Holes, Hex Dia A/F 23.8mm, Straight Offset, 50mm Centres, suit Oxygen Conductor, AS2395 | MMELEC | MM ELECTRICAL MERCHANDISING | CLA2375S04 | Active | 2
2438976 | TERMINAL,LUG | Compression Jumper, Al, 2 x 14mm Holes, Hex Dia A/F 23.8mm, Straight Offset, 50mm Centres, suit Oxygen Conductor, AS2395 | PLP | PREFORMED LINE PRODUCTS (AUST) | CTA-238-11211 | Active | 1
2438984 | TERMINAL,LUG | Compression Jumper, Al, Undrilled, 40mm Palm, Hex Dia A/F 23.8mm, Straight Offset, suit Oxygen Conductor, AS2395 | PLP | PREFORMED LINE PRODUCTS (AUST) | CTA-238-11210 | Active | 5
2439008 | TERMINAL,LUG | Compression Jumper, Al, Undrilled, Hex Dia A/F 33.8mm, Straight Offset, suit Sulphur Conductor, AS2395 | PLP | PREFORMED LINE PRODUCTS (AUST) | CTA-338-11210 | Active | 5
2439925 | TERMINAL,LUG | Al, 4 Hole, Straight Offset, 60mm Centre 29.3 Dia, 027-697-RD/C, suit Sulphur 61/3.75 AAAC | PLP | PREFORMED LINE PRODUCTS (AUST) | CTAW-338-FD620-0000 | Active | 5
2439933 | TERMINAL,LUG | Al, 4 Hole, Straight Offset, 60mm Centre 23.8 Dia, 027-697-RD/H, suit Oxygen 19/4.75 AAAC | PLP | PREFORMED LINE PRODUCTS (AUST) | CTAW-238-FD620-0000 | Active | 5
2438182 | FIXTURE,LIGHTING | 32W Compact Fluorescent Aerosceen Luminaire, 34mm Spigot c/w Integral Control Gear, PE Cell, Lamp & Power Factor Correction, Minor Roads, | GERARD | GERARD LIGHTING GROUP | JA98BD09L | Phasing | 1
2438224 | FIXTURE,LIGHTING | 32W Nostalgia Compact Fluorescent Type 2 Luminaire, Blue/Grey c/w Integral Control Gear, PE Cell, Lamp & Power Factor Correction, Minor Roads, | GERARD | GERARD LIGHTING GROUP | LQ98BD23L | Phasing | 1
2403257 | FIXTURE,LIGHTING | 70W HP Sodium Luminaire, 34mm Spigot c/w Integral Control Gear, PE Cell, Lamp & Power Factor Correction, Minor Roads, EQTS 05-01-01 (scm) | GERARD | GERARD LIGHTING GROUP | JS41BD01L | Phasing | 1
2403262 | FIXTURE,LIGHTING | 100W HP Sodium Luminaire, 42mm Spigot c/w Integral Control Gear, PE Cell, Lamp & Power Factor Correction, Major Roads, EQTS 05-01-01 (scm) | GERARD | GERARD LIGHTING GROUP | PR47BD01L | Phasing | 1
2401423 | CABLE,POWER,ELECTRICAL | 0.6/1kV, 1C, 25mm2 Cu, PVC Insulated V75, Black (19/1.35) Metre Marked (100m Drum) (MOQ 100m) | OLEX | OLEX AUSTRALIA PTY LTD | BAAC17AA001AABK | Active | 1
2469724 | FIXTURE,LIGHTING | 24W StreetLED MkIII (L24A) 4K Aeroscreen c/w NEMA PE Cell, Minor Road, EQTS 05-01-02 (scm) | GERARD | GERARD LIGHTING GROUP | JLC99BD11L24 | Phasing | 1
2467090 | FIXTURE,LIGHTING | 170W RoadFlair BRP393 (L170A) 4K, Major Road, EQTS 05-01-02 (scm) | PHILIPS | PHILIPS AUSTRALIA PTY LTD | BRP393LED204/NW170WDWVPSDP7ANZ | Phasing | 1
2462570 | FIXTURE,LIGHTING | 155W LED, Aeroscreen Luminiare, 42mm Spigot c/w Integral Control Gear, NEMA 7 PE Socket, Major Road (scm) | GERARD | GERARD LIGHTING GROUP | PL99BD161L155 | Phasing | 5
2401193 | CABLE,POWER,ELECTRICAL | Control, 0.6/1kV, 4C, 4mm2 Cu, PVC Insulated/PVC Sheath (7/0.85) | OLEX | OLEX AUSTRALIA PTY LTD | GAHP09AA004CXWW | Active | 1
2401196 | CABLE,POWER,ELECTRICAL | Control, 0.6/1kV, 2C, 10mm2 Cu, PVC Insulated/PVC Sheath (7/1.35) (MOQ 1000m) | OLEX | OLEX AUSTRALIA PTY LTD | DNHP13AA002OMAA | Active | 1
2401198 | CABLE,POWER,ELECTRICAL | 0.6/1kV, 1C, 240mm2 Cu/XLPE (X-90UV) Insul, Black, Metre Marked, 250m Wood Drum, JTS 03-01-08 (scm) | MIDLAND | MIDLAND METALS OVERSEAS PTE LTD | MMO-1X240 CU X BLK | Active | 1
2401198 | CABLE,POWER,ELECTRICAL | 0.6/1kV, 1C, 240mm2 Cu/XLPE (X-90UV) Insul, Black, Metre Marked, 250m Wood Drum, JTS 03-01-08 (scm) | OLEX | OLEX AUSTRALIA PTY LTD | XDCP26SB001AACX | Active | 2
2401205 | CABLE,POWER,ELECTRICAL | Bldg Wire SDI, 0.6/1kV, 2C+Earth, 16mm2 Cu, PVC Sheath, White (7/1.70) Flat (MOQ 500m) | OLEX | OLEX AUSTRALIA PTY LTD | CNCP15AA002WVAA | Active | 1
2401207 | CABLE,POWER,ELECTRICAL | Control, 0.6/1kV, 3C, 1.5mm2 Cu, PVC Insulated/PVC Sheath (7/0.50) Cores Numbered (MOQ 1000m) | OLEX | OLEX AUSTRALIA PTY LTD | FAHP05AA003CXWW | Active | 1
2473312 | DISCONNECTOR,HIGH VOLTAGE | Outdoor Unit, 145kV, 1600A, 40kA/1Sec, Manual Operation, S10015453-01 | INSULECT | INSULECT AUSTRALIA PTY LTD | DSC12711 | Active | 1
2473361 | SUPPORT,ELEC EQUIP | High Support Structure, Steel, for 145kV Outdoor Disconnector, S10015453-01 | INSULECT | INSULECT AUSTRALIA PTY LTD | DSC08844-05 | Active | 1
3073 | TRANSFORMER,POWER | 66/11kV, 10MVA, Dyn1/Dyn11, 10%, A/A, 21T -20/+5%, 110V, Conservator, CT-66-3-7, CT-11-3-12, LDC-11, CT-N-1-12N, ETS 2006/0132/T(32-4) | WILSON | WILSON TRANSFORMER CO. PTY LTD | 1213-01 | Active | 1
3075 | TRANSFORMER,POWER | 66/11kV, 32MVA, Dyn1, 10%, A/C, 21T -20/+5%, 110V, Conservator, CT-11-1-L2, CT-N-1-3N, ETS 2006/0132/T(30A-1) | WILSON | WILSON TRANSFORMER CO. PTY LTD | P1005 | Active | 1
3430 | TRANSFORMER,POWER | 66/11kV, 15/20MVA, Dyn1, 10%, A/C, 21T -20/+5%, 110V, Conservator, CT-11-3-8, CT-N-1-3N, ETS 2006/0132/T(31A-2) | WILSON | WILSON TRANSFORMER CO. PTY LTD | P1226 | Active | 1
3431 | TRANSFORMER,POWER | 66/11kV, 8/10MVA, Dyn1, 10%, A/C, 21T -20/+5%, 110V, Conservator, CT-N-1-5N, ETS 2006/0132/T(32-6) | WILSON | WILSON TRANSFORMER CO. PTY LTD | P1227 | Active | 1
3432 | TRANSFORMER,POWER | 33/11kV, 8/10MVA, Dyn11, 10%, A/A, 21T -20/+5%, 110V, Conservator, CT-11-3-8, CT-N-1-5N, ETS 2006/0132/T(37-4) | WILSON | WILSON TRANSFORMER CO. PTY LTD | P1228 A/A | Active | 1
3433 | TRANSFORMER,POWER | 33/11kV, 8/10MVA, Dyn11, 10%, A/C, 21T -20/+5%, 110V, Conservator, CT-11-3-8, CT-N-1-5N, ETS 2006/0132/T(37-5) | WILSON | WILSON TRANSFORMER CO. PTY LTD | P1228 A/C | Active | 1
3455 | TRANSFORMER,POWER | 66/11kV, 19/26/32MVA, Dyn1, 20%, A/C, 21T -20/+5%, 48V, Conservator, CT-N-1-3N, ETS 2006/0132/T(30B-4) | WILSON | WILSON TRANSFORMER CO. PTY LTD | P0723 | Active | 1
2400915 | INSULATION SLEEVE,ELEC,BRANCHED | Heat Shrink Glove, LV Breakout, suit 4 Core, 10-25mm, XLPE/PLYSW, PVC c/w Sealant (scm) | SICAME | SICAME AUSTRALIA PTY LTD | LVH4B38/14-C | Active | 1
2400915 | INSULATION SLEEVE,ELEC,BRANCHED | Heat Shrink Glove, LV Breakout, suit 4 Core, 10-25mm, XLPE/PLYSW, PVC c/w Sealant (scm) | LEGEND | LEGEND POWER SYSTEMS | KEV420 | Active | 2
2400915 | INSULATION SLEEVE,ELEC,BRANCHED | Heat Shrink Glove, LV Breakout, suit 4 Core, 10-25mm, XLPE/PLYSW, PVC c/w Sealant (scm) | PLP | PREFORMED LINE PRODUCTS (AUST) | CPA-SEH4-028-009 | Active | 2
2400915 | INSULATION SLEEVE,ELEC,BRANCHED | Heat Shrink Glove, LV Breakout, suit 4 Core, 10-25mm, XLPE/PLYSW, PVC c/w Sealant (scm) | GILBERT | GILBERT LODGE AUSTRALIA PTY LTD | RAY502K033 | Active | 2
2402819 | CABLE,POWER,ELECTRICAL | 0.6/1kV, 1C, 2.5mm2 Cu, PVC Insulated Red (50/0.20) Flexible (100m Drum) | OLEX | OLEX AUSTRALIA PTY LTD | BAAR05A1001AARD | Active | 1
2402820 | CABLE,POWER,ELECTRICAL | 0.6/1kV, 1C, 1mm2 Cu, PVC Insulated Red (32/0.20) Flexible (100m Drum) | OLEX | OLEX AUSTRALIA PTY LTD | BAAR03A1001AARD | Active | 1
2402821 | CABLE,POWER,ELECTRICAL | 0.6/1kV, 1C, 185mm2 Cu, XLPE Insulated X90/PVC Sheath Black (37/2.52) (MOQ 100m) | OLEX | OLEX AUSTRALIA PTY LTD | BDBP25AA001CXNA | Active | 1
2403230 | CABLE,POWER,ELECTRICAL | Control, U/G, 0.6/1kV, 2C+Earth, 2.5mm2 Cu, PVC Insulated/PVC Sheath (7/0.67) Metre Marked, Cores Numbered | OLEX | OLEX AUSTRALIA PTY LTD | DNHP07AA002CXWW | Active | 1
2403237 | CABLE,POWER,ELECTRICAL | U/Ground, 6.35/11kV, 3C, 35mm2 Al, PVC Insulated/XLPE Sheath, AS 4026 (MOQ 250m) | OLEX | OLEX AUSTRALIA PTY LTD | XJMA18RP003CXAA | Active | 1
2403238 | CABLE,POWER,ELECTRICAL | U/Ground, 6.35/11kV, 3C, 95mm2 Al, PVC Insulated/XLPE Sheath, AS 4026 (MOQ 500m) | OLEX | OLEX AUSTRALIA PTY LTD | XJHA22AA003CXAA | Active | 1
2403239 | CABLE,POWER,ELECTRICAL | U/Ground, 6.35/11kV, 3C, 240mm2 Al, PVC Insulated/LD Screen/XLPE Sheath, AS 4026 | OLEX | OLEX AUSTRALIA PTY LTD | XJMA26RP003CXAA | Active | 1
1636253 | CABLE,POWER,ELECTRICAL | U/Ground, 6.35/11kV, 3C, 240mm2 Al, XLPE Insulated/HD Screen/HDPE/PVC Sheath Metre Marked | OLEX | OLEX AUSTRALIA PTY LTD | XJNA26RP003CXAA | Active | 1
2400211 | CABLE,POWER,ELECTRICAL | 0.6/1kV, 1C, 25mm2 HD Cu, PVC Insulated, Black (19/1.35) (250m Drum) (MOQ 3000m) | OLEX | OLEX AUSTRALIA PTY LTD | BAAT17AA001AACX | Active | 1
C2400272 | CABLE,POWER,ELECTRICAL | C2L, U/G, 0.6/1kV, 4C x 240mm2 Al/XLPE Insulated/Nylon Jacket/PVC Sheath, Wood Drum, ETS 04-01-04 | MIDLAND | MIDLAND METALS OVERSEAS PTE LTD | MMO-LV 4X240AXNJP | Active | 1
C2400272 | CABLE,POWER,ELECTRICAL | C2L, U/G, 0.6/1kV, 4C x 240mm2 Al/XLPE Insulated/Nylon Jacket/PVC Sheath, Wood Drum, ETS 04-01-04 | OLEX | OLEX AUSTRALIA PTY LTD | XDDG37ME004CXAA | Active | 2
C2400273 | CABLE,POWER,ELECTRICAL | C2L, U/G, 0.6/1kV, 4C, 16mm2 Cu, XLPE Insulated/PVC Sheath/Nylon Jacket/ Sacrifical PVC Sheath, ETS 04-01-04(scm) | OLEX | OLEX AUSTRALIA PTY LTD | LDZP15SB004CXEM | Active | 1
2457752 | FIXTURE,LIGHTING | 30W Modular LED (L30), 4K, Nostalgia Type 2, Blue/Grey c/w NEMA PE Cell, Bracket to Dwg 05-01-02, Minor Road, EQTS 05-01-02 (scm) | GERARD | GERARD LIGHTING GROUP | LC99BD13L30 | Phasing | 1
2461390 | FIXTURE,LIGHTING | 14W StreetLED MkII (L17) 4K c/w NEMA PE Cell, Minor Road, EQTS 05-01-02 (scm) | GERARD | GERARD LIGHTING GROUP | JLB99BD01L17 | Phasing | 1
23779 | EYE WASH | Saline Solution, 1L Bottle, Pack of 5 Replacement Bottles, Single Use Eyewash | SETON | SETON AUSTRALIA PTY LTD | TOB128 | Active | 5
23779 | EYE WASH | Saline Solution, 1L Bottle, Pack of 5 Replacement Bottles, Single Use Eyewash | ATOMSUPP | ATOM SUPPLY GROUP P/L | 90160881 | Active | 1
23413 | EYE WASH | Saline Solution, 1L Bottle, Pack of 2 Replacement Bottles, Single Use Eyewash | SETON | SETON AUSTRALIA PTY LTD | TOB126 | Active | 5
23413 | EYE WASH | Saline Solution, 1L Bottle, Pack of 2 Replacement Bottles, Single Use Eyewash | ATOMSUPP | ATOM SUPPLY GROUP P/L | 60011183 | Active | 1
2501310 | SWITCH,ROTARY | Control Switch, 230V AC, 2A, 2 Pole, 3 Posn Auto-Off-On, 121 x 86mm, IP66, Wall Mounted c/w Plastic Enclosure, suit 20/25mm Conduit Entry | KRSNMR | KRAUS & NAIMER (MANUFACTURER) | CAD12.A211.KS10.AU21 | Active | 5
2501310 | SWITCH,ROTARY | Control Switch, 230V AC, 2A, 2 Pole, 3 Posn Auto-Off-On, 121 x 86mm, IP66, Wall Mounted c/w Plastic Enclosure, suit 20/25mm Conduit Entry | HAYMANS | HAYMANS ELECTRICAL | K&N70123193 | Active | 1
2501328 | CABLE | 120mm Flexible Cable, 1 Core, Single Insulated, Green and Yellow, LSZH | HAYMANS | HAYMANS ELECTRICAL | POL120BWET/LSZH | Active | 1
1543095 | CABLE,POWER,ELECTRICAL | 0.6/1kV, 1C, 16mm2 (7/1.70) Cu/XLPE (X-90UV) Insul, Black, Metre Marked, 250m Wood Drum, JTS 03-01-08 (scm) | MIDLAND | MIDLAND METALS OVERSEAS PTE LTD | MMO-1X16 CU X BLK | Active | 1
1543095 | CABLE,POWER,ELECTRICAL | 0.6/1kV, 1C, 16mm2 (7/1.70) Cu/XLPE (X-90UV) Insul, Black, Metre Marked, 250m Wood Drum, JTS 03-01-08 (scm) | OLEX | OLEX AUSTRALIA PTY LTD | XDCP15SB001AACX | Active | 2
1543109 | CABLE,POWER,ELECTRICAL | Bldg Wire, 0.6/1kV, 1C, 35mm2 Cu, XLPE Sheath, Black (19/1.53) (250m Drum) | OLEX | OLEX AUSTRALIA PTY LTD | XDCC18SB001AACX | Active | 1
1543140 | CABLE,POWER,ELECTRICAL | 0.6/1kV, 1C, 185mm2 (37/2.52) Cu/XLPE (X-90UV) Insul, Black, Metre Marked, 250m Wood Drum, JTS 03-01-08 (scm) | MIDLAND | MIDLAND METALS OVERSEAS PTE LTD | MMO-1X185 CU X BLK | Active | 1
1543140 | CABLE,POWER,ELECTRICAL | 0.6/1kV, 1C, 185mm2 (37/2.52) Cu/XLPE (X-90UV) Insul, Black, Metre Marked, 250m Wood Drum, JTS 03-01-08 (scm) | OLEX | OLEX AUSTRALIA PTY LTD | XDCP25SB001AACX | Active | 2
1543184 | CABLE,POWER,ELECTRICAL | 0.6/1kV, 1C, 70mm2 (19/2.14) Cu/XLPE (X-90) Insul, Grn/Ylw, Metre Marked, 250m Wood Drum, JTS 03-01-08 (Not for outdoor use) | MIDLAND | MIDLAND METALS OVERSEAS PTE LTD | MMO-1X70 CU X G/Y | Active | 1
1543184 | CABLE,POWER,ELECTRICAL | 0.6/1kV, 1C, 70mm2 (19/2.14) Cu/XLPE (X-90) Insul, Grn/Ylw, Metre Marked, 250m Wood Drum, JTS 03-01-08 (Not for outdoor use) | OLEX | OLEX AUSTRALIA PTY LTD | XDCC20SB001AAHN | Active | 2
1544083 | CABLE,POWER,ELECTRICAL | U/Ground, 0.6/1kV, 2C, 16mm2 Cu, PVC Double Insulated V75/Neutral Screen (7/1.70) Metre Marked, CTS PS15/002/UME/85 Rev C | OLEX | OLEX AUSTRALIA PTY LTD | BAGP15AA001CXAA | Active | 1
1631029 | CABLE,POWER,ELECTRICAL | Pilot, O/H, 6 Quad, 12 Pair, Cu, Solid PE Insulated/Wrapped/PE Inner Sheath/ Al Foil Screen/Integral Bearer Sheath (1/0.90) c/w 7/2.00 HT GSW (500m Drum) | OLEX | OLEX AUSTRALIA PTY LTD | TEXT90IB012 | Active | 1
2480093 | SWITCHBOARD,POWER | LV Indoor, 750(315)kVA, ACB Upgde, Sentron 3WL, ETU76B c/w COM35 Module, AFPS VAMP 221, 1600A TX ACB 42kA/1Sec, 4 x 630A SF, Mob Gen Conn, 2 x SF Spare | WEBER | WEBER SOUTH PACIFIC PTY LTD | MF115123-EQ08 | Active | 1
2480275 | SWITCHBOARD,POWER | LV Indoor, TX Isolator, 1500(500)kVA, ACB Upgde, Sentron 3WL, ETU76B c/w COM35 Module, AFPS VAMP 221, 3200A TX ACB 65kA/1Sec, Mob Gen Conn, Direct Busbar | WEBER | WEBER SOUTH PACIFIC PTY LTD | MF001243-EQ08 | Active | 1
2480382 | SWITCHBOARD,POWER | LV Outdoor, 1500(500)kVA, ACB Upgde, Sentron 3WL, ETU76B c/w COM35 Module, AFPS VAMP 221, 3200A TX ACB 65kA/1Sec, 4 x 630A SF (1 x Provisional SF Slot) | WEBER | WEBER SOUTH PACIFIC PTY LTD | VC540240-S308 | Active | 1
2480499 | SWITCHBOARD,POWER | LV Outdoor, 1500(315)kVA, ACB Std, Sentron 3WL, ETU45B, AFPS VAMP 221, 3200A TX ACB 65kA/1Sec, 4 x 630A SF (1 x Provisional SF Slot) Mob Gen Conn & | WEBER | WEBER SOUTH PACIFIC PTY LTD | VC540240-S319 | Active | 1
2501336 | SHEARS,STRAIGHT TRIMMERS | Black Panther, HD, S/Steel, Safety Orange, Rounded Tip, 185mm L, Universal, Safety Lock, Multi-Purpose, suit Cutting Cable Ties & Light Electrical Cable | STERLING | STERLING SIHI | 29-724 | Active | 5
2501336 | SHEARS,STRAIGHT TRIMMERS | Black Panther, HD, S/Steel, Safety Orange, Rounded Tip, 185mm L, Universal, Safety Lock, Multi-Purpose, suit Cutting Cable Ties & Light Electrical Cable | ATOMSUPP | ATOM SUPPLY GROUP P/L | 36024613 | Active | 1
2501344 | POUCH,LINEMANS,BELT | Snip Holster, suit Black Panther Scissor Style Snips | STERLING | STERLING SIHI | STC65 | Active | 5
2501344 | POUCH,LINEMANS,BELT | Snip Holster, suit Black Panther Scissor Style Snips | ATOMSUPP | ATOM SUPPLY GROUP P/L | 60014107 | Active | 1
2501351 | INSTRUMENT,CABLE IDENTIFIER | Cable & Phaser ID Tester, Fameca FC2300CP | PENTA | PENTA AUST (TMAC THEW & MCCANN/HYLEC) | FC2300CPTIXTHY | Active | 5
7191 | WIRE,ELECTRICAL | 450/750V, 1C x 4mm2 (7/0.85) Cu Annealed PVC Insulated/PVC Sheath, Black/White, 100m Drum | MIDLAND | MIDLAND METALS OVERSEAS PTE LTD | MMO-1X4 CU PVC PVC BLK/WHT | Active | 1
104612 | WIRE,ELECTRICAL | Conductor Aerial, ACSR/GZ, 30/7/3.5mm, LIME, Fully Greased, 4000m Steel Drum, JTS 03-03-01 | MIDLAND | MIDLAND METALS OVERSEAS PTE LTD | MMO-LIME | Active | 1
104612 | WIRE,ELECTRICAL | Conductor Aerial, ACSR/GZ, 30/7/3.5mm, LIME, Fully Greased, 4000m Steel Drum, JTS 03-03-01 | OLEX | OLEX AUSTRALIA PTY LTD | LIME | Active | 2
105059 | WIRE,ELECTRICAL | Conductor Aerial, ACSR/GZ, 6/1/0.161, RACOON (Imperial) | OLEX | OLEX AUSTRALIA PTY LTD | RACOON | Active | 1
1420109 | WIRE,ELECTRICAL | Conductor Aerial, AAC/1350, 7/3.00mm, LIBRA, Fully Greased, 3100m Wood Drum, JTS 03-03-01 | OLEX | OLEX AUSTRALIA PTY LTD | LIBRA SB | Active | 2
1420109 | WIRE,ELECTRICAL | Conductor Aerial, AAC/1350, 7/3.00mm, LIBRA, Fully Greased, 3100m Wood Drum, JTS 03-03-01 | MIDLAND | MIDLAND METALS OVERSEAS PTE LTD | MMO-LIBRA | Active | 1
1420141 | WIRE,ELECTRICAL | Conductor Aerial, AAC/1350, 19/3.75mm, PLUTO, Fully Greased, 1200m Wood Drum, JTS 03-03-01 (scm) | MIDLAND | MIDLAND METALS OVERSEAS PTE LTD | MMO-PLUTO | Active | 1
1420141 | WIRE,ELECTRICAL | Conductor Aerial, AAC/1350, 19/3.75mm, PLUTO, Fully Greased, 1200m Wood Drum, JTS 03-03-01 (scm) | OLEX | OLEX AUSTRALIA PTY LTD | PLUTO | Active | 2
1420192 | WIRE,ELECTRICAL | Conductor Aerial, AAC/1350, 7/3.75mm, MARS, Fully Greased, 1900m Steel Drum, JTS 03-03-01 | MIDLAND | MIDLAND METALS OVERSEAS PTE LTD | MMO-MARS | Active | 1
1420192 | WIRE,ELECTRICAL | Conductor Aerial, AAC/1350, 7/3.75mm, MARS, Fully Greased, 1900m Steel Drum, JTS 03-03-01 | OLEX | OLEX AUSTRALIA PTY LTD | MARS | Active | 2
1420206 | WIRE,ELECTRICAL | Conductor Aerial, AAC/1350, 7/4.75mm, MOON, Fully Greased, 2200m Wood Drum, JTS 03-03-01 | OLEX | OLEX AUSTRALIA PTY LTD | MOON | Active | 2
1420206 | WIRE,ELECTRICAL | Conductor Aerial, AAC/1350, 7/4.75mm, MOON, Fully Greased, 2200m Wood Drum, JTS 03-03-01 | MIDLAND | MIDLAND METALS OVERSEAS PTE LTD | MMO-MOON | Active | 1
1420451 | WIRE,ELECTRICAL | Conductor Aerial, AAC/1350, 37/3.00mm, SATURN, Fully Greased, 2500m Wood Drum, JTS 03-03-01 | OLEX | OLEX AUSTRALIA PTY LTD | SATURN | Active | 2
1420451 | WIRE,ELECTRICAL | Conductor Aerial, AAC/1350, 37/3.00mm, SATURN, Fully Greased, 2500m Wood Drum, JTS 03-03-01 | MIDLAND | MIDLAND METALS OVERSEAS PTE LTD | MMO-SATURN | Active | 1
1420459 | WIRE,ELECTRICAL | Conductor Aerial, AAAC/1120, 37/3.00mm, NITROGEN, Fully Greased, 2500m Wood Drum JTS 03-03-01 | OLEX | OLEX AUSTRALIA PTY LTD | NITROGEN | Active | 2
1420459 | WIRE,ELECTRICAL | Conductor Aerial, AAAC/1120, 37/3.00mm, NITROGEN, Fully Greased, 2500m Wood Drum JTS 03-03-01 | MIDLAND | MIDLAND METALS OVERSEAS PTE LTD | MMO-NITROGEN | Active | 1
2467066 | FIXTURE,LIGHTING | 90W RoadFlair BRP392 (L90A) 4K, Major Road, EQTS 05-01-02 (scm) | PHILIPS | PHILIPS AUSTRALIA PTY LTD | BRP392LED108/NW90WDWVPSDP7ANZ | Phasing | 1
1632489 | CABLE,POWER,ELECTRICAL | U/Ground, 0.6/1kV, 4C x 16mm2 Cu/XLPE Insulated/PVC Sheath, Black, 250m Wood Drum, ETS 04-01-04 (scm) | MIDLAND | MIDLAND METALS OVERSEAS PTE LTD | MMO-LV 4X16CP | Active | 1
1632489 | CABLE,POWER,ELECTRICAL | U/Ground, 0.6/1kV, 4C x 16mm2 Cu/XLPE Insulated/PVC Sheath, Black, 250m Wood Drum, ETS 04-01-04 (scm) | OLEX | OLEX AUSTRALIA PTY LTD | HEVP15SB004CXEM | Active | 2
1632489 | CABLE,POWER,ELECTRICAL | U/Ground, 0.6/1kV, 4C x 16mm2 Cu/XLPE Insulated/PVC Sheath, Black, 250m Wood Drum, ETS 04-01-04 (scm) | NAN | NAN ELECTRICAL CABLE AUSTRALIA PTY LTD | 4CX016CLVXD | Active | 2
1420478 | WIRE,ELECTRICAL | Conductor Aerial, AAC/1350, 37/3.75mm, TRITON, Fully Greased, 250m Wood Drum, JTS 03-03-01 | MIDLAND | MIDLAND METALS OVERSEAS PTE LTD | MMO-TRITON | Active | 1
1420478 | WIRE,ELECTRICAL | Conductor Aerial, AAC/1350, 37/3.75mm, TRITON, Fully Greased, 250m Wood Drum, JTS 03-03-01 | OLEX | OLEX AUSTRALIA PTY LTD | TRITON | Active | 2
1420500 | WIRE,ELECTRICAL | Conductor Aerial, AAAC/1120, 7/3.00mm, FLUORINE, Fully Greased, 3100m Wood Drum JTS 03-03-01 | OLEX | OLEX AUSTRALIA PTY LTD | FLUORINE | Active | 2
1420500 | WIRE,ELECTRICAL | Conductor Aerial, AAAC/1120, 7/3.00mm, FLUORINE, Fully Greased, 3100m Wood Drum JTS 03-03-01 | MIDLAND | MIDLAND METALS OVERSEAS PTE LTD | MMO-FLUORINE | Active | 1
1420508 | WIRE,ELECTRICAL | Conductor Aerial, AAAC/1120, 7/4.75mm, IODINE, Fully Greased, 1800m Wood Drum, JTS 03-03-01 (scm) | MIDLAND | MIDLAND METALS OVERSEAS PTE LTD | MMO-IODINE | Active | 1
1420508 | WIRE,ELECTRICAL | Conductor Aerial, AAAC/1120, 7/4.75mm, IODINE, Fully Greased, 1800m Wood Drum, JTS 03-03-01 (scm) | OLEX | OLEX AUSTRALIA PTY LTD | IODINE | Active | 2
1421016 | WIRE,ELECTRICAL | Conductor Aerial, ACSR/GZ, 3/4/2.50mm, RAISIN, Fully Greased, 2400m Steel Drum, JTS 03-03-01 (scm) | MIDLAND | MIDLAND METALS OVERSEAS PTE LTD | MMO-RAISIN | Active | 1
1421016 | WIRE,ELECTRICAL | Conductor Aerial, ACSR/GZ, 3/4/2.50mm, RAISIN, Fully Greased, 2400m Steel Drum, JTS 03-03-01 (scm) | OLEX | OLEX AUSTRALIA PTY LTD | RAISIN | Active | 2
1421024 | WIRE,ELECTRICAL | Conductor Aerial, ACSR/GZ, 4/3/3.00mm, SULTANA, Fully Greased, 3100m Steel Drum JTS 03-03-01 (scm) | MIDLAND | MIDLAND METALS OVERSEAS PTE LTD | MMO-SULTANA | Active | 1
1421024 | WIRE,ELECTRICAL | Conductor Aerial, ACSR/GZ, 4/3/3.00mm, SULTANA, Fully Greased, 3100m Steel Drum JTS 03-03-01 (scm) | OLEX | OLEX AUSTRALIA PTY LTD | SULTANA | Active | 2
1421067 | WIRE,ELECTRICAL | Conductor Aerial, ACSR/GZ, 6/4.75+7/1.60mm, CHERRY, Fully Greased, 2200m Steel Drum, JTS 03-03-01 | OLEX | OLEX AUSTRALIA PTY LTD | CHERRY | Active | 2
1421067 | WIRE,ELECTRICAL | Conductor Aerial, ACSR/GZ, 6/4.75+7/1.60mm, CHERRY, Fully Greased, 2200m Steel Drum, JTS 03-03-01 | MIDLAND | MIDLAND METALS OVERSEAS PTE LTD | MMO-CHERRY | Active | 1
1421148 | WIRE,ELECTRICAL | Conductor Aerial, ACSR/GZ, 6/1/3.00mm, APPLE, Fully Greased, 3100m Steel Drum, JTS 03-03-01 (scm) | OLEX | OLEX AUSTRALIA PTY LTD | APPLE | Active | 2
1421148 | WIRE,ELECTRICAL | Conductor Aerial, ACSR/GZ, 6/1/3.00mm, APPLE, Fully Greased, 3100m Steel Drum, JTS 03-03-01 (scm) | MIDLAND | MIDLAND METALS OVERSEAS PTE LTD | MMO-APPLE | Active | 1
1425010 | WIRE,ELECTRICAL | Conductor Aerial, SC/AC, 7/2.75mm, 3600m Wood Drum, JTS 03-03-01 | OLEX | OLEX AUSTRALIA PTY LTD | ALCLAD 7/2.75;30 | Active | 2
1425010 | WIRE,ELECTRICAL | Conductor Aerial, SC/AC, 7/2.75mm, 3600m Wood Drum, JTS 03-03-01 | MIDLAND | MIDLAND METALS OVERSEAS PTE LTD | MMO-SC/AC 7/2.75 | Active | 1
1425046 | WIRE,ELECTRICAL | Conductor Aerial, SC/AC, 3/2.75mm, 3100m Wood Drum, JTS 03-03-01 (scm) | MIDLAND | MIDLAND METALS OVERSEAS PTE LTD | MMO-SC/AC 3/2.75 | Active | 1
1425046 | WIRE,ELECTRICAL | Conductor Aerial, SC/AC, 3/2.75mm, 3100m Wood Drum, JTS 03-03-01 (scm) | OLEX | OLEX AUSTRALIA PTY LTD | ALCLAD 3/2.75;30 | Active | 2
1425526 | WIRE,ELECTRICAL | Conductor Aerial, SC/GZ, 7/3.25mm, 2200m Wood Drum, JTS 03-03-01 | MIDLAND | MIDLAND METALS OVERSEAS PTE LTD | MMO-SC/GZ 7/3.25 | Active | 1
1425526 | WIRE,ELECTRICAL | Conductor Aerial, SC/GZ, 7/3.25mm, 2200m Wood Drum, JTS 03-03-01 | OLEX | OLEX AUSTRALIA PTY LTD | GALSTEEL 7/3.25;30 | Active | 2
2400223 | WIRE,ELECTRICAL | Conductor Aerial, HDBCC, 19/2.75mm, 500m Wood Drum, JTS 03-03-01 | MIDLAND | MIDLAND METALS OVERSEAS PTE LTD | MMO-HDBCC 19/2.75 | Active | 1
2400223 | WIRE,ELECTRICAL | Conductor Aerial, HDBCC, 19/2.75mm, 500m Wood Drum, JTS 03-03-01 | OLEX | OLEX AUSTRALIA PTY LTD | ACUT44SB001AAAA | Active | 2
2400228 | WIRE,ELECTRICAL | Conductor Aerial, HDBCC, 7/2.75mm, 250m Wood Drum, JTS 03-03-01 | MIDLAND | MIDLAND METALS OVERSEAS PTE LTD | MMO-HDBCC 7/2.75 | Active | 1
2400228 | WIRE,ELECTRICAL | Conductor Aerial, HDBCC, 7/2.75mm, 250m Wood Drum, JTS 03-03-01 | OLEX | OLEX AUSTRALIA PTY LTD | ACUT39SB001AAAA | Active | 2
2400230 | WIRE,ELECTRICAL | Conductor Aerial, ACSR/GZ, 6/1/2.50mm, ALMOND, Fully Greased, 4000m Wood Drum, JTS 03-03-01 | OLEX | OLEX AUSTRALIA PTY LTD | ALMOND | Active | 2
2400230 | WIRE,ELECTRICAL | Conductor Aerial, ACSR/GZ, 6/1/2.50mm, ALMOND, Fully Greased, 4000m Wood Drum, JTS 03-03-01 | MIDLAND | MIDLAND METALS OVERSEAS PTE LTD | MMO-ALMOND | Active | 1
2400231 | WIRE,ELECTRICAL | Conductor Aerial, AAAC/1120, 7/3.75mm, HELIUM, Fully Greased, 1900m Wood Drum, JTS 03-03-01 | OLEX | OLEX AUSTRALIA PTY LTD | HELIUM | Active | 2
2400231 | WIRE,ELECTRICAL | Conductor Aerial, AAAC/1120, 7/3.75mm, HELIUM, Fully Greased, 1900m Wood Drum, JTS 03-03-01 | MIDLAND | MIDLAND METALS OVERSEAS PTE LTD | MMO-HELIUM | Active | 1
2400232 | WIRE,ELECTRICAL | Conductor Aerial, ACSR/GZ, 30/7/2.50mm, GRAPE, Fully Greased, 3600m Wood Drum, JTS 03-03-01 | MIDLAND | MIDLAND METALS OVERSEAS PTE LTD | MMO-GRAPE | Active | 1
2400232 | WIRE,ELECTRICAL | Conductor Aerial, ACSR/GZ, 30/7/2.50mm, GRAPE, Fully Greased, 3600m Wood Drum, JTS 03-03-01 | OLEX | OLEX AUSTRALIA PTY LTD | GRAPE | Active | 2
2400234 | WIRE,ELECTRICAL | Conductor Aerial, ACSR/AC, 3/4/2.50, SOCCER | MIDLAND | MIDLAND METALS OVERSEAS PTE LTD | SOCCER | Active | 1
2400234 | WIRE,ELECTRICAL | Conductor Aerial, ACSR/AC, 3/4/2.50, SOCCER | OLEX | OLEX AUSTRALIA PTY LTD | SOCCER | Active | 2
2401121 | WIRE,ELECTRICAL | Conductor Aerial, SC/AC, 3/3.25mm, 3100m Wood Drum, JTS 03-03-01 | MIDLAND | MIDLAND METALS OVERSEAS PTE LTD | MMO-SC/AC 3/3.25 | Active | 1
2401121 | WIRE,ELECTRICAL | Conductor Aerial, SC/AC, 3/3.25mm, 3100m Wood Drum, JTS 03-03-01 | OLEX | OLEX AUSTRALIA PTY LTD | ALCLAD 3/3.25;30 | Active | 2
2401124 | WIRE,ELECTRICAL | Conductor Aerial, AAC, 19/3.25, NEPTUNE, ETS 03-03-01 | MIDLAND | MIDLAND METALS OVERSEAS PTE LTD | NEPTUNE | Active | 1
2401124 | WIRE,ELECTRICAL | Conductor Aerial, AAC, 19/3.25, NEPTUNE, ETS 03-03-01 | OLEX | OLEX AUSTRALIA PTY LTD | NEPTUNE | Active | 2
2401125 | WIRE,ELECTRICAL | Conductor Aerial, AAAC/1120, 7/2.50mm, CHLORINE, Fully Greased, 4500m Wood Drum JTS 03-03-01 | OLEX | OLEX AUSTRALIA PTY LTD | CHLORINE | Active | 2
2401125 | WIRE,ELECTRICAL | Conductor Aerial, AAAC/1120, 7/2.50mm, CHLORINE, Fully Greased, 4500m Wood Drum JTS 03-03-01 | MIDLAND | MIDLAND METALS OVERSEAS PTE LTD | MMO-CHLORINE | Active | 1
2401126 | WIRE,ELECTRICAL | Conductor Aerial, AAAC/1120, 19/3.75mm, NEON, Fully Greased, 1200m Wood Drum, JTS 03-03-01 | OLEX | OLEX AUSTRALIA PTY LTD | NEON | Active | 2
2401126 | WIRE,ELECTRICAL | Conductor Aerial, AAAC/1120, 19/3.75mm, NEON, Fully Greased, 1200m Wood Drum, JTS 03-03-01 | MIDLAND | MIDLAND METALS OVERSEAS PTE LTD | MMO-NEON | Active | 1
2401155 | WIRE,ELECTRICAL | Conductor Aerial, ACSR/GZ, 3/4/1.75, QUINCE, ETS 03-03-01 (5000m Drum) | OLEX | OLEX AUSTRALIA PTY LTD | QUINCE | Active | 1
2401161 | WIRE,ELECTRICAL | Conductor Aerial, AAC, 7/4.50, MERCURY, ETS 03-03-01 | MIDLAND | MIDLAND METALS OVERSEAS PTE LTD | MMO-MERCURY | Active | 1
2401161 | WIRE,ELECTRICAL | Conductor Aerial, AAC, 7/4.50, MERCURY, ETS 03-03-01 | OLEX | OLEX AUSTRALIA PTY LTD | MERCURY | Active | 2
2401163 | WIRE,ELECTRICAL | Conductor Aerial, HDBC, 7/3.00mm (MOQ 5000m) | OLEX | OLEX AUSTRALIA PTY LTD | ACUT72RP001AAAA | Active | 1
1634155 | CABLE,POWER,ELECTRICAL | U/Ground, 0.6/1kV, 4C x 240mm2 Al, Stranded Sector, XLPE Insulated/PVC Sheath, Metre Marked, 600m Wood Drum, ETS 04-01-04 | MIDLAND | MIDLAND METALS OVERSEAS PTE LTD | MMO-LV 4X240AP | Active | 1
1634155 | CABLE,POWER,ELECTRICAL | U/Ground, 0.6/1kV, 4C x 240mm2 Al, Stranded Sector, XLPE Insulated/PVC Sheath, Metre Marked, 600m Wood Drum, ETS 04-01-04 | OLEX | OLEX AUSTRALIA PTY LTD | XDDG37AA004CXAA | Active | 2
1634155 | CABLE,POWER,ELECTRICAL | U/Ground, 0.6/1kV, 4C x 240mm2 Al, Stranded Sector, XLPE Insulated/PVC Sheath, Metre Marked, 600m Wood Drum, ETS 04-01-04 | NAN | NAN ELECTRICAL CABLE AUSTRALIA PTY LTD | 4CX240MLVXBEX | Active | 2
1636241 | CABLE,POWER,ELECTRICAL | U/Ground, 6.35/11kV, 3C, 35mm2 Al, XLPE Insulated/LD Screen, Metre Marked, AS 4026(1992) | OLEX | OLEX AUSTRALIA PTY LTD | XJMAA8RP003CXAA | Active | 1
2400259 | CABLE,POWER,ELECTRICAL | Submarine, 12.7/22kV, 3C, 150mm2 WB Cu, XLPE Insulated, WBT/CTS/SC-WBT/WS- YARN/SC-WBT/LAS (CTS+LAS, 8 kA/1s, Non-adiabatic, 3C Combined)/HES/PVC/DBT/ | CBLGRID | CABLE GRID AUSTRALIA PTY LTD | 3C MV CABLE | Active | 1
924070 | BASE,POLE ASSEMBLY | Slip Base Adaptor, for upto 10.0m Poles, 350 PCD c/w 3 x M36x130mm Bolts, 6 x M36 Washers, 3 x M36 Nuts & Shear Washer, EQTS 05-02-01, Dwg 05-02-04(scm) | IUPOLE | INTERNATIONAL UTILITY POLES PTY LTD | EX-13795 | Active | 2
924070 | BASE,POLE ASSEMBLY | Slip Base Adaptor, for upto 10.0m Poles, 350 PCD c/w 3 x M36x130mm Bolts, 6 x M36 Washers, 3 x M36 Nuts & Shear Washer, EQTS 05-02-01, Dwg 05-02-04(scm) | INGAL | INGAL EPS | XSBA350 | Active | 1
924070 | BASE,POLE ASSEMBLY | Slip Base Adaptor, for upto 10.0m Poles, 350 PCD c/w 3 x M36x130mm Bolts, 6 x M36 Washers, 3 x M36 Nuts & Shear Washer, EQTS 05-02-01, Dwg 05-02-04(scm) | GMPOLES | GM POLES PTY LTD | SBA 350 | Active | 2
2500973 | PARTS KIT,TERMINAL JUNCTION | Terminal Box, Fixed Base Pole Kit for Al & Cu Cable, Long Dome, suit P4 or Circ Pits c/w 4 Tinned Terminal Blocks, for Fixed Base Street Light Pole | MMELEC | MM ELECTRICAL MERCHANDISING | I3S-4C25AL-FBLD | Active | 1
2500973 | PARTS KIT,TERMINAL JUNCTION | Terminal Box, Fixed Base Pole Kit for Al & Cu Cable, Long Dome, suit P4 or Circ Pits c/w 4 Tinned Terminal Blocks, for Fixed Base Street Light Pole | VELNAH | VELNAH PTY LTD | JEDLL433511601 | Active | 1
2418010 | WIRE,ELECTRICAL | Conductor Aerial, AAAC/1120, 61/3.25, SELENIUM, ETS 03-03-01 (3000m Drum) | OLEX | OLEX AUSTRALIA PTY LTD | SELENIUM | Active | 1
2418028 | WIRE,ELECTRICAL | Conductor Aerial, AAAC/1120, 61/3.75mm, SULPHUR, Fully Greased, 1800m Wood Drum, JTS 03-03-01 | MIDLAND | MIDLAND METALS OVERSEAS PTE LTD | MMO-SULPHUR | Active | 1
2418028 | WIRE,ELECTRICAL | Conductor Aerial, AAAC/1120, 61/3.75mm, SULPHUR, Fully Greased, 1800m Wood Drum, JTS 03-03-01 | OLEX | OLEX AUSTRALIA PTY LTD | SULPHUR | Active | 2
2418044 | WIRE,ELECTRICAL | Conductor Aerial, ACSR/AC, 30/7/3.50mm, DIVING, Fully Greased, 4000m Steel Drum, JTS 03-03-01 | OLEX | OLEX AUSTRALIA PTY LTD | DIVING SB | Active | 2
2418044 | WIRE,ELECTRICAL | Conductor Aerial, ACSR/AC, 30/7/3.50mm, DIVING, Fully Greased, 4000m Steel Drum, JTS 03-03-01 | MIDLAND | MIDLAND METALS OVERSEAS PTE LTD | MMO-DIVING | Active | 1
2422715 | WIRE,ELECTRICAL | Conductor Aerial, ACSR/AC, 30/7/2.50mm, CRICKET, Fully Greased, 7000m Steel Drum JTS 03-03-01 | OLEX | OLEX AUSTRALIA PTY LTD | CRICKET WG | Active | 2
2422715 | WIRE,ELECTRICAL | Conductor Aerial, ACSR/AC, 30/7/2.50mm, CRICKET, Fully Greased, 7000m Steel Drum JTS 03-03-01 | MIDLAND | MIDLAND METALS OVERSEAS PTE LTD | MMO-CRICKET | Active | 1
2425890 | WIRE,ELECTRICAL | Conductor Aerial, HDBCC, 19/3.00mm, 250m Wood Drum, JTS 03-03-01 | MIDLAND | MIDLAND METALS OVERSEAS PTE LTD | MMO-HDBCC 19/3.00 | Active | 1
2425890 | WIRE,ELECTRICAL | Conductor Aerial, HDBCC, 19/3.00mm, 250m Wood Drum, JTS 03-03-01 | OLEX | OLEX AUSTRALIA PTY LTD | ACUT45SB001AAAA | Active | 2
2471803 | WIRE,ELECTRICAL | 450/750V, 1C x 4mm2 (7/0.85) Cu Annealed PVC Insulated/PVC Sheath, Red/White, 100m Drum | MIDLAND | MIDLAND METALS OVERSEAS PTE LTD | MMO-1X4 CU PVC PVC RED/WHT | Active | 1
2113013 | CONDUIT,NONMETALLIC,FLEXIBLE | PVC, 20mm, Black, Non-Corrugated, 30m Roll, AS/NZS 2053.4 (scm) | LAWRENCE | LAWRENCE & HANSON | OMEFC20BK30 | Active | 2
2113013 | CONDUIT,NONMETALLIC,FLEXIBLE | PVC, 20mm, Black, Non-Corrugated, 30m Roll, AS/NZS 2053.4 (scm) | IDEALELE | IDEAL ELECTRICAL SUPPLIERS | OMEFC20BK30 | Active | 1
21091 | STRAP,EARTH | Earthing Braid Type 6, Flexible Cu Braid c/w Cu Terminals at each end, 400mm Lg, for Earthing Substation Gate, Dwg LOSTD-EG002-06 | HYLEC | HYLEC ENERGY SOLUTIONS | TME35370-12 | Active | 1
14245 | BOLT,MACHINE | D-Head, S/Steel, 3/8" BSW, 30mm Lg c/w Washer & Retaining Grommet, for Elect Supply Pillar Covers | STATEWD | STATEWIDE FASTNERS & ENGEERING SUPPLIES | BDHS4W3830 | Active | 2
14245 | BOLT,MACHINE | D-Head, S/Steel, 3/8" BSW, 30mm Lg c/w Washer & Retaining Grommet, for Elect Supply Pillar Covers | SUMMIT | SUMMIT GROUP | 6SWS2WNM10030 | Active | 1
446337 | LETTER,SIGN | (G), Pressed Al, Plain, Dwg 22-A4-200 Rev B | METALTI | METAL-TECH INDUSTRIES (TRADE POLISHERS) | LETTER G | Active | 1
446493 | LETTER,SIGN | (W), Pressed Al, Plain, Dwg 22-A4-200 Rev B (P100) | METALTI | METAL-TECH INDUSTRIES (TRADE POLISHERS) | LETTER W | Active | 1
2401614 | LETTER,SIGN | (Q), Pressed Al, Plain, Dwg 22-A4-200 Rev B | METALTI | METAL-TECH INDUSTRIES (TRADE POLISHERS) | LETTER Q | Active | 1
24098 | BRACKET,MOUNTING | L-Shape Stabilising Bracket, Galv Steel, 150mm Lg, 50mm W, 163mm H, 6mm Thk | GREGSF | GREG SEWELL FORGINGS PTY LTD | M05796 | Active | 1
2501377 | DETECTOR,VOLTAGE | Fameca TAG, HV Tester, 3.3/6.6kV, Outdoor Kit, Audible/Visual Indication, Universal Sunrise Fitting in Carry Case c/w Hook & Probe | PENTA | PENTA AUST (TMAC THEW & MCCANN/HYLEC) | TAG200MRM-3.3-6.6 | Active | 1
2400453 | CROSSARM,WOOD | Bare, Type MT6, 1000 x 150 x 100mm, suit 11kV Single Pole Platform | DALEMYRS | DALE & MEYERS OPERATIONS PTY LTD | XARM2400453 | Active | 1
2400459 | CROSSARM,WOOD | Bare, 1600 x 100 x 100mm, Intermediate | DALEMYRS | DALE & MEYERS OPERATIONS PTY LTD | XARM2400459 | Active | 1
2402998 | CROSSARM,WOOD | Bare, 3900 x 100 x 150mm, Intermediate, 150mm Top Surface Painted (P12) | DALEMYRS | DALE & MEYERS OPERATIONS PTY LTD | XARM2402998 | Active | 1
2402999 | CROSSARM,WOOD | Bare, 2700 x 100x 150mm, Top Surface Painted | DALEMYRS | DALE & MEYERS OPERATIONS PTY LTD | XARM2402999 | Active | 1
2403000 | CROSSARM,WOOD | Bare, 1500 x 150 x 100mm (P20) | DALEMYRS | DALE & MEYERS OPERATIONS PTY LTD | XARM2403000 | Active | 1
2404429 | CROSSARM,WOOD | Bare, 1800 x 150 x 100mm, Strain/ Termination, Maint (P12) | DALEMYRS | DALE & MEYERS OPERATIONS PTY LTD | XARM2404429 | Active | 1
2405716 | CROSSARM,WOOD | Bare, 2400 x 125 x 100mm, Strain/ Termination, Maint | DALEMYRS | DALE & MEYERS OPERATIONS PTY LTD | XARM2405716 | Active | 1
2406213 | CROSSARM,WOOD | Bare, 3300 x 150 x 125mm | DALEMYRS | DALE & MEYERS OPERATIONS PTY LTD | XARM2406213 | Active | 1
2401192 | CABLE,POWER,ELECTRICAL | SDI, 0.6/1kV, 1C, 6mm2 Cu, PVC Insulated/PVC Sheath, Black (7/1.04) (500m Drum) (MOQ 500m) | OLEX | OLEX AUSTRALIA PTY LTD | AABP11A5001WTBK | Phasing | 1
2401199 | CABLE,POWER,ELECTRICAL | Control, 0.6/1kV, 2C, 2.5mm2 Cu, PVC Insulated/PVC Sheath (7/0.67) (MOQ 1000m) | OLEX | OLEX AUSTRALIA PTY LTD | DAHP75B0020XWW | Active | 1
2401203 | CABLE,POWER,ELECTRICAL | 0.6/1kV, 4C+Earth, 4mm2 Cu, PVC Insulated/PVC Sheath (7/0.85) | OLEX | OLEX AUSTRALIA PTY LTD | HNHP09AA004OMAA | Active | 1
2401379 | CABLE,POWER,ELECTRICAL | U/Ground, 0.6/1kV, 1C, 185mm2 Al, XLPE Insulated (MOQ 1000m) | OLEX | OLEX AUSTRALIA PTY LTD | BDBA25AA001CXNA | Active | 1
2401380 | CABLE,POWER,ELECTRICAL | U/Ground, 0.6/1kV, 1C, 70mm2 Al, XLPE Insulated | OLEX | OLEX AUSTRALIA PTY LTD | BDBA20AA001CXNA | Active | 1
2400935 | JOINT,ELECTRICAL POWER CABLE | Inline, 11kV, 185 to 300mm 3 Core XLPE c/w Solvent Wipes | GILBERT | GILBERT LODGE AUSTRALIA PTY LTD | RAYMXSU3341 | Active | 1
2400952 | JOINT,ELECTRICAL POWER CABLE | Submarine 22kV, Full Tension, 150mm2 Cu 3 Core PLYDBTSWS Cable c/w Compression Ferrules Lead Sleeve, Jointing Materials R4M Compound & Jointing Instructions | INTERENG | INTERTECH ENGINEERING PTY LTD | C6688#NORQEB | Active | 1
2405139 | JOINT,ELECTRICAL POWER CABLE | 11kV, Transition Module for 240mm 3 Core PLYSW 185mm 3 Core 11kV XLPE Screened Cable | GILBERT | GILBERT LODGE AUSTRALIA PTY LTD | RAYEFSJT9, RAYEFSJL3 | Active | 1
2437622 | CONTROL,REMOTE SWITCHING | Control Box with RTU c/w Enclosure Door Fixings & Earth Cable, suit ABB Safelink2, JTS 06-08-01 (scm) | ABBAUST | ABB AUSTRALIA PTY LTD | 5811951 | Active | 5
2427706 | CLEANING KIT | EWP Boom Wash Assembly Kit c/w Tee Off, Nozzle & 12mm Garden Hose, 18m Lg | AMPLITUD | AMPLITUDE PTY LTD (396777) | BWK-20 | Phasing | 1
2113021 | CONDUIT,NONMETALLIC,FLEXIBLE | PVC, 25mm, Black, Non-Corrugated, 30m Roll, AS/NZS 2053.4 (scm) | LAWRENCE | LAWRENCE & HANSON | OMEFC25BK30 | Active | 2
2113021 | CONDUIT,NONMETALLIC,FLEXIBLE | PVC, 25mm, Black, Non-Corrugated, 30m Roll, AS/NZS 2053.4 (scm) | IDEALELE | IDEAL ELECTRICAL SUPPLIERS | OMEFC25BK30 | Active | 1
2113021 | CONDUIT,NONMETALLIC,FLEXIBLE | PVC, 25mm, Black, Non-Corrugated, 30m Roll, AS/NZS 2053.4 (scm) | REXEL | REXEL AUSTRALIA | OMEFC25BK30 | Active | 2
2400383 | CONDUIT,NONMETALLIC,FLEXIBLE | PVC, 20mm, Med Duty, Grey, Corrugated, 50m Roll, AS/NZS 2053.4 | HAYMANS | HAYMANS ELECTRICAL | APPCC20GR | Active | 1
2400383 | CONDUIT,NONMETALLIC,FLEXIBLE | PVC, 20mm, Med Duty, Grey, Corrugated, 50m Roll, AS/NZS 2053.4 | TRI UGRD | TRI UNDERGROUND AUSTRALIA PTY LTD | CONCMD2050 | Active | 2
2400383 | CONDUIT,NONMETALLIC,FLEXIBLE | PVC, 20mm, Med Duty, Grey, Corrugated, 50m Roll, AS/NZS 2053.4 | CLIPSAL | CLIPSAL (BY SCHNEIDER ELECTRIC) | CLI 9020CM | Active | 5
2405972 | CONDUIT,NONMETALLIC,FLEXIBLE | PVC, 32mm, Med Duty, Grey, Corrugated, 25m Roll | TRI UGRD | TRI UNDERGROUND AUSTRALIA PTY LTD | CONCMD3225 | Active | 2
2405972 | CONDUIT,NONMETALLIC,FLEXIBLE | PVC, 32mm, Med Duty, Grey, Corrugated, 25m Roll | IDEALELE | IDEAL ELECTRICAL SUPPLIERS | CLI9032CMGY | Active | 1
2405972 | CONDUIT,NONMETALLIC,FLEXIBLE | PVC, 32mm, Med Duty, Grey, Corrugated, 25m Roll | HAYMANS | HAYMANS ELECTRICAL | CLI9032CM | Active | 2
2453751 | CONDUIT,NONMETALLIC,FLEXIBLE | Split Convoluted Tubing, 7.0mm ID, 10.4mm OD, 30m Lg, Fire Retardant PPL, Black | ASHDOWN | ASHDOWN-INGRAM (NOW CALLED NAPA) | ACX1101 | Active | 1
2453769 | CONDUIT,NONMETALLIC,FLEXIBLE | Split Convoluted Tubing, 9.9mm ID, 13mm OD, 30m Lg, Fire Retardant PPL, Black | ASHDOWN | ASHDOWN-INGRAM (NOW CALLED NAPA) | ACX1104 | Active | 1
2501203 | CONNECTOR,COMPRESSION | C Crimp, 16mm2-16mm2 | BURNDY | BURNDY CABLE SUPPORT SYSTEMS | YGHC2C2 | Active | 1
2400272 | CABLE,POWER,ELECTRICAL | U/Ground, 0.6/1kV, 4C x 240mm2 Al/XLPE Insulated/Nylon Jacket/PVC Sheath, 500m Wood Drum, ETS 04-01-04 | MIDLAND | MIDLAND METALS OVERSEAS PTE LTD | MMO-LV 4X240AXNJP | Active | 1
2400272 | CABLE,POWER,ELECTRICAL | U/Ground, 0.6/1kV, 4C x 240mm2 Al/XLPE Insulated/Nylon Jacket/PVC Sheath, 500m Wood Drum, ETS 04-01-04 | OLEX | OLEX AUSTRALIA PTY LTD | XDDG37ME004CXAA | Active | 2
2400273 | CABLE,POWER,ELECTRICAL | U/Ground, 0.6/1kV, 4C x 16mm2 Cu/XLPE Insulated/Nylon Jacket/PVC Sheath, 250m Wood Drum, ETS 04-01-04 (scm) | MIDLAND | MIDLAND METALS OVERSEAS PTE LTD | MMO-LV 4X16CXNJP | Active | 1
2400273 | CABLE,POWER,ELECTRICAL | U/Ground, 0.6/1kV, 4C x 16mm2 Cu/XLPE Insulated/Nylon Jacket/PVC Sheath, 250m Wood Drum, ETS 04-01-04 (scm) | OLEX | OLEX AUSTRALIA PTY LTD | LDZP15SB004CXEM | Active | 2
2400276 | CABLE,POWER,ELECTRICAL | U/Ground, 6.35/11kV, 3C, 240mm2 Al, XLPE Insulated/LD Screen/PVC/HDPE Sheath Nylon Jacket & Sacrifical PVC Sheath | OLEX | OLEX AUSTRALIA PTY LTD | XJMA26LM0030MAA | Active | 1
2401127 | CABLE,POWER,ELECTRICAL | 0.6/1kV, 1C x 120mm2 (37/2.03) Cu/PVC (V-90) Insulated, Green/Yellow, 250m Wood Drum, JTS 03-01-08 | MIDLAND | MIDLAND METALS OVERSEAS PTE LTD | MMO-1X120 CU PVC G/Y | Active | 1
2401127 | CABLE,POWER,ELECTRICAL | 0.6/1kV, 1C x 120mm2 (37/2.03) Cu/PVC (V-90) Insulated, Green/Yellow, 250m Wood Drum, JTS 03-01-08 | OLEX | OLEX AUSTRALIA PTY LTD | BAAP23SB001AAHN | Active | 2
2453777 | CONDUIT,NONMETALLIC,FLEXIBLE | Split Convoluted Tubing, 12.8mm ID, 15.9mm OD, 75m Lg, Fire Retardant PPL, Black | ASHDOWN | ASHDOWN-INGRAM (NOW CALLED NAPA) | ACX1108 | Active | 1
30317 | MARKER,INSERT | Type MC512, Blank, Horizontal Card, 5.2mm Spacing, White, Polycarbonate, Terminal Block Accessory | ABBAUST | ABB AUSTRALIA PTY LTD | 1SNK 140 000 R0000 | Active | 1
30318 | MARKER,INSERT | Type MC612, Blank, Horizontal Card, 6.0mm Spacing, White, Polycarbonate, Terminal Block Accessory | ABBAUST | ABB AUSTRALIA PTY LTD | 1SNK 150 000 R0000 | Active | 1
30319 | MARKER,INSERT | Type MC512PA, Preprinted: 1->10 (x10), Horizontal Card, 5.2mm Spacing, White, Polycarbonate, Terminal Block Accessory | ABBAUST | ABB AUSTRALIA PTY LTD | 1SNK 140 011 R0000 | Active | 1
30321 | MARKER,INSERT | Type MC512PA, Preprinted: 21->30 (x10), Horizontal Card, 5.2mm Spacing, White, Polycarbonate, Terminal Block Accessory | ABBAUST | ABB AUSTRALIA PTY LTD | 1SNK 140 031 R0000 | Active | 1
30322 | MARKER,INSERT | Type MC512PA, Preprinted: 31->40 (x10), Horizontal Card, 5.2mm Spacing, White, Polycarbonate, Terminal Block Accessory | ABBAUST | ABB AUSTRALIA PTY LTD | 1SNK 140 041 R0000 | Active | 1
30323 | MARKER,INSERT | Type MC512PA, Preprinted: 41->50 (x10), Horizontal Card, 5.2mm Spacing, White, Polycarbonate, Terminal Block Accessory | ABBAUST | ABB AUSTRALIA PTY LTD | 1SNK 140 051 R0000 | Active | 1
30327 | MARKER,INSERT | Type MC612PA, Preprinted: 11->20 (x10), Horizontal Card, 6.0mm Spacing, White, Polycarbonate, Terminal Block Accessory | ABBAUST | ABB AUSTRALIA PTY LTD | 1SNK 150 021 R0000 | Active | 1
30328 | MARKER,INSERT | Type MC612PA, Preprinted: 21->30 (x10), Horizontal Card, 6.0mm Spacing, White, Polycarbonate, Terminal Block Accessory | ABBAUST | ABB AUSTRALIA PTY LTD | 1SNK 150 031 R0000 | Active | 1
30332 | MARKER,INSERT | Type MC612PA, Preprinted: 61->70 (x10), Horizontal Card, 6.0mm Spacing, White, Polycarbonate, Terminal Block Accessory | ABBAUST | ABB AUSTRALIA PTY LTD | 1SNK 150 071 R0000 | Active | 1
30333 | MARKER,INSERT | Type MC612PA, Preprinted: 71->80 (x10), Horizontal Card, 6.0mm Spacing, White, Polycarbonate, Terminal Block Accessory | ABBAUST | ABB AUSTRALIA PTY LTD | 1SNK 150 081 R0000 | Active | 1
30334 | MARKER,INSERT | Type MC612PA, Preprinted: 81->90 (x10), Horizontal Card, 6.0mm Spacing, White, Polycarbonate, Terminal Block Accessory | ABBAUST | ABB AUSTRALIA PTY LTD | 1SNK 150 083 R0000 | Active | 1
2451557 | RELAY,PROTECTION | 2 Element 2HSM512, 48V DC, 5 N/O Contacts per Element, Self-reset High Speed Contacts, Hand Reset Flag c/w 2M28 case | RMSPROD | RMS PRODUCTS (RELAY MONITORING SYSTEMS) | 3A023K21 | Active | 5
20187 | DUMMY CONNECTOR,PLUG | Type 3/3-S, suit Pfisterer Size 3 Cable Sockets, Pack of 10 | PFISTER | PFISTERER HOLDINGS | 827 150 004 | Active | 1
20768 | DUMMY CONNECTOR,PLUG | Type 2, suit Pfisterer Size 2 Cable Sockets, Set of 3 | PFISTER | PFISTERER HOLDINGS | 827 150 003 | Active | 1
2401137 | CABLE,POWER,ELECTRICAL | Aerial, 0.6/1kV, 1 x 120mm2 Al, PVC Insulated Black V75 (7/4.75) AS 3147 (MOQ 2000m) | OLEX | OLEX AUSTRALIA PTY LTD | BAA731AA001AAAA | Active | 1
2401140 | CABLE,POWER,ELECTRICAL | 0.6/1kV, 1C, 25mm2 Cu, PVC Insulated, Green/Yellow (19/1.35) (500m Drum) | OLEX | OLEX AUSTRALIA PTY LTD | BAAC17A5001AAHN | Active | 1
2401144 | CABLE,POWER,ELECTRICAL | 250V, 2C, 1.5mm2 Cu, PVC Insulated/ PVC Sheath, White (7/0.50) | OLEX | OLEX AUSTRALIA PTY LTD | CACP05A1002WVAA | Active | 1
2500585 | CABLE,POWER,ELECTRICAL | 0.6/1kV, 25mm2, WB Al Conductor, 2 Core, Flat, XLPE Insluated, Black PVC Sheathed, 500m Drum, AS 5000.1, EQTS 03-01-08 | MIDLAND | MIDLAND METALS OVERSEAS PTE LTD | MMO-LV 2X25WBAXP | Active | 1
2406082 | JOINT,ELECTRICAL POWER CABLE | 11kV, 3 Core, 240/300mm2 Cu PLYSWS, Inline Heatshrink c/w 2 x Mechanical Earth Kit | GILBERT | GILBERT LODGE AUSTRALIA PTY LTD | RAYEFSJ11D, RAYEFSJL3 | Active | 1
2406080 | JOINT,ELECTRICAL POWER CABLE | 11kV, Suit Cable 3 Core, 50/70mm2 PLYSWS Inline Heatshrink c/w 2 x Mechanical Earth | GILBERT | GILBERT LODGE AUSTRALIA PTY LTD | RAYEFSJ11B, RAYEFSJL2 | Active | 1
154534 | JOINT,ELECTRICAL POWER CABLE | X 240mm Straight Through Al XLPE Cable Cat # M6 | GILBERT | GILBERT LODGE AUSTRALIA PTY LTD | RAYM6LV | Active | 1
2400934 | JOINT,ELECTRICAL POWER CABLE | 11kV, 95 to 185mm 3 Core XLPE c/w Solvent Wipes | GILBERT | GILBERT LODGE AUSTRALIA PTY LTD | EPKJ17B/3XU3XU | Active | 1
2405109 | JOINT,ELECTRICAL POWER CABLE | Transition, Module for 95mm 3 Core PLYSW PVC to 70mm 3 Core XLPE Screened | GILBERT | GILBERT LODGE AUSTRALIA PTY LTD | RAYCHEMEFSJT7EFSJL3 | Active | 1
30335 | MARKER,INSERT | Type MC612PA, Preprinted: 91->100 (x10), Horizontal Card, 6.0mm Spacing, White, Polycarbonate, Terminal Block Accessory | ABBAUST | ABB AUSTRALIA PTY LTD | 1SNK 150 101 R0000 | Active | 1
30336 | MARKER,INSERT | Type MC512PA, Preprinted: 1->10 (x10), Vertical Card, 5.2mm Spacing, White, Polycarbonate, Terminal Block Accessory | ABBAUST | ABB AUSTRALIA PTY LTD | 1SNK 140 012 R0000 | Active | 1
30338 | MARKER,INSERT | Type MC512PA, Preprinted: 21->30 (x10), Vertical Card, 5.2mm Spacing, White, Polycarbonate, Terminal Block Accessory | ABBAUST | ABB AUSTRALIA PTY LTD | 1SNK 140 032 R0000 | Active | 1
30339 | MARKER,INSERT | Type MC512PA, Preprinted: 31->40 (x10), Vertical Card, 5.2mm Spacing, White, Polycarbonate, Terminal Block Accessory | ABBAUST | ABB AUSTRALIA PTY LTD | 1SNK 140 042 R0000 | Active | 1
30340 | MARKER,INSERT | Type MC512PA, Preprinted: 41->50 (x10), Vertical Card, 5.2mm Spacing, White, Polycarbonate, Terminal Block Accessory | ABBAUST | ABB AUSTRALIA PTY LTD | 1SNK 140 052 R0000 | Active | 1
30342 | MARKER,INSERT | Type MC512PA, Preprinted: 61->70 (x10), Vertical Card, 5.2mm Spacing, White, Polycarbonate, Terminal Block Accessory | ABBAUST | ABB AUSTRALIA PTY LTD | 1SNK 140 072 R0000 | Active | 1
30345 | MARKER,INSERT | Type MC612PA, Preprinted: 21->30 (x10), Vertical Card, 6.0mm Spacing, White, Polycarbonate, Terminal Block Accessory | ABBAUST | ABB AUSTRALIA PTY LTD | 1SNK 150 032 R0000 | Active | 1
30346 | MARKER,INSERT | Type MC612PA, Preprinted: 31->40 (x10), Vertical Card, 6.0mm Spacing, White, Polycarbonate, Terminal Block Accessory | ABBAUST | ABB AUSTRALIA PTY LTD | 1SNK 150 042 R0000 | Active | 1
30348 | MARKER,INSERT | Type MC612PA, Preprinted: 51->60 (x10), Vertical Card, 6.0mm Spacing, White, Polycarbonate, Terminal Block Accessory | ABBAUST | ABB AUSTRALIA PTY LTD | 1SNK 150 062 R0000 | Active | 1
30349 | MARKER,INSERT | Type MC612PA, Preprinted: 61->70 (x10), Vertical Card, 6.0mm Spacing, White, Polycarbonate, Terminal Block Accessory | ABBAUST | ABB AUSTRALIA PTY LTD | 1SNK 150 072 R0000 | Active | 1
30350 | MARKER,INSERT | Type MC612PA, Preprinted: 71->80 (x10), Vertical Card, 6.0mm Spacing, White, Polycarbonate, Terminal Block Accessory | ABBAUST | ABB AUSTRALIA PTY LTD | 1SNK 150 082 R0000 | Active | 1
30351 | MARKER,INSERT | Type MC612PA, Preprinted: 81->90 (x10), Vertical Card, 6.0mm Spacing, White, Polycarbonate, Terminal Block Accessory | ABBAUST | ABB AUSTRALIA PTY LTD | 1SNK 150 084 R0000 | Active | 1
30402 | MARKER,INSERT | Type MC612PA, Preprinted: 101->110 (x10) Vertical Card, 6.0mm Spacing, White, Polycarbonate, Terminal Block Accessory | ABBAUST | ABB AUSTRALIA PTY LTD | 1SNK 150 112 R0000 | Active | 1
30403 | MARKER,INSERT | Type MC612PA, Preprinted: 111->120 (x10) Vertical Card, 6.0mm Spacing, White, Polycarbonate, Terminal Block Accessory | ABBAUST | ABB AUSTRALIA PTY LTD | 1SNK 150 122 R0000 | Active | 1
30415 | MARKER,INSERT | Type MC812PA, Preprinted: 1->10 (x10), Horizontal Card, 8mm Spacing, White, Polycarbonate, Terminal Block Accessory | ABBAUST | ABB AUSTRALIA PTY LTD | 1SNK 160 011 R0000 | Active | 1
30416 | MARKER,INSERT | Type MC812PA, Preprinted: 11->20 (x10), Horizontal Card, 8mm Spacing, White, Polycarbonate, Terminal Block Accessory | ABBAUST | ABB AUSTRALIA PTY LTD | 1SNK 160 021 R0000 | Active | 1
30421 | MARKER,INSERT | Type MC812PA, Preprinted: 61->70 (x10), Horizontal Card, 8mm Spacing, White, Polycarbonate, Terminal Block Accessory | ABBAUST | ABB AUSTRALIA PTY LTD | 1SNK 160 071 R0000 | Active | 1
30423 | MARKER,INSERT | Type MC812PA, Preprinted: 81->90 (x10), Horizontal Card, 8mm Spacing, White, Polycarbonate, Terminal Block Accessory | ABBAUST | ABB AUSTRALIA PTY LTD | 1SNK 160 083 R0000 | Active | 1
30424 | MARKER,INSERT | Type MC812PA, Preprinted: 1->10 (x10), Vertical Card, 8mm Spacing, White, Polycarbonate, Terminal Block Accessory | ABBAUST | ABB AUSTRALIA PTY LTD | 1SNK 160 012 R0000 | Active | 1
30425 | MARKER,INSERT | Type MC812PA, Preprinted: 11->20 (x10), Vertical Card, 8mm Spacing, White, Polycarbonate, Terminal Block Accessory | ABBAUST | ABB AUSTRALIA PTY LTD | 1SNK 160 022 R0000 | Active | 1
30426 | MARKER,INSERT | Type MC812PA, Preprinted: 21->30 (x10), Vertical Card, 8mm Spacing, White, Polycarbonate, Terminal Block Accessory | ABBAUST | ABB AUSTRALIA PTY LTD | 1SNK 160 032 R0000 | Active | 1
30429 | MARKER,INSERT | Type MC812PA, Preprinted: 51->60 (x10), Vertical Card, 8mm Spacing, White, Polycarbonate, Terminal Block Accessory | ABBAUST | ABB AUSTRALIA PTY LTD | 1SNK 160 062 R0000 | Active | 1
30430 | MARKER,INSERT | Type MC812PA, Preprinted: 61->70 (x10), Vertical Card, 8mm Spacing, White, Polycarbonate, Terminal Block Accessory | ABBAUST | ABB AUSTRALIA PTY LTD | 1SNK 160 072 R0000 | Active | 1
30431 | MARKER,INSERT | Type MC812PA, Preprinted: 71->80 (x10), Vertical Card, 8mm Spacing, White, Polycarbonate, Terminal Block Accessory | ABBAUST | ABB AUSTRALIA PTY LTD | 1SNK 160 082 R0000 | Active | 1
30432 | MARKER,INSERT | Type MC812PA, Preprinted: 81->90 (x10), Vertical Card, 8mm Spacing, White, Polycarbonate, Terminal Block Accessory | ABBAUST | ABB AUSTRALIA PTY LTD | 1SNK 160 084 R0000 | Active | 1
2468783 | MARKER,INSERT | Type MC512PA, Preprinted: 71->80 (x10), Vertical Card, 5.2mm Spacing, White, Polycarbonate, Terminal Block Accessory | ABBAUST | ABB AUSTRALIA PTY LTD | 1SNK 140 082 R0000 | Active | 1
2468791 | MARKER,INSERT | Type MC512PA, Preprinted: 81->90 (x10), Vertical Card, 5.2mm Spacing, White, Polycarbonate, Terminal Block Accessory | ABBAUST | ABB AUSTRALIA PTY LTD | 1SNK 140 084 R0000 | Active | 1
2468809 | MARKER,INSERT | Type MC512PA, Preprinted: 91->100 (x10), Vertical Card, 5.2mm Spacing, White, Polycarbonate, Terminal Block Accessory | ABBAUST | ABB AUSTRALIA PTY LTD | 1SNK 140 102 R0000 | Active | 1
2468817 | MARKER,INSERT | Type MC512PA, Preprinted: 71->80 (x10), Horizontal Card, 5.2mm Spacing, White, Polycarbonate, Terminal Block Accessory | ABBAUST | ABB AUSTRALIA PTY LTD | 1SNK 140 081 R0000 | Active | 1
2404482 | BRACKET,MOUNTING | Type 'G', Street Light, Galv, 600mm, FN Dwg A-982A4 | POLLARDS | POLLARDS GALVANIZING PTY LTD | PACKOF20 | Active | 1
2501385 | WIRE,ELECTRICAL | HD Flexible, 0.6/1kV, 15A, 1C x 1.5mm2 (30/0.25), V-90HT PVC, Grey, 100m Plastic Spool | ELECTRA | ELECTRA CABLES (AUST) P/L (MANUFACTURER) | ELCF1015-VTGRY | Active | 5
2501385 | WIRE,ELECTRICAL | HD Flexible, 0.6/1kV, 15A, 1C x 1.5mm2 (30/0.25), V-90HT PVC, Grey, 100m Plastic Spool | HAYMANS | HAYMANS ELECTRICAL | ELCF1015-VTGRY | Active | 1
2501393 | CABLE,POWER,ELECTRICAL | SDI, 450/750V, 1C x 2.5mm2, Cu, V-90 PVC, Red, 100m Plastic Spool | PRYSMIAN | PRYSMIAN POWER CABLES & SYSTEMS AUST | 2.5SDI-RD | Active | 5
2501393 | CABLE,POWER,ELECTRICAL | SDI, 450/750V, 1C x 2.5mm2, Cu, V-90 PVC, Red, 100m Plastic Spool | HAYMANS | HAYMANS ELECTRICAL | CBL2.5SDIRD | Active | 1
2501427 | CABLE,SPECIAL PURPOSE,ELECTRICAL | Olflex Classic 110, Flex Numbered 7G1, 7 x 1mm2, PVC Sheath, Grey, 300m | LAPP | LAPP AUSTRALIA | 1119207 | Active | 1
2501443 | RACEWAY,NONMETALLIC | Cable & Wiring Duct, 2m Lg, 100 x 100mm, PVC, Grey c/w Lid | PHOENIX | PHOENIX CONTACT PTY LTD | 3240205 | Active | 1
2501468 | RACEWAY,NONMETALLIC | Cable & Wiring Duct, 2m Lg, 60 x 100mm, PVC, Grey c/w Lid | PHOENIX | PHOENIX CONTACT PTY LTD | 3240263 | Active | 1
2501484 | FERRULE,ELECTRICAL CONDUCTOR | Bootlace, 2.5mm2, 10mm Lg, Blue, Pack of 100 | PHOENIX | PHOENIX CONTACT PTY LTD | 3203147 | Active | 1
2501518 | BRACKET,PIPE | Cable Conduit Holder, 48mm Dia, White, Polyamide | RITTAL | RITTAL AUSTRALIA PTY LTD | SZ 2592.000 | Active | 1
2501567 | BRACKET,MOUNTING | Top Panel, Horizontal Duct Bracket, for Subs Swing Frame Panels, Dwg 351729 | BYLASER | BYLASER AUSTRALIA PTY LTD | 351729 | Active | 1
2501625 | FERRULE,ELECTRICAL CONDUCTOR | Bootlace, Twin, 2 x 2.5mm, 10mm Lg, Blue, Pack of 100 | PHOENIX | PHOENIX CONTACT PTY LTD | 3200836 | Active | 1
2501633 | FERRULE,ELECTRICAL CONDUCTOR | Bootlace, Twin, 2 x 2.5mm, 13mm Lg, Blue, Pack of 100 | PHOENIX | PHOENIX CONTACT PTY LTD | 3200878 | Active | 1
2501237 | SPLICE ENCLOSURE,FIBRE OPTIC | OTP, Inter Connect FACT Cabinet Kit, Right Hand Patching c/w 8 x Cable Fan Out, 1 x Side Panel Kit & 1 x Door Kit, 2200 x 900 x 300mm | OPTICAL | OPTICAL FIBRE SYSTEMS PTY LTD | OFS-CSPN-120 | Active | 1
2406072 | BRACKET,MOUNTING | LV Surge Arrester, EE Dwg 875260-01 (scm) | HARRIS | HARRISTOWN WELDING WORKS | 2406072 | Active | 1
2406323 | BRACKET,MOUNTING | Street Light, Major Road, Spigot Adaptor for Wood Poles, EQTS 05-02-01, Dwg 875181-01 (scm) | EZYSTRUT | EZYSTRUT CABLE & PIPE SUPPORTS | E2406323 | Active | 2
2406323 | BRACKET,MOUNTING | Street Light, Major Road, Spigot Adaptor for Wood Poles, EQTS 05-02-01, Dwg 875181-01 (scm) | HAYIND | HAYMAN INDUSTRIES PTY LTD | 22401 | Active | 2
2406323 | BRACKET,MOUNTING | Street Light, Major Road, Spigot Adaptor for Wood Poles, EQTS 05-02-01, Dwg 875181-01 (scm) | INGAL | INGAL EPS | GEX22401 | Active | 1
2406323 | BRACKET,MOUNTING | Street Light, Major Road, Spigot Adaptor for Wood Poles, EQTS 05-02-01, Dwg 875181-01 (scm) | GMPOLES | GM POLES PTY LTD | SL-WPB-SA | Active | 2
2406757 | BRACKET,MOUNTING | Earth, for Drop Out Fuses, as per Stores Assembly # 26 | POLLARDS | POLLARDS GALVANIZING PTY LTD | 2406757 | Active | 1
2457281 | RELAY,PROTECTION | Model 0311C11HA3D1421, Distance, Additional 8/12 I/O, 48-125V DC Power Supply, 1A Secondary Input Current, 125V DC Control Input Voltage, DNP3 | SEL | SCHWEITZER ENGINEERING LAB PTY LTD | 0311C11HA3D1421 | Active | 5
2473304 | SUPPORT,ELEC EQUIP | High Support Structure, Steel for 72.5kV Outdoor Disconnector, S10015453-01 | INSULECT | INSULECT AUSTRALIA PTY LTD | DSC08841-04 | Active | 1
2409126 | BRACKET,MOUNTING | Brace Assy, Galv Steel, Stamp with "IIN 2409126", | ISM | ISM MANUFACTURING PTY LTD | ERGON-906130-03-85 | Active | 1
2409258 | BRACKET,MOUNTING | Crossarm Mounting Base, 100 x 75 PFC, Galv Steel, Stamp with "IIN 2409258", EE Dwg 916556-05 item 105 | ISM | ISM MANUFACTURING PTY LTD | ERGON-916556-05-105 | Active | 1
2417152 | BRACKET,MOUNTING | Crossarm, Rural Intermediate, suit 2700 Crossarm & Concrete Pole, EE Dwg 917260-05 Issue B (Set of 2, 1 x Left & 1 x Right) (scm) | EZYSTRUT | EZYSTRUT CABLE & PIPE SUPPORTS | E2417152 | Active | 5
2426112 | BRACKET,MOUNTING | for Mounting Insulated Street Light Outreaches on Concrete Poles, EE Dwg 969099-01 (Set of Two) (scm) | INGAL | INGAL EPS | ERGBRKT-A479 | Active | 1
2427300 | BRACKET,MOUNTING | Pedestrian Crossing, Floodlight Extension, Galv Steel, EQTS 05-02-01, Dwg 912541-01 (scm) | EZYSTRUT | EZYSTRUT CABLE & PIPE SUPPORTS | E2427300 | Active | 2
2427300 | BRACKET,MOUNTING | Pedestrian Crossing, Floodlight Extension, Galv Steel, EQTS 05-02-01, Dwg 912541-01 (scm) | GPA | GALVANISED POLES AUSTRALIA | GPA2427300 / N/A | Active | 2
2427300 | BRACKET,MOUNTING | Pedestrian Crossing, Floodlight Extension, Galv Steel, EQTS 05-02-01, Dwg 912541-01 (scm) | HAYIND | HAYMAN INDUSTRIES PTY LTD | 2427300 | Active | 2
2427300 | BRACKET,MOUNTING | Pedestrian Crossing, Floodlight Extension, Galv Steel, EQTS 05-02-01, Dwg 912541-01 (scm) | INGAL | INGAL EPS | GEX2427300 | Active | 1
2427300 | BRACKET,MOUNTING | Pedestrian Crossing, Floodlight Extension, Galv Steel, EQTS 05-02-01, Dwg 912541-01 (scm) | GMPOLES | GM POLES PTY LTD | SL-FL-EXT | Active | 2
2433142 | BRACKET,MOUNTING | for Pole Termination Bracket to Separate Cables, EE Dwg 991860-01 | EZYSTRUT | EZYSTRUT CABLE & PIPE SUPPORTS | E2433142 | Active | 1
2434223 | BRACKET,MOUNTING | Street Light, Minor Road, 0.5m Outreach, Galv Steel, MI3, EQTS 05-02-01, Dwg 10-3-3-1 (scm) | GPA | GALVANISED POLES AUSTRALIA | GPA2434223 / 22425 | Active | 2
2434223 | BRACKET,MOUNTING | Street Light, Minor Road, 0.5m Outreach, Galv Steel, MI3, EQTS 05-02-01, Dwg 10-3-3-1 (scm) | EZYSTRUT | EZYSTRUT CABLE & PIPE SUPPORTS | E2434223 | Active | 2
2434223 | BRACKET,MOUNTING | Street Light, Minor Road, 0.5m Outreach, Galv Steel, MI3, EQTS 05-02-01, Dwg 10-3-3-1 (scm) | INGAL | INGAL EPS | GEX05335 | Active | 2
2434223 | BRACKET,MOUNTING | Street Light, Minor Road, 0.5m Outreach, Galv Steel, MI3, EQTS 05-02-01, Dwg 10-3-3-1 (scm) | GMPOLES | GM POLES PTY LTD | SL-WPB-MI3 | Active | 1
2434223 | BRACKET,MOUNTING | Street Light, Minor Road, 0.5m Outreach, Galv Steel, MI3, EQTS 05-02-01, Dwg 10-3-3-1 (scm) | HAYIND | HAYMAN INDUSTRIES PTY LTD | 22425 | Active | 2
2434819 | BRACKET,MOUNTING | Bracket Running Kit, suit Branach Fibreglass Extension Ladder | BLKWOODJ | J BLACKWOOD & SONS LIMITED | B0472-1107 | Active | 1
2437382 | POLE,LINE CONSTRUCTION,CONCRETE | 20.0m, 615mm Dia, Base Mounted, Comms Pole | ROCLA | ROCLA PTY LTD | SR3-BM20-615 | Active | 5
2437408 | POLE,LINE CONSTRUCTION,CONCRETE | 30.0m, 825mm Dia, Base Mounted, Comms Pole | ROCLA | ROCLA PTY LTD | SR4-BM30-825 | Active | 5
2439362 | POLE,LINE CONSTRUCTION,CONCRETE | 30.0m, 540mm Dia, Base Mounted, Comms Pole | ROCLA | ROCLA PTY LTD | SR2-BM30-540 | Active | 5
468705 | PROTECTOR,ELECTRICAL CABLE | Armour Rod, 3/2.75 SC/AC (P50) | PLP | PREFORMED LINE PRODUCTS (AUST) | AWAR-K023 | Active | 1
2481133 | BRACKET,MOUNTING | Bracket Kit for SABRE Ranger 5000 | ASTAUST | AST AUSTRALIA GLOBAL SATELLITE COMMS | SRG5-OPM00-01 | Active | 1
2481638 | BRACKET,MOUNTING | RAM Mounts X-Grip IV Universal Cradle | NPI | NATIONAL PRODUCTS INC (MANUFACTURER) | RAM-HOLUN10BU | Active | 1
2481646 | BRACKET,MOUNTING | RAM Mounts Threaded Hex Ball | NPI | NATIONAL PRODUCTS INC (MANUFACTURER) | RAM-B-337U | Active | 1
2481653 | BRACKET,MOUNTING | RAM Mounts Tether Kit | NPI | NATIONAL PRODUCTS INC (MANUFACTURER) | RAM-HOLUN10-UP | Active | 1
2481661 | BRACKET,MOUNTING | RAM Mounts Short Double Socket Arm Size B | NPI | NATIONAL PRODUCTS INC (MANUFACTURER) | RAM-B-210U-A | Active | 1
2484301 | BRACKET,MOUNTING | Tool Hanging (OK Bar) | RITZ | RITZ FERRAMENTAS (MANUFACTURER) | RM1860 | Active | 1
2439669 | POLE,LINE CONSTRUCTION,CONCRETE | 20.0m, C6T90 c/w Corrosion Inhibitor, Dwg 905348-03, ETS 07-03-01(2) | ROCLA | ROCLA PTY LTD | 905348-03 | Active | 5
2439677 | POLE,LINE CONSTRUCTION,CONCRETE | 29.0m, C6T90HS c/w Corrosion Inhibitor, Dwg 906115-03, ETS 07-03-01(2) | ROCLA | ROCLA PTY LTD | 906115-03 | Active | 5
2439685 | POLE,LINE CONSTRUCTION,CONCRETE | 22.0m, C6T90 c/w Corrosion Inhibitor, Dwg 905348-03, ETS 07-03-01(2) | ROCLA | ROCLA PTY LTD | 905348-03 | Active | 5
2454205 | BRACKET,MOUNTING | Mid Pole Mount, S/Steel, for Gas Insulated Enclosed Air Break | AKPOWER | AK POWER SOLUTIONS PTY LTD | GVS80938 | Active | 1
2454213 | BRACKET,MOUNTING | Top Pole Mount, S/Steel, for Gas Insulated Enclosed Air Break | AKPOWER | AK POWER SOLUTIONS PTY LTD | GSV80937 | Active | 1
2471266 | BRACKET,MOUNTING | Support Bracket, S/Steel, suit 100mm Composite Crossarm, Dwg 1069321-03 | GREGSF | GREG SEWELL FORGINGS PTY LTD | M06507 | Active | 1
2472314 | BRACKET,MOUNTING | Pole Bracket for LV Temporary Crossarm, Ertalon 6-PLA, Black c/w Webbing Strap | PENTA | PENTA AUST (TMAC THEW & MCCANN/HYLEC) | PA10990 | Active | 1
2472314 | BRACKET,MOUNTING | Pole Bracket for LV Temporary Crossarm, Ertalon 6-PLA, Black c/w Webbing Strap | THEWMCCA | TMAC THEW & MCCANN GROUP | TM10990 | Active | 5
2472314 | BRACKET,MOUNTING | Pole Bracket for LV Temporary Crossarm, Ertalon 6-PLA, Black c/w Webbing Strap | THEWMCCA | TMAC THEW & MCCANN GROUP | 2472314 | Active | 2
2434991 | BRACKET,MOUNTING | Pin Top Insulator | TEN | THE ENERGY NETWORK (AUST) PTY LTD | 1A-2A | Active | 1
2434991 | BRACKET,MOUNTING | Pin Top Insulator | SPECFORC | SPECIALISED FORCE PTY LTD | IB-1 | Active | 2
2435014 | BRACKET,MOUNTING | MK10A Meter Hanging Clip, Metal, suit Domestic & Commercial Electricity Meters | EDMI | EDMI PTY LTD | MWORK19137B | Active | 1
2402774 | DIE,COMPRESSION | Hex, 12T, 5.7mm A/F Cu | TEN | THE ENERGY NETWORK (AUST) PTY LTD | K12-05.7-CU | Active | 1
2402774 | DIE,COMPRESSION | Hex, 12T, 5.7mm A/F Cu | TEN | THE ENERGY NETWORK (AUST) PTY LTD | K12-C10 | Active | 2
2458909 | DIE,COMPRESSION | Hex Crimp, 5T, Engraved 7.7mm A/F Cu, suit 25mm2 Lugs & Links & 7/.080 FT Cu Sleeves | TECONN | TE CONNECTIVITY LTD | 5T-M77-50 | Active | 1
2458909 | DIE,COMPRESSION | Hex Crimp, 5T, Engraved 7.7mm A/F Cu, suit 25mm2 Lugs & Links & 7/.080 FT Cu Sleeves | SPECFORC | SPECIALISED FORCE PTY LTD | 5T-M77-50 | Active | 2
2486074 | DIE,COMPRESSION | Hex, 6T, 9mm A/F Al, 10-35mm2, 12.0mm W | TEN | THE ENERGY NETWORK (AUST) PTY LTD | K6-09.0-AL | Active | 1
2486082 | DIE,COMPRESSION | Hex, 6T, 17.3mm A/F Al, 95-120mm2, 12.0mm W | TEN | THE ENERGY NETWORK (AUST) PTY LTD | K6-17.3-AL | Active | 1
2476877 | BRACKET,MOUNTING | Galv Steel, 33 kV Pole Termination, Dwg. UT1160-A1 | GMG | GLOBAL MANUFACTURING GROUP | UT1160-A3 | Active | 1
2476885 | BRACKET,MOUNTING | Cable Clamp, Galv Steel, suit Ellis 2 Hole Cable Clamps for 33kV 630-1000mm2, Dwg 12588-A1 | GMG | GLOBAL MANUFACTURING GROUP | 12588-A3-2476885 | Active | 1
2501435 | CABLE,POWER,ELECTRICAL | Flexible, 250/440V, 2C+E, 2.5mm2, Cu, V-90 PVC, Orange | OLEX | OLEX AUSTRALIA PTY LTD | CBLF2.5/3CODOR | Active | 5
2501435 | CABLE,POWER,ELECTRICAL | Flexible, 250/440V, 2C+E, 2.5mm2, Cu, V-90 PVC, Orange | HAYMANS | HAYMANS ELECTRICAL | CBLF2.5/3CODOR | Active | 1
2501450 | RACEWAY,NONMETALLIC | Cable & Wiring Duct, 2m Lg, 100 x 40mm, PVC, Grey c/w Lid | PHOENIX | PHOENIX CONTACT PTY LTD | 3240279 | Active | 1
21496 | RACEWAY,NONMETALLIC | Cable & Wiring Duct, 2m Lg, 40 x 80mm, PVC, Grey c/w Lid | PHOENIX | PHOENIX CONTACT PTY LTD | 3240198 | Active | 1
2501476 | RACEWAY,NONMETALLIC | Cable & Wiring Duct, 2m Lg, 40 x 40mm, PVC, Grey c/w Lid | PHOENIX | PHOENIX CONTACT PTY LTD | 3240189 | Active | 1
2501500 | CONDUIT,NONMETALLIC,FLEXIBLE | Expandable Braided Sleeve, 45-73mm, 50m Lg, Polyester | CABAC | CABAC (MANUFACTURER) | EPBS50 | Active | 1
2501526 | CONDUIT,NONMETALLIC,FLEXIBLE | Cable Conduit, 48mm Dia, 25m Lg Roll, Polythene, for Secure Cable Routing | RITTAL | RITTAL AUSTRALIA PTY LTD | SZ 2590.000 | Active | 1
2501534 | SCREW | Multi-Tooth, 13mm Lg, 5.5 Thread, Metal, for Sheet Steel | RITTAL | RITTAL AUSTRALIA PTY LTD | SZ 2486.600 | Active | 1
2501542 | SCREW | Multi-Tooth, 13mm Lg, 5 Thread, Metal, for Stainless Steel | RITTAL | RITTAL AUSTRALIA PTY LTD | SZ 2486.400 | Active | 1
2501559 | BRACKET,MOUNTING | LHS Swingframe, Duct L-Bracket, for Subs Swing Frame Panels, Dwg 349951 | BYLASER | BYLASER AUSTRALIA PTY LTD | 349951 | Active | 1
2501583 | MARKER,INSERT | US-WMT (15X4), Conductor Marker, Text Field 15 x 4mm, Slide-on Mount, PVC, White | PHOENIX | PHOENIX CONTACT PTY LTD | 828767 | Active | 1
2501591 | SLEEVE,MARKER,CABLE | PATG 2/15, Conductor Marker Carrier, Text Field 15 x 4mm, Slide-on Mount, Transparent | PHOENIX | PHOENIX CONTACT PTY LTD | 1013038 | Active | 1
2501617 | FERRULE,ELECTRICAL CONDUCTOR | Bootlace, 1.5mm, 10mm Lg, Black, Pack of 100 | PHOENIX | PHOENIX CONTACT PTY LTD | 3200195 | Active | 1
13204 | BOLT,MACHINE | Galv, H Tensile, Gde 8.8, Material Gde 1340, Hex HD, M20, ISO M,450mm Lg, c/w 2 Hex Nuts Attached, H Tensile, Gde 8.8, Full Size Shank, Min Thread Lg 100mm, | STATEWD | STATEWIDE FASTNERS & ENGEERING SUPPLIES | HBNPEM20450 | Active | 1
7127 | CABLE,POWER,ELECTRICAL | 0.6/1kV, 4mm2, Annealed Copper Conductor, 2 Core, Flat, XLPE Insluated, Black PVC Sheathed, 1000m Drum, AS 5000.1, JTS 03-01-08 | MIDLAND | MIDLAND METALS OVERSEAS PTE LTD | MMO-2X4 CU X PVC BLK | Active | 1
104147 | CABLE,POWER,ELECTRICAL | Aerial, 0.6/1kV, 4 x 10mm2 (7/1.35) HD Cu ABC, HDPE Insulated, 250m Wood Drum, JTS 03-03-02 | MIDLAND | MIDLAND METALS OVERSEAS PTE LTD | MMO-LVABC 4X10 CU HDPE | Active | 1
104147 | CABLE,POWER,ELECTRICAL | Aerial, 0.6/1kV, 4 x 10mm2 (7/1.35) HD Cu ABC, HDPE Insulated, 250m Wood Drum, JTS 03-03-02 | OLEX | OLEX AUSTRALIA PTY LTD | XDZT13SB004AAAA | Active | 2
104149 | CABLE,POWER,ELECTRICAL | U/Ground, 6.35/11kV, 3C, 300mm2 Al, Stranded Compacted, XLPE Insulated/HD Cu Wire/Helical Screen Individual Phases/ PVC Inner Sheath Orange/HDPE Outer | MIDLAND | MIDLAND METALS OVERSEAS PTE LTD | 3C, 300MM2, AL, 6.35/11KV | Active | 1
104149 | CABLE,POWER,ELECTRICAL | U/Ground, 6.35/11kV, 3C, 300mm2 Al, Stranded Compacted, XLPE Insulated/HD Cu Wire/Helical Screen Individual Phases/ PVC Inner Sheath Orange/HDPE Outer | OLEX | OLEX AUSTRALIA PTY LTD | XJNA27AA003CXAA | Active | 2
104471 | CABLE,POWER,ELECTRICAL | U/Ground, 12.7/22kV, Triplex, 35mm2 Al, XLPE Insulated/40/0.85mm Cu Wire Screen/ HDPE Sheath/PVC Waterblock Tape/Insect Tape/Insect Protected, ETS 04-01-05(scm) | OLEX | OLEX AUSTRALIA PTY LTD | XLNA18TB003AAAA | Phasing | 1
104592 | CABLE,POWER,ELECTRICAL | Aerial, 0.6/1kV, 2 x 25mm2 Al ABC, HDPE Insulated (LVABC), 250m Wood Drum, JTS 03-03-02 | MIDLAND | MIDLAND METALS OVERSEAS PTE LTD | MMO-LVABC 2X25 AL HDPE | Active | 1
104593 | CABLE,POWER,ELECTRICAL | Aerial, 0.6/1kV, 4 x 25mm2 Al ABC, HDPE Insulated (LVABC), 150m Wood Drum, JTS 03-03-02 | MIDLAND | MIDLAND METALS OVERSEAS PTE LTD | MMO-LVABC 4X25 AL HDPE | Active | 1
2454924 | POLE,LINE CONSTRUCTION,CONCRETE | 35.0m, 765mm Dia, Direct Imbedded, Comms Pole, Dwg 903386-01 | ROCLA | ROCLA PTY LTD | SR5-H35-765 | Active | 5
2405828 | FIXTURE,LIGHTING | 70W HP Sodium Aeroscreen Luminaire, 34mm Spigot c/w Integral Control Gear, PE Cell, Lamp & Power Factor Correction, Major Roads, EQTS 05-01-01 (scm) | GERARD | GERARD LIGHTING GROUP | JA41BD01L | Phasing | 1
2471639 | FIXTURE,LIGHTING | 17W StreetLED MkIII (L17A) 3K Aeroscreen c/w NEMA PE Cell & Tilt Adaptor, Minor Road, EQTS 05-01-02 (scm) | GERARD | GERARD LIGHTING GROUP | JLC30BD11L17 | Phasing | 1
1542757 | CABLE,POWER,ELECTRICAL | SDI, 0.6/1kV, 1C x 2.5mm2 (7/0.67) Cu/PVC (V-90) Sheath, Green/Yellow, 100m Plastic Spool, JTS 03-01-08 | MIDLAND | MIDLAND METALS OVERSEAS PTE LTD | MMO-1X2.5 CU PVC G/Y | Active | 1
1542757 | CABLE,POWER,ELECTRICAL | SDI, 0.6/1kV, 1C x 2.5mm2 (7/0.67) Cu/PVC (V-90) Sheath, Green/Yellow, 100m Plastic Spool, JTS 03-01-08 | OLEX | OLEX AUSTRALIA PTY LTD | AATP07A1001AAHN | Active | 2
105018 | CABLE,POWER,ELECTRICAL | U/Ground, 38/66kV, 1C, 630mm2 Cu, XLPE Insulated/WBT/Corr Al 25kA 1Sec/LLDPE/ Nylon/MDPE with Graphite Coating | CBLGRID | CABLE GRID AUSTRALIA PTY LTD | CGA698 | Active | 1
105018 | CABLE,POWER,ELECTRICAL | U/Ground, 38/66kV, 1C, 630mm2 Cu, XLPE Insulated/WBT/Corr Al 25kA 1Sec/LLDPE/ Nylon/MDPE with Graphite Coating | OLEX | OLEX AUSTRALIA PTY LTD | XPRP32CJ001BKAA | Active | 2
105019 | CABLE,POWER,ELECTRICAL | U/Ground, 38/66/72.5kV, 1C, 630mm2 Cu, XLPE Insulated/Insect Protected, CWS Rating 25kA, 1Sec, Incorporating Optic Fibre | OLEX | OLEX AUSTRALIA PTY LTD | XPZP32FT001BKAA | Active | 1
105030 | CABLE,POWER,ELECTRICAL | U/Ground, 19/33(36)kV, 1C, 630mm2 Stranded Circ WB Cu, TRXLPE/WBT/CWS (25kA/1Sec)/WBT/LAT/LLDPE/Nyl/MDPE, Graphite Coating, Drum w/Pulling Eye | KEI | KEI INDUSTRIES LIMITED | KEI33CU1C630LAT25KA | Active | 1
105030 | CABLE,POWER,ELECTRICAL | U/Ground, 19/33(36)kV, 1C, 630mm2 Stranded Circ WB Cu, TRXLPE/WBT/CWS (25kA/1Sec)/WBT/LAT/LLDPE/Nyl/MDPE, Graphite Coating, Drum w/Pulling Eye | CBLGRID | CABLE GRID AUSTRALIA PTY LTD | CG-105030 | Active | 2
105030 | CABLE,POWER,ELECTRICAL | U/Ground, 19/33(36)kV, 1C, 630mm2 Stranded Circ WB Cu, TRXLPE/WBT/CWS (25kA/1Sec)/WBT/LAT/LLDPE/Nyl/MDPE, Graphite Coating, Drum w/Pulling Eye | MIDLAND | MIDLAND METALS OVERSEAS PTE LTD | MMO-33KV 1X630CTRXWBTLWBTCWSPN | Active | 2
105030 | CABLE,POWER,ELECTRICAL | U/Ground, 19/33(36)kV, 1C, 630mm2 Stranded Circ WB Cu, TRXLPE/WBT/CWS (25kA/1Sec)/WBT/LAT/LLDPE/Nyl/MDPE, Graphite Coating, Drum w/Pulling Eye | OLEX | OLEX AUSTRALIA PTY LTD | XNZP32SBT01CXAA | Active | 2
105030 | CABLE,POWER,ELECTRICAL | U/Ground, 19/33(36)kV, 1C, 630mm2 Stranded Circ WB Cu, TRXLPE/WBT/CWS (25kA/1Sec)/WBT/LAT/LLDPE/Nyl/MDPE, Graphite Coating, Drum w/Pulling Eye | CBLGRID | CABLE GRID AUSTRALIA PTY LTD | C1318E | Active | 2
1311142 | CABLE,POWER,ELECTRICAL | Conductor, 35mm2 (19/1.53) Cu Annealed Bare, 250m Drum, ETS 03-03-01 (scm) | MIDLAND | MIDLAND METALS OVERSEAS PTE LTD | MMO-ANN. 1 | Active | 1
1311142 | CABLE,POWER,ELECTRICAL | Conductor, 35mm2 (19/1.53) Cu Annealed Bare, 250m Drum, ETS 03-03-01 (scm) | MIDLAND | MIDLAND METALS OVERSEAS PTE LTD | MMO-ANN. 19/1.53 CU | Active | 1
1311142 | CABLE,POWER,ELECTRICAL | Conductor, 35mm2 (19/1.53) Cu Annealed Bare, 250m Drum, ETS 03-03-01 (scm) | OLEX | OLEX AUSTRALIA PTY LTD | ACUC18SB001AAAA | Active | 2
1313048 | CABLE,POWER,ELECTRICAL | 0.6/1kV, 1C x 70mm2 (19/2.14) Hard Drawn Cu/XLPE (X-90UV) Insulated, Metre Marked 250m Wood Drum, JTS 03-01-08 (scm) | MIDLAND | MIDLAND METALS OVERSEAS PTE LTD | MMO-1X70 CU X BLK | Active | 1
1313048 | CABLE,POWER,ELECTRICAL | 0.6/1kV, 1C x 70mm2 (19/2.14) Hard Drawn Cu/XLPE (X-90UV) Insulated, Metre Marked 250m Wood Drum, JTS 03-01-08 (scm) | OLEX | OLEX AUSTRALIA PTY LTD | XDCT20SB001AACX | Active | 2
1420001 | CABLE,POWER,ELECTRICAL | Aerial, 0.6/1kV, 4 x 95mm2 Al ABC, XLPE Insulated (LVABC), 650m Steel Drum, JTS 03-03-02 (scm) | OLEX | OLEX AUSTRALIA PTY LTD | XDAB22AA004AAAA | Active | 2
1420001 | CABLE,POWER,ELECTRICAL | Aerial, 0.6/1kV, 4 x 95mm2 Al ABC, XLPE Insulated (LVABC), 650m Steel Drum, JTS 03-03-02 (scm) | MIDLAND | MIDLAND METALS OVERSEAS PTE LTD | MMO-LVABC 4X95 AL X | Active | 1
2427599 | PORTABLE EARTHING DEVICE | Cu, Zone Substations consists of 3 x 1Ph Leads, Outdoor App, 35mm2 @ 8.8kA/1 Sec Rating, 7.5m Lg c/w Earth Clamp CLE420 & Phase Clamp CLP459 compatible with | PENTA | PENTA AUST (TMAC THEW & MCCANN/HYLEC) | PA11400 | Active | 1
2427599 | PORTABLE EARTHING DEVICE | Cu, Zone Substations consists of 3 x 1Ph Leads, Outdoor App, 35mm2 @ 8.8kA/1 Sec Rating, 7.5m Lg c/w Earth Clamp CLE420 & Phase Clamp CLP459 compatible with | THEWMCCA | TMAC THEW & MCCANN GROUP | 2427599 | Active | 2
2427599 | PORTABLE EARTHING DEVICE | Cu, Zone Substations consists of 3 x 1Ph Leads, Outdoor App, 35mm2 @ 8.8kA/1 Sec Rating, 7.5m Lg c/w Earth Clamp CLE420 & Phase Clamp CLP459 compatible with | THEWMCCA | TMAC THEW & MCCANN GROUP | TM11400 | Active | 5
2434579 | PORTABLE EARTHING DEVICE | O/H Line, 3 Ph Short Circuiting Assy, 3.5m Al Leads c/w Shotgun Ring, Screw Type Line Clamps & Earthing Cable Assy, 15m Al Lead, min 6kA/1 Sec Rating, | PENTA | PENTA AUST (TMAC THEW & MCCANN/HYLEC) | PA00820 | Active | 1
2434579 | PORTABLE EARTHING DEVICE | O/H Line, 3 Ph Short Circuiting Assy, 3.5m Al Leads c/w Shotgun Ring, Screw Type Line Clamps & Earthing Cable Assy, 15m Al Lead, min 6kA/1 Sec Rating, | THEWMCCA | TMAC THEW & MCCANN GROUP | 2434579 | Active | 2
2434579 | PORTABLE EARTHING DEVICE | O/H Line, 3 Ph Short Circuiting Assy, 3.5m Al Leads c/w Shotgun Ring, Screw Type Line Clamps & Earthing Cable Assy, 15m Al Lead, min 6kA/1 Sec Rating, | THEWMCCA | TMAC THEW & MCCANN GROUP | TM00820 | Active | 5
2449387 | PORTABLE EARTHING DEVICE | Magnefix, Earthing Kit, for Transformer Cable Fuse Unit, C Module | CNWELEC | CNW ELECTRICAL PTY LTD | 2684.26 | Phasing | 1
2449387 | PORTABLE EARTHING DEVICE | Magnefix, Earthing Kit, for Transformer Cable Fuse Unit, C Module | EATONELE | EATON ELECTRIC SYSTEMS PTY LTD | 2684.255 | Phasing | 2
2461242 | PORTABLE EARTHING DEVICE | O/H Line, 3 Ph Short Circuiting Assy, 2.5m Al Leads c/w Romind Non-screw Type Line Clamps & Earthing Cable Assy, 15m Al Lead, Min 6kA/1 Sec Rating, in | PENTA | PENTA AUST (TMAC THEW & MCCANN/HYLEC) | PA00821 | Active | 1
2461242 | PORTABLE EARTHING DEVICE | O/H Line, 3 Ph Short Circuiting Assy, 2.5m Al Leads c/w Romind Non-screw Type Line Clamps & Earthing Cable Assy, 15m Al Lead, Min 6kA/1 Sec Rating, in | THEWMCCA | TMAC THEW & MCCANN GROUP | 2461242 | Active | 2
2461242 | PORTABLE EARTHING DEVICE | O/H Line, 3 Ph Short Circuiting Assy, 2.5m Al Leads c/w Romind Non-screw Type Line Clamps & Earthing Cable Assy, 15m Al Lead, Min 6kA/1 Sec Rating, in | THEWMCCA | TMAC THEW & MCCANN GROUP | TM00821 | Active | 5
2461259 | PORTABLE EARTHING DEVICE | O/H Line, 3 Ph Short Circuiting Assy, 3.5m Al Leads c/w Romind Non-screw Type Line Clamps & Earthing Cable Assy, 15m Al Lead, Min 6kA/1 Sec Rating, in | PENTA | PENTA AUST (TMAC THEW & MCCANN/HYLEC) | PA00822 | Active | 1
2461259 | PORTABLE EARTHING DEVICE | O/H Line, 3 Ph Short Circuiting Assy, 3.5m Al Leads c/w Romind Non-screw Type Line Clamps & Earthing Cable Assy, 15m Al Lead, Min 6kA/1 Sec Rating, in | THEWMCCA | TMAC THEW & MCCANN GROUP | 2461259 | Active | 2
2461259 | PORTABLE EARTHING DEVICE | O/H Line, 3 Ph Short Circuiting Assy, 3.5m Al Leads c/w Romind Non-screw Type Line Clamps & Earthing Cable Assy, 15m Al Lead, Min 6kA/1 Sec Rating, in | THEWMCCA | TMAC THEW & MCCANN GROUP | TM00822 | Active | 5
2461267 | PORTABLE EARTHING DEVICE | O/H Line, 3 Ph Short Circuiting Assy, 2.5m Al Leads c/w Romind Non-screw Type Line Clamps & Earthing Cable Assy, 15m Al Lead, Min 10kA/1 Sec Rating, in | PENTA | PENTA AUST (TMAC THEW & MCCANN/HYLEC) | PA00825 | Active | 1
2461267 | PORTABLE EARTHING DEVICE | O/H Line, 3 Ph Short Circuiting Assy, 2.5m Al Leads c/w Romind Non-screw Type Line Clamps & Earthing Cable Assy, 15m Al Lead, Min 10kA/1 Sec Rating, in | THEWMCCA | TMAC THEW & MCCANN GROUP | TM00825 | Active | 2
2461275 | PORTABLE EARTHING DEVICE | O/H Line, 3 Ph Short Circuiting Assy, 3.5m Al Leads c/w Romind Non-screw Type Line Clamps & Earthing Cable Assy, 15m Al Lead, Min 10kA/1 Sec Rating, in | PENTA | PENTA AUST (TMAC THEW & MCCANN/HYLEC) | PA00826 | Active | 1
2461275 | PORTABLE EARTHING DEVICE | O/H Line, 3 Ph Short Circuiting Assy, 3.5m Al Leads c/w Romind Non-screw Type Line Clamps & Earthing Cable Assy, 15m Al Lead, Min 10kA/1 Sec Rating, in | THEWMCCA | TMAC THEW & MCCANN GROUP | TM00826 | Active | 2
1975809 | TAPE,INSULATION,ELECTRICAL | Scotch, 19mm x 9m, No 23 | GILBERT | GILBERT LODGE AUSTRALIA PTY LTD | 3M23-19 | Active | 1
1975809 | TAPE,INSULATION,ELECTRICAL | Scotch, 19mm x 9m, No 23 | 3MAUST | 3M AUSTRALIA PTY LTD | MMM23-19MM | Active | 5
446469 | LETTER,SIGN | (T), Pressed Al, Plain, Dwg 22-A4-200 Rev B | METALTI | METAL-TECH INDUSTRIES (TRADE POLISHERS) | LETTER T | Active | 1
446485 | LETTER,SIGN | (V), Pressed Al, Plain, Dwg 22-A4-200 Rev B | METALTI | METAL-TECH INDUSTRIES (TRADE POLISHERS) | LETTER V ALUMINIUM | Active | 1
1420036 | CABLE,POWER,ELECTRICAL | Aerial, 0.6/1kV, 2 x 95mm2 Al ABC, XLPE Insulated (LVABC), 500m Steel Drum, JTS 03-03-02 (scm) | MIDLAND | MIDLAND METALS OVERSEAS PTE LTD | MMO-LVABC 2X95 AL X | Active | 1
1420036 | CABLE,POWER,ELECTRICAL | Aerial, 0.6/1kV, 2 x 95mm2 Al ABC, XLPE Insulated (LVABC), 500m Steel Drum, JTS 03-03-02 (scm) | OLEX | OLEX AUSTRALIA PTY LTD | XDAB22AA002AAAA | Active | 2
1542749 | CABLE,POWER,ELECTRICAL | 0.6/1kV, 1C x 2.5mm2 (7/0.67) Cu/PVC (V-90) Sheath, Blue, 100m Plastic Spool, JTS 03-01-08 | OLEX | OLEX AUSTRALIA PTY LTD | BAAP07A1001AABE | Active | 2
1542749 | CABLE,POWER,ELECTRICAL | 0.6/1kV, 1C x 2.5mm2 (7/0.67) Cu/PVC (V-90) Sheath, Blue, 100m Plastic Spool, JTS 03-01-08 | MIDLAND | MIDLAND METALS OVERSEAS PTE LTD | MMO-1X2.5 CU PVC BLU | Active | 1
1542838 | CABLE,POWER,ELECTRICAL | 0.6/1kV, 1C x 4mm2 (7/0.85) Cu/PVC (V-90) Sheath, Green/Yellow, 100m Plastic Spool, JTS 03-01-08 | MIDLAND | MIDLAND METALS OVERSEAS PTE LTD | MMO-1X4 CU PVC G/Y | Active | 1
1542838 | CABLE,POWER,ELECTRICAL | 0.6/1kV, 1C x 4mm2 (7/0.85) Cu/PVC (V-90) Sheath, Green/Yellow, 100m Plastic Spool, JTS 03-01-08 | OLEX | OLEX AUSTRALIA PTY LTD | BAAP09A1001AAHN | Active | 2
1542919 | CABLE,POWER,ELECTRICAL | 0.6/1kV, 1C x 6mm2 (7/1.04) Cu/PVC (V-90) Sheath, Green/Yellow, 100m Plastic Spool, JTS 03-01-08 | MIDLAND | MIDLAND METALS OVERSEAS PTE LTD | MMO-1X6 CU PVC G/Y | Active | 1
1542919 | CABLE,POWER,ELECTRICAL | 0.6/1kV, 1C x 6mm2 (7/1.04) Cu/PVC (V-90) Sheath, Green/Yellow, 100m Plastic Spool, JTS 03-01-08 | OLEX | OLEX AUSTRALIA PTY LTD | BAAP11A1001AAHN | Active | 2
20427 | TERMINATION KIT,ELECTRICAL CABLE | Indoor, 11kV, 3Ph, 95mm2 Cu PLY/HDPE & PLYSWS Cable, Heatshrink, 800mm Min Tail Lenghths, c/w CT's & Compression Lugs, AS/NZS 4805 Part 2 | TECONN | TE CONNECTIVITY LTD | EPKT-EX224 | Active | 1
2473494 | STRAP | Quickeeze Sleeve Straps, Adjustable FR Elastic & Neoprene Blend, Oval Buttons FR ABS, One Piece Design (Set of 2) | TEN | THE ENERGY NETWORK (AUST) PTY LTD | HLQE-1000 | Active | 1
2409274 | COVER,INSULATING | LV, Link Cover, Rubber, 850 x 700mm, White c/w Velcro Fasteners & 0.5m Velcro Strap for rolled storage, AS4202, EE Dwg 941013-01/0F Item B | BALMORAL | BALMORAL ENGINEERING PTY LTD | 8010-EQ | Active | 1
2421493 | COVER,INSULATING | LV, S/L Cover, Rubber, 1200 x 450mm, Dk Blue c/w 30mm W Cutout, Streetlight/ Catenary Wire Attachment Cutout c/w Velcro Fasteners & 0.5m Velcro Strap for | BALMORAL | BALMORAL ENGINEERING PTY LTD | 7002-EQ | Active | 1
2423812 | COVER,INSULATING | LV, Drape, 450 x 315mm, Black c/w Reinforced Corner Eyelets for Fixing, AS4202, EE Dwg 941013-01/0F Item F (A3) | BALMORAL | BALMORAL ENGINEERING PTY LTD | 10008 ERG | Active | 1
2423812 | COVER,INSULATING | LV, Drape, 450 x 315mm, Black c/w Reinforced Corner Eyelets for Fixing, AS4202, EE Dwg 941013-01/0F Item F (A3) | BALMORAL | BALMORAL ENGINEERING PTY LTD | 10008 E | Active | 2
2423820 | COVER,INSULATING | LV, Drape, 600 x 450mm, Brown c/w Reinforced Corner Eyelets for Fixing, AS4202, EE Dwg 941013-01/0F Item F (A2) | BALMORAL | BALMORAL ENGINEERING PTY LTD | 10009 ERG | Active | 1
2423820 | COVER,INSULATING | LV, Drape, 600 x 450mm, Brown c/w Reinforced Corner Eyelets for Fixing, AS4202, EE Dwg 941013-01/0F Item F (A2) | BALMORAL | BALMORAL ENGINEERING PTY LTD | 10009 E | Active | 2
2423846 | COVER,INSULATING | LV, Drape, 315 x 225mm, Beige c/w Reinforced Corner Eyelets for Fixing, AS4202, EE Dwg 941013-01/0F Item F (A4) | BALMORAL | BALMORAL ENGINEERING PTY LTD | 10007 ERG | Active | 1
2423846 | COVER,INSULATING | LV, Drape, 315 x 225mm, Beige c/w Reinforced Corner Eyelets for Fixing, AS4202, EE Dwg 941013-01/0F Item F (A4) | BALMORAL | BALMORAL ENGINEERING PTY LTD | 10007 E | Active | 2
2428639 | COVER,INSULATING | Live Line, Flexible Line Hose, Class 3, Orange Colour, Style B Coupler, One End 40mm Dia x 915mm Lg | TEN | THE ENERGY NETWORK (AUST) PTY LTD | OR150-3C | Active | 1
2428639 | COVER,INSULATING | Live Line, Flexible Line Hose, Class 3, Orange Colour, Style B Coupler, One End 40mm Dia x 915mm Lg | SALISBRY | SALISBURY (MANUFACTURER) | OR150-3C | Active | 5
2428639 | COVER,INSULATING | Live Line, Flexible Line Hose, Class 3, Orange Colour, Style B Coupler, One End 40mm Dia x 915mm Lg | CHANCE | CHANCE (MANUFACTURER) | C406-0307 | Active | 5
2428654 | COVER,INSULATING | Live Line, Flexible Line Hose, Class 3, Orange colour Style A Plain, Both ends 40mm dia x 915mm Lg | TEN | THE ENERGY NETWORK (AUST) PTY LTD | OR150-3 | Active | 1
2428654 | COVER,INSULATING | Live Line, Flexible Line Hose, Class 3, Orange colour Style A Plain, Both ends 40mm dia x 915mm Lg | SALISBRY | SALISBURY (MANUFACTURER) | OR150-3 | Active | 5
2428654 | COVER,INSULATING | Live Line, Flexible Line Hose, Class 3, Orange colour Style A Plain, Both ends 40mm dia x 915mm Lg | CHANCE | CHANCE (MANUFACTURER) | C406-0297 | Active | 5
2502078 | CIRCUIT BREAKER | MCB, 240V AC, 32A, 1P, 10kA, C-Curve, Rail Mount, General Purpose, Pack of 1 | NHPELEC | NHP ELECTRICAL ENGINEERING | DTM10132C | Active | 1
2502086 | CIRCUIT BREAKER | MCB, 240V AC, 40A, 1P, 10kA, C-Curve, Rail Mount, General Purpose, Pack of 1 | NHPELEC | NHP ELECTRICAL ENGINEERING | DTM10140C | Active | 1
2502128 | CIRCUIT BREAKER | MCB, 415V AC, 25A, 3P, 10kA, C-Curve, Rail Mount, General Purpose, Pack of 1 | NHPELEC | NHP ELECTRICAL ENGINEERING | DTM10325C | Active | 1
2502169 | CIRCUIT BREAKER | MCB, 415V AC, 80A, 3P, 10H, C-Curve, DIN-T, Rail Mount, General Purpose, Pack of 1 | NHPELEC | NHP ELECTRICAL ENGINEERING | DTMH380C | Active | 1
2502185 | CIRCUIT BREAKER | MCB, 415V AC, 125A, 3P, 10H, C-Curve, DIN-T, Rail Mount, General Purpose, Pack of 1 | NHPELEC | NHP ELECTRICAL ENGINEERING | DTMH3125C | Active | 1
2502235 | CIRCUIT BREAKER | RCBO, 240V AC, 50A, 1P+N, 10kA, C-Curve, 30mA, Type A, Rail Mount, General Purpose, Pack of 1 | NHPELEC | NHP ELECTRICAL ENGINEERING | DTRL5030A | Active | 1
2502243 | CIRCUIT BREAKER | RCBO, 415V AC, 6A, 3P+N, 10kA, C-Curve, 30mA, Type A, Rail Mount, General Purpose, Pack of 1 | NHPELEC | NHP ELECTRICAL ENGINEERING | DTRT0630A | Active | 1
2502276 | CIRCUIT BREAKER | RCBO, 415V AC, 20A, 3P+N, 10kA, C-Curve, 30mA, Type A, Rail Mount, General Purpose, Pack of 1 | NHPELEC | NHP ELECTRICAL ENGINEERING | DTRT2030A | Active | 1
2502334 | CIRCUIT BREAKER | RCCB, 415V AC, 40A, 3P±N, 30mA, Type A, 72mm, Rail Mount, General Purpose, Pack of 1 | NHPELEC | NHP ELECTRICAL ENGINEERING | DTRCD44030A | Active | 1
13758 | GRIP,CABLE,WOVEN | HD Sock, Single Soft Eye, 55-75mm Dia Cable, 80kN UTS, 900mm Lg, Galv Steel | NCG | NATIONAL CABLE GRIPS (VILNO GROUP COMP) | CHD1055 | Active | 5
13758 | GRIP,CABLE,WOVEN | HD Sock, Single Soft Eye, 55-75mm Dia Cable, 80kN UTS, 900mm Lg, Galv Steel | TEN | THE ENERGY NETWORK (AUST) PTY LTD | CHD1055 | Active | 1
2496396 | ISOLATOR | Optical, RS-485, DIN Rail Mount for PME, Cape River East StatCom | AMSC | AMSC AUSTRALIA PTY LTD | 2000230 | Active | 1
2496396 | ISOLATOR | Optical, RS-485, DIN Rail Mount for PME, Cape River East StatCom | AMSC | AMSC AUSTRALIA PTY LTD | 2000230 | Active | 5
1749298 | NUT,PLAIN,HEX | M24, Galv, Aust Std (P50) (scm) | GREGSF | GREG SEWELL FORGINGS PTY LTD | 1749298 | Active | 1
2475978 | RELAY,PROTECTION | FW H9C, Fdr Diff, Dual CB, 48/110V DC Pwr, 24/250V DC Logic 16/14 IO, 1/5A, 110V AC Input, 850nm 2Ch, Flush/60TE, DNP 100Base-FX, MM LC Enet | CLIPSAL | CLIPSAL (BY SCHNEIDER ELECTRIC) | P544 21QAL | Active | 1
2475978 | RELAY,PROTECTION | FW H9C, Fdr Diff, Dual CB, 48/110V DC Pwr, 24/250V DC Logic 16/14 IO, 1/5A, 110V AC Input, 850nm 2Ch, Flush/60TE, DNP 100Base-FX, MM LC Enet | SCHNEIDR | SCHNEIDER PTY LTD (MANUFACTURER) | P544 21QALM0H99M | Active | 5
2453421 | COVER,INSULATING | Wildlife Cover for Palm Tee Connection Plate (scm) | TYCOELEC | TYCO ELECTRONICS | BCIC-3130 | Active | 1
2455152 | COVER,INSULATING | LV, Drape, 900 x 600mm, Grey Id Patch c/w Reinforced Corner Eyelets & Plastic Covered Magnets each Corner for Fixing, AS4202 | BALMORAL | BALMORAL ENGINEERING PTY LTD | 10027-EQ | Active | 1
2455160 | COVER,INSULATING | LV, Drape, 600 x 450mm, Brown Id Patch c/w Reinforced Corner Eyelets & Plastic Covered Magnets each Corner for Fixing, AS4202 | BALMORAL | BALMORAL ENGINEERING PTY LTD | 10026-EQ | Active | 1
20317 |  | SLEEVE:HEAT SHRINK;TRANSITION JOINT,3PH JOINT,ELECTRICAL POWER CABLE 11 KV;HEATS HRINK;TRANSITION JOINT; 3 PHASE;FOR 35 S Q MM AL XLPE/PVC/HDPE TO 16 SQ MM CU PLY | TECONN | TE CONNECTIVITY LTD | EFSJ-EX67A | Active | 1
2472793 | FILTER | Replacement HEPA Filter, for Milwaukee M12 Cordless Compact Hand Vacuum | MILWAUKE | MILWAUKEE POWER TOOLS | 16049001008 | Active | 5
2472793 | FILTER | Replacement HEPA Filter, for Milwaukee M12 Cordless Compact Hand Vacuum | C&LTOOL | C&L TOOL CENTRE | MILWS16049001008 | Active | 1
2480952 | FILTER | Waste Water Unit, Stops Water Flow If Hydrocarbons Are Detected | SIMTECH | SIMTECH PTY LTD | 200 Q1 | Active | 1
2500320 | FILTER | Water Absorbing Cartridge, Superdri SD Series, 18" Lg, Buna-N Seal, Open-End Cap, removes Dissolved Water from Tx Oil, for PTU1000 Portable Filter Unit | PARKER | PARKER HANNIFIN CORP | SD-718 | Active | 1
2500155 | BLADE,BANDSAW | Milwaukee, 776mm, 12/14 TPI Bandsaw Blade, Pack of 3, suit 12V Bandsaw | MILWAUKE | MILWAUKEE POWER TOOLS | 48390631 | Active | 5
2500155 | BLADE,BANDSAW | Milwaukee, 776mm, 12/14 TPI Bandsaw Blade, Pack of 3, suit 12V Bandsaw | C&LTOOL | C&L TOOL CENTRE | MILWA48390631 | Active | 1
2500163 | BLADE,BANDSAW | Milwaukee, 1140mm, 14/18 TPI Bandsaw Blade, Pack of 3, suit 18V Bandsaw | MILWAUKE | MILWAUKEE POWER TOOLS | 48390561 | Active | 5
2500163 | BLADE,BANDSAW | Milwaukee, 1140mm, 14/18 TPI Bandsaw Blade, Pack of 3, suit 18V Bandsaw | C&LTOOL | C&L TOOL CENTRE | MILWA48390561 | Active | 1
2465839 | SPRAYER,HAND,GENERAL PURPOSE | 5L Pressure Sprayer | ALLENS | ALLENS INDUSTRIAL PRODUCTS | 1907844605 | Active | 1
435068 | HOOK | Ball, 70kN, Galv, Short Shank, ETS 01-01-01, Dwg 01-17-01 (P30) (scm) | GREGSF | GREG SEWELL FORGINGS PTY LTD | 435068 | Active | 1
2406718 | CLEANING COMPOUND | Rubber Washing Cleaner, Neutral Lime, 20L Container | MINEHAN | MINEHAN AGENCIES PTY LTD | 16-02-1530 | Active | 1
2427623 | CLEANING COMPOUND | Polywater, Rubber Goods Cleaner, Liquid, 1 US Gallon | ADAPTAUS | ADAPT AUSTRALIA PTY LTD | RBG-128 | Active | 1
2427631 | CLEANING COMPOUND | Polywater, Rubber Goods Cleaner, Liquid, 1 Litre Bottle with Sprayer | ADAPTAUS | ADAPT AUSTRALIA PTY LTD | RBG-35LR | Active | 1
2470300 | CLEANING COMPOUND | Viper Brite, Ultra Foaming, Non-Acid, Air Conditioner & Coil Cleaner, 4Ltr | HWR | HEATCRAFT WORLDWIDE REFRIGERATION | RT300G | Active | 1
25133 | CONVERSION KIT | Hazemeyer Lug Connector Kit c/w 3 x Sicon 50/240 Lugs, 3 x 94mm Lg, 12.7mm Thk Cu Rods, 3 x Hazemeyer Clamping Collars | LEGENDCS | LEGEND CORPORATE SERVICES (MANUFACTURE) | SGCK120 | Active | 1
25133 | CONVERSION KIT | Hazemeyer Lug Connector Kit c/w 3 x Sicon 50/240 Lugs, 3 x 94mm Lg, 12.7mm Thk Cu Rods, 3 x Hazemeyer Clamping Collars | INTERENG | INTERTECH ENGINEERING PTY LTD | HAZE CONV KIT | Active | 5
2419695 | HOSE,NONMETALLIC | Hydraulic, Aux HP, Thermoplastic Single Line Non-conductive 10,000psi Restrictor 10ft Lg (3.048m) c/w Coupler, Male Half HP, 3/8 NPT F/M Thread, Parker | LEGEND | LEGEND POWER SYSTEMS | 2022N-04V15-10K-3M | Phasing | 1
2464576 | HOSE,NONMETALLIC | Dash 8 Hose, 10.7mm ID, 19.4mm OD, CPE Tube, Reinforced Braided High-tensile Wire & Texiles, Oil & Mildew Resistant Poly/Texile Braid Cover | HYDRLINK | HYDRAULINK HOSE & FITTINGS | FC300-08 | Active | 1
2464584 | HOSE,NONMETALLIC | Dash 10 Hose, 13.2mm ID, 23.4mm OD, CPE Tube, Reinforced Braided High-tensile Wire & Texiles, Oil & Mildew Resistant Poly/Texile Braid Cover | HYDRLINK | HYDRAULINK HOSE & FITTINGS | FC300-10 | Active | 1
2464592 | HOSE,NONMETALLIC | Dash 12 Hose, 16.4mm ID, 27.3mm OD, CPE Tube, Reinforced Braided High-tensile Wire & Texiles, Oil & Mildew Resistant Poly/Texile Braid Cover | HYDRLINK | HYDRAULINK HOSE & FITTINGS | FC300-12 | Active | 1
2464642 | HOSE,NONMETALLIC | Purosil Coolant Hose, 22.35mm ID, 31.8mm OD, Silicone, Scania Turbo Drain Hose, UV & Ozone Resistant | HYDRLINK | HYDRAULINK HOSE & FITTINGS | 70-087 | Active | 1
2464667 | HOSE,NONMETALLIC | Purosil Charge Air Hose, 76.2mm ID, 81.79mm OD, 4 Ply Silicone Aramid Reinforced, UV & Ozone Resistant | HYDRLINK | HYDRAULINK HOSE & FITTINGS | 367-300-060 | Active | 1
2464675 | HOSE,NONMETALLIC | Purosil Coolant Hose, 101.6mm ID, 111.05mm OD, Silicone, UV & Ozone Resistant | HYDRLINK | HYDRAULINK HOSE & FITTINGS | 70-400 | Active | 1
2464691 | HOSE,NONMETALLIC | Multi-purpose Hose, 25mm | HYDRLINK | HYDRAULINK HOSE & FITTINGS | MP-16 | Active | 1
22884 | PROBE-LEAD ASSEMBLY,TEST | Red Lead, Silicon, 200mm Lg, 1.5mm2 Double Insulated, 4mm Female Fixed End & Bootlace Ferrule End, Cat III 300V, suit Adaptor for PM 45 Leads for Meter | REXEL | REXEL AUSTRALIA | PTE-061 | Active | 1
22884 | PROBE-LEAD ASSEMBLY,TEST | Red Lead, Silicon, 200mm Lg, 1.5mm2 Double Insulated, 4mm Female Fixed End & Bootlace Ferrule End, Cat III 300V, suit Adaptor for PM 45 Leads for Meter | PTE | PACIFIC TEST EQUIPMENT PTY LTD | PTE-061 | Active | 2
22884 | PROBE-LEAD ASSEMBLY,TEST | Red Lead, Silicon, 200mm Lg, 1.5mm2 Double Insulated, 4mm Female Fixed End & Bootlace Ferrule End, Cat III 300V, suit Adaptor for PM 45 Leads for Meter | REXEL | REXEL AUSTRALIA | PTE-091 RED | Active | 2
R25024 | METER,WATTHOUR | REFURBISHED, Mk10D Atlas 3, 3 Ph, 240V, 10-100A, Class 1, Bottom Connected c/w Integrated ELM410 CATM1 Modem, Type 4 Small Stick on Antenna, Metering | EDMI | EDMI PTY LTD | 1D13-1B-112-27-J11-201021-400 | Active | 1
2504283 | STRAP | Replacement Part, Esky Carry Strap, Large, for EvaKool Esky | NEXBERG | NEXBERG PTY LTD T/A EVAKOOL ICE BOXES | IK-STRAP-LGE | Active | 1
2504280 | BRUSH,PAINT | Radiator Brush, Angled Head, 25mm, 100% Pure Bristle, Long Wooden Handle | C&ABRUSH | C&A BRUSHWARE (C&A AUSTRALIA PTY LTD) | 313 | Active | 5
2504280 | BRUSH,PAINT | Radiator Brush, Angled Head, 25mm, 100% Pure Bristle, Long Wooden Handle | BLKWOODJ | J BLACKWOOD & SONS LIMITED | 4057567 | Active | 1
20641 | CONDUIT,NONMETALLIC,RIGID | UPVC, 100mm Nom, 6m Lg, MD, White, Socket Moulded One End, Marked Comms Conduit | IPLEX | IPLEX PIPELINES AUSTRALIA PTY LTD | B35 | Active | 2
20641 | CONDUIT,NONMETALLIC,RIGID | UPVC, 100mm Nom, 6m Lg, MD, White, Socket Moulded One End, Marked Comms Conduit | TRI UGRD | TRI UNDERGROUND AUSTRALIA PTY LTD | CONCOM100P | Active | 1
2409316 | PLATE,METAL | Connection Plate, 300 x 100 x 12 PL, 288kN Stay, Galv Steel, c/w Bolt and Pin Stamp with "IIN 2409316" EE Dwg 907451-02 Item 12 | ISM | ISM MANUFACTURING PTY LTD | ERGON-907451-02-12 | Active | 1
2486116 | TUNER,RADIO | Portable AM/FM Radio, Built-In Speaker, LED Battery Status Indicator, 70 x 119 x 38mm, for Monitoring Partial Discharge (PD) | SANGEAN | SANGEAN ELECTRONICS INC | SR-35 | Active | 5
2480309 | ENCLOSURE | LV Outdoor Cubicle & Base, Weatherproof, 2105 x 1000 x 1920mm, Steel Base, Trench Cover, Bottom Entry/Exit, suit LV Board for 1000-1500kVA GT, Dwg ES002083-01 | WEBER | WEBER SOUTH PACIFIC PTY LTD | ES0258021001 | Active | 5
2488278 | ENCLOSURE | MAS Wall Mount, 700 x 500 x 260mm, Mild Steel, Single Door, IP66, c/w Mounting Plate | NHPELEC | NHP ELECTRICAL ENGINEERING | MAS0705026R5 | Active | 1
2494466 | ENCLOSURE | Circuit Breaker Enclosure, DIN Rail Assy Mounting Cover, 240V/440V, 4 Pole, IP64 | CLIPSAL | CLIPSAL (BY SCHNEIDER ELECTRIC) | CLI56CB410 | Active | 1
R25023 | METER,WATTHOUR | REFURBISHED, Mk7A Atlas 3, 2 Element, 240V, 10-100A, Class 1, Bottom Connected c/w Integrated ELM410 CATM1 Modem, Type 4 Small Stick on Antenna, Metering | EDMI | EDMI PTY LTD | 7A13-A344-29-J211-7D02-6110 | Active | 1
R2485308 | METER,WATTHOUR | REFURBISHED, E360 S1325 1P2E WC c/w LTE Comms | LANDIS | LANDIS GYR (AUST) PTY LTD | S1325D1MA1NN001YM | Active | 1
R2485324 | METER,WATTHOUR | REFURBISHED, E360 S3301 3P3E WC 1LC Relay c/w LTE Comms, Extended Terminal Cover | LANDIS | LANDIS GYR (AUST) PTY LTD | S3300D1MA1NN001YM | Active | 1
2503365 | COVER | Cable Protector, 1 Channel, 12T @30kph, 990 x 210 x 45mm, Rubber Base, PU Lid, Black/Yellow, Interlock Modular, Non-Slip | SFTYXPRS | SAFETY XPRESS UNIT TRUST | CABPRO1RUB | Active | 1
24853 | COATING COMPOUND KIT | Crossarm Coating Kit c/w Brush Grey Poolcoat NSC73 500g, Catalyst 10ml, 1 x 50mm Paintbrush, 1 x Stirring Stick, 1 Pair Latex Gloves, 2 x Plastic Bags, | CGCOMP | CG COMPOSITES (AUS) PTY LTD | 309481 | Active | 1
2491579 | BLADE | Milwaukee, 89mm, Universal Fit OPEN-LOK, Oscillating Multi-Tool HCS Wood Blade | C&LTOOL | C&L TOOL CENTRE | MILWA49251121 | Phasing | 2
2491579 | BLADE | Milwaukee, 89mm, Universal Fit OPEN-LOK, Oscillating Multi-Tool HCS Wood Blade | MILWAUKE | MILWAUKEE POWER TOOLS | 49251121 | Phasing | 5
2491579 | BLADE | Milwaukee, 89mm, Universal Fit OPEN-LOK, Oscillating Multi-Tool HCS Wood Blade | C&LTOOL | C&L TOOL CENTRE | MILWA49251101 | Phasing | 1
2503910 | FIXTURE,LIGHTING | 19W Avenue MK3 (L19) 3K, Nostalgia Type 2, Blue/Grey, Minor Rd c/w Bracket, Bracket to Dwg 05-01-07, EQTS 05-01-02 | SYLVANIA | SYLVANIA SCHREDER | R1S3BD2023L19 | Active | 1
19463 | MAGNET | Rare Earth, 20mm Dia, 10mm Thk, for Line Fault Indicators | STATEWD | STATEWIDE FASTNERS & ENGEERING SUPPLIES | M20012 | Active | 1
R2600142 | TRANSFORMER,DISTRIBUTION | TX:DIST;315K5EQ04,22KV/433-250,3PH,KNAN TRANSFORMER,DISTRIBUTION; Padmount, 22kV /433-250V, 315kVA, 3Ph, 50Hz, KNAN, LV Switchgear & HV RMU, 2 x Switch | TYREE | TYREE TRANSFORMERS PTY LTD | 315K5EQ04 | Active | 1
2600160 | TRANSFORMER,DISTRIBUTION | TX:DIST;500K5EQ05,22KV/433-250,3PH,KNAN TRANSFORMER,DISTRIBUTION; Padmount, 22kV /433-250V, 500kVA, 3Ph, 50Hz, KNAN, LV Switchgear & HV RMU, 2 x Switch | TYREE | TYREE TRANSFORMERS PTY LTD | 500K5EQ05 | Active | 1
2600145 | TRANSFORMER,DISTRIBUTION | TX:DIST;1000K5EQ04,22KV/433-250,3PH,KNAN TRANSFORMER,DISTRIBUTION; Padmount, 22kV /433-250V, 1000kVA, 3Ph, 50Hz, KNAN, LV Switchgear c/w LV CB & HV RMU,3 x Switch | TYREE | TYREE TRANSFORMERS PTY LTD | 1000K5EQ04 | Active | 1
2600148 | TRANSFORMER,DISTRIBUTION | TX:DIST;315K5EQ01,22KV/433-250,3PH,KNAN TRANSFORMER,DISTRIBUTION; Padmount, 22kV /433-250V, 315kVA, 3Ph, 50Hz, KNAN, LV Switchgear & No HV Switchgear, Rect | TYREE | TYREE TRANSFORMERS PTY LTD | 315K5EQ01 | Active | 1
2471662 | FERRULE,ELECTRICAL CONDUCTOR | Bootlace Pin, 10mm2, 18mm Lg, Brown, Pack of 25 | CABAC | CABAC (MANUFACTURER) | BLP1000-18HF | Active | 5
2471670 | FERRULE,ELECTRICAL CONDUCTOR | Bootlace Pin, 16mm2, 18mm Lg, Ivory White, Pack of 25 | CABAC | CABAC (MANUFACTURER) | BLP1600-18HF | Active | 5
2471738 | TERMINAL,LUG | Quick Connect Female Lug, 6.4 x 0.8mm, 2.5mm Wire, Blue, Double Grip, Pack of 50 | CABAC | CABAC (MANUFACTURER) | FIQC2.6-6.4 | Active | 5
2474815 | FERRULE,ELECTRICAL CONDUCTOR | Bootlace Pin, 4.0mm2, 26mm OAL, 18mm Lg Pin, Orange HF | CABAC | CABAC (MANUFACTURER) | BLP400-18 | Active | 5
2503233 | KEY,SOCKET HEAD SCREW | VHB-68 Hex Hand Tool, 1000V Insulated, 6mm & 8mm Hex Keys in one Tool, 1/2" Sq Drive in Handle for Torque Wrench | ABBAUST | ABB AUSTRALIA PTY LTD | VHB68 | Active | 5
2503233 | KEY,SOCKET HEAD SCREW | VHB-68 Hex Hand Tool, 1000V Insulated, 6mm & 8mm Hex Keys in one Tool, 1/2" Sq Drive in Handle for Torque Wrench | FULTON | FULTON INDUSTRIES AUSTRALIA P/L | 03-VHB68 | Active | 1
2494490 | ENCLOSURE | Mounting Back Box, 1 Gang, Shallow, Square, 101 x 101 x 38mm, Grey, for Anderson Plug | CLIPSAL | CLIPSAL (BY SCHNEIDER ELECTRIC) | CLI56ES1GY | Active | 1
2476919 | CHARGER,BATTERY | 18 V Milwaukee Battery Power Source; USB Port. | MILWAUKE | MILWAUKEE POWER TOOLS | M18USBPSHJ | Phasing | 1
2476919 | CHARGER,BATTERY | 18 V Milwaukee Battery Power Source; USB Port. | C&LTOOL | C&L TOOL CENTRE | MILWTM18USBPSHJ2 | Phasing | 1
2476919 | CHARGER,BATTERY | 18 V Milwaukee Battery Power Source; USB Port. | MILWAUKE | MILWAUKEE POWER TOOLS | M18USBPSHJ2 | Phasing | 5
17501 | SEAL,ANTIPILFERAGE | SEAL:STRAP;TWIST,BLU & GRN IN CLR SEAL,ANTIPILFERAGE PLASTIC;FOR SECURITY SEALING OF METERING EQUIPMENT;TWIST TYPE ,ENERGEX IDENTIFICATION,NUMBERED,BLUE AN | UNITITE | UNITITE | C4-0413-00 | Active | 1
2400055 | BOLT,EYE | M16 x 700mm, Galv c/w Galv Hex Nut, Dwg 01-02-01, Pack of 5 | GREGSF | GREG SEWELL FORGINGS PTY LTD | 2400055 | Active | 1
2400062 | BOLT,EYE | M24 x 450mm, 40mm ID Eye, Galv Steel, ISO-M, 141kN Min Fail Load c/w Galv Hex Nut, Dwg 01-02-03, Pack of 10 | GREGSF | GREG SEWELL FORGINGS PTY LTD | 2400062 | Active | 1
2400198 | BOLT,EYE | M20 x 600mm, Galv, Extension c/w Galv Hex Nut, 600mm from end of Bolt to Plate Dwg ES000751-01 | GREGSF | GREG SEWELL FORGINGS PTY LTD | 2400198 | Active | 1
2407291 | BOLT,EYE | M20 x 600mm, 150mm Lg Thread, Flange c/w S/Steel Humpback Split Pin, ETS 11-09-01 Dwg ES000786-01 | PLP | PREFORMED LINE PRODUCTS (AUST) | EB600 | Active | 1
2503308 | COVER,DRUM | Top Protection, Single, Plastic | DHE | DRUM HANDLING EQUIPMENT | DP-A | Active | 5
2503308 | COVER,DRUM | Top Protection, Single, Plastic | BLKWOODJ | J BLACKWOOD & SONS LIMITED | 6136905 | Active | 1
2503332 | CONNECTOR,COMPRESSION | C-Crimp, Grounding, Cu, 70-50mm2 Main, 35-16mm2 Tap, Stranded, Conductor to Conductor | NVENT | NVENT THERMAL MANAGEMENT | ELT-4-MM | Active | 5
2503332 | CONNECTOR,COMPRESSION | C-Crimp, Grounding, Cu, 70-50mm2 Main, 35-16mm2 Tap, Stranded, Conductor to Conductor | ERICO | NVENT ERICO PRODUCTS AUSTRALIA P/L | ELT-4-MM | Active | 1
17145 | CLEANING COMPOUND | TUFF Concentrated Cleaner/Degreaser, HD Service Clearner, Industrial Detergent, Biodegradable, Hydrocarbon Release, 4L Bottle, for cleaning Transformers | BLKWOODJ | J BLACKWOOD & SONS LIMITED | 746895 | Active | 1
2498186 | TRANSFORMER,DISTRIBUTION | Groundmount, 11kV, 500kVA, 3Ph, Air HV 180 LV Bsh, Natural Ester Oil Insulated, KNAN, DYN 11, 7 Tap Switch Positions, HV & LV Cable Boxes Fitted | TYREE | TYREE TRANSFORMERS PTY LTD | 500M4IEQ | Active | 1
2498244 | TRANSFORMER,DISTRIBUTION | Groundmount, 33kV, 750kVA, 3Ph, Air HV 180 LV Bsh, Natural Ester Oil Insulated, KNAN, Dzn0, 7 Tap Switch Positions, HV & LV Cable Boxes Fitted | TYREE | TYREE TRANSFORMERS PTY LTD | 750M6IEQ | Active | 1
19880 | SAW,PRUNING | Universal, 16" Curved Blade, Teflon Coated c/w Saw Scabbard, Universal Fitting for Hotline Sticks | CNWELEC | CNW ELECTRICAL PTY LTD | ENNA11000 & A30007 | Active | 2
19880 | SAW,PRUNING | Universal, 16" Curved Blade, Teflon Coated c/w Saw Scabbard, Universal Fitting for Hotline Sticks | ATOMSUPP | ATOM SUPPLY GROUP P/L | 237943 | Active | 1
19880 | SAW,PRUNING | Universal, 16" Curved Blade, Teflon Coated c/w Saw Scabbard, Universal Fitting for Hotline Sticks | TEN | THE ENERGY NETWORK (AUST) PTY LTD | A11000-K | Active | 2
22227 | TERMINATION KIT,ELECTRICAL CABLE | Indoor, LV Termination, Heatshrink, suit 1C 300mm2 Stranded Cu XLPE/PVC Cable c/w Bi-Metal Mechanical Shear Bolt Connectors-Narrow Palm, Pack of 1 | RAYCHEM | RAYCHEM (AUSTRALIA) PTY LTD | EPKT-EX487 | Active | 5
22227 | TERMINATION KIT,ELECTRICAL CABLE | Indoor, LV Termination, Heatshrink, suit 1C 300mm2 Stranded Cu XLPE/PVC Cable c/w Bi-Metal Mechanical Shear Bolt Connectors-Narrow Palm, Pack of 1 | TECONN | TE CONNECTIVITY LTD | EPKT-EX487 | Active | 1
2600201 | MAINTENANCE KIT,ELECTRONIC EQUIPMENT | KIT:KESTREL PH ID,RF,1 TX, 2 RX, FOR LV MAINTENANCE KIT,ELECTRONIC EQUIPMENT Kes trel Phase Id Kit, RF c/w 1 x Transmitte r CATIV 300V IP44, 2 x Recievers Non-con | FUTUREPS | FUTUREPOINT SYSTEMS | KESTRAL KIT | Active | 1
2502474 | MODULE | Eclipse Electrical GIGE SFP, 10/100/1000Base-T, RJ45 | AVIAT | AVIAT NETWORKS | 083-845434-001 | Active | 5
2502474 | MODULE | Eclipse Electrical GIGE SFP, 10/100/1000Base-T, RJ45 | COMMTEL | COMMTEL NETWORK SOLUTIONS | 083-845434-001 | Active | 1
190 | LEAD,ELECTRICAL | MBCZ LEAD, Module Interconnection Lead, 220kV Bus Protection, Mica Creek C Substation | AREVA | AREVA T&D AUSTRALIA LTD | MBCZ LEAD | Phasing | 1
3370 | LEAD,ELECTRICAL | for 66kV, Type EDF CB, Umbilical, Mulitple Socket c/w Cable, ETS 2004/027/T | ABBAUST | ABB AUSTRALIA PTY LTD | 1HYB400341-A | Active | 1
3758 | LEAD,ELECTRICAL | 10m Lead, suit HAT-200 Current Transducer, Tech Spec EESS-10735-01-0B | LEGEND | LEGEND POWER SYSTEMS | RT10M0-RTP | Active | 1
4048 | LEAD,ELECTRICAL | Multiplexer Cable, PDH, 5m Lg, TMSA P1 & P2, 20 Pair Stub Cable, suit 21710, EE Dwg 903187-07 | COMMTEL | COMMTEL NETWORK SOLUTIONS | STD-0072-P1-20-5M & P2-20-5M | Active | 1
4049 | LEAD,ELECTRICAL | Multiplexer Cable, PDH, 10m Lg, TMSA P1 & P2, 20 Pair Stub Cable, suit 21710, EE Dwg 903187-07 | COMMTEL | COMMTEL NETWORK SOLUTIONS | STD-0072-P1-20-10M & P2-20-10M | Active | 1
4050 | LEAD,ELECTRICAL | Multiplexer Cable, PDH, 15m Lg, TMSA P1 & P2, 20 Pair Stub Cable, suit 21710, EE Dwg 903187-07 | COMMTEL | COMMTEL NETWORK SOLUTIONS | STD-0072-P1-20-15M & P2-20-15M | Active | 1
4057 | LEAD,ELECTRICAL | Multiplexer Cable, PDH, 3m Lg, DCNA Q1 Buss Cable, 4 Pair, 3 x 7 to RJ45 | COMMTEL | COMMTEL NETWORK SOLUTIONS | STD-0150-P1-04-3M | Active | 1
2504223 | GUARD | Reyrolle LMVP Vermin Guard, 800A, 11kV CB, Bushing Seal, Orifice Stalk | RPS | RPS SWITCHGEAR AUS | 971P6155 | Active | 5
2504223 | GUARD | Reyrolle LMVP Vermin Guard, 800A, 11kV CB, Bushing Seal, Orifice Stalk | RPS | RPS SWITCHGEAR AUS | 971P6155 C2026 | Active | 1
2504231 | GUARD | Reyrolle LMVP Vermin Guard, 1250/2000A, 11kV CB, Bushing Seal, Orifice Stalk | RPS | RPS SWITCHGEAR AUS | 971P6216 | Active | 5
2504231 | GUARD | Reyrolle LMVP Vermin Guard, 1250/2000A, 11kV CB, Bushing Seal, Orifice Stalk | RPS | RPS SWITCHGEAR AUS | 971P6216 C2033 | Active | 1
2504275 | SPECTACLES,INDUSTRIAL | SafeStyle Fusions, XL Fit, Clear Frame, Clear Lens, Medium Impact, Anti-Scratch, PC Frame & Lens, UV400 99.95% UV Protection, AS/NZS 1337.1 | SAFESTYL | SAFESTYLE EYEWEAR | FCCXL100 | Active | 5
2504275 | SPECTACLES,INDUSTRIAL | SafeStyle Fusions, XL Fit, Clear Frame, Clear Lens, Medium Impact, Anti-Scratch, PC Frame & Lens, UV400 99.95% UV Protection, AS/NZS 1337.1 | ATOMSUPP | ATOM SUPPLY GROUP P/L | 40057651 | Active | 1
18022 | TIMER,MULTIFUNCTION | TIMER:ELTRNC;0.1SEC TO 100HRS,12 TO TIMER,MULTIFUNCTION TIME RANGE,0.1 SEC T O 100 HRS;12 V-240 V AC/DC;1 C/O OUTPUT CONTACT ,250 V,8 AMP AC RATING;RAIL MTG; | CNWELEC | CNW ELECTRICAL PTY LTD | DMB51CW24 | Active | 1
2600028 | INSULATING COMPOUND,ELECTRICAL | COMP; INSUL, GUROFLEX 33 KV KIT 10 LT GUROFLEX MV INSULATING COMPOUND;TWO PART COLD POUR;FOR 33 KV STRAIGHT JOINTS, US ING COPPER SLEEVES ON 185-800 SQ MM XLPE | TECONN | TE CONNECTIVITY LTD | ES7640-000 | Active | 1
R2462505 |  | GRINDER:ELEC;ANG,125MM,9000RPM,18V GRINDER,BATTERY,PORTABLE Angle, 125mm Di sc, 18V, Brushless Motor, 8500RPM, AVS H andle, Deadman Paddle Switch, Rapid Stop | MILWAUKE | MILWAUKEE POWER TOOLS | M18FSAG125 | Active | 1
2600202 | ADAPTOR | ADPT:STRAY VOLT ELIMINATOR,CRICKET,3KOHM ADAPTER Cricket, Stray Voltage Elimantor , 3k Ohm, for Quality of Supply Loggers | FUTUREPS | FUTUREPOINT SYSTEMS | CRICKET | Active | 1
2600203 | STRAND,WIRE | STAY:WIRE;7/2.75MM,SC/ZA,LH-LAY,40M COIL STRAND,WIRE Stay Wire, 7/2.75mm, SC/ZA, Zinc-Al Steel, Left Hand Lay, 40m Coil, JTS 03-03-01 | BULLIVAN | BULLIVANTS PTY LTD | WZ07275H-40M | Active | 1
2600210 | STRAND,WIRE | STAY:WIRE;19/2.00MM,SC/ZA,LH-LAY,250M DR STRAND,WIRE Stay Wire, 19/2.00mm, SC/ZA, Zinc-Al Steel, Left Hand Lay, 250m Wood Drum, JTS 03-03-01 | BULLIVAN | BULLIVANTS PTY LTD | WZ19200H-250M | Active | 1
2600209 | STRAND,WIRE | STAY:WIRE;19/2.75MM,SC/ZA,LH-LAY,250M DR STRAND,WIRE Stay Wire, 19/2.75mm, SC/ZA, Zinc-Al Steel, Left Hand Lay, 250m Wood Drum, JTS 03-03-01 | BULLIVAN | BULLIVANTS PTY LTD | WZ19275H-250M | Active | 1
2600243 | LABEL | LABEL:ADHSV;LAD,DUAL PURPOSE,SAFETY LABEL:ADHESIVE Bailey Ladder Sticker, DU AL PURPOSE, LADDER SAFETY, Multi-Coloure d Text, Illustrations & B/Gnds, Blk Text | UTENGSGN | UTILITY ENGRAVING & SIGNS | UESP003 | Active | 1
2502961 | MODEM,COMMUNICATIONS | CAT-M1 MCR GE Modem, GNSS, 4 Eth, 2 Serial, 10-60VDC, 4.5 x 20.3 x 12.2cm | GE | GENERAL ELECTRIC COMPANY | MXCXM1BNNNNNNS3ATSUND | Active | 5
2502961 | MODEM,COMMUNICATIONS | CAT-M1 MCR GE Modem, GNSS, 4 Eth, 2 Serial, 10-60VDC, 4.5 x 20.3 x 12.2cm | CSEUNI | CSE UNISERVE PTY LTD | MXCXM1BNNNNNNS3ATSUND | Active | 1
2479681 | PLIERS | Slip-Joint Adjustable, 250mm Lg, 1000V Insulated | PENTA | PENTA AUST (TMAC THEW & MCCANN/HYLEC) | PA23230 | Active | 1
2479681 | PLIERS | Slip-Joint Adjustable, 250mm Lg, 1000V Insulated | SIBILLE | SIBILLE FAMECA ELECTRIC (MANUFACTURER) | MS8 250 | Active | 2
2403615 | LEAD,ELECTRICAL | Set of 3 x 16mm2, 6.35/11kV XLPE Insulated 1 Core, 2m Lg Cu Screened c/w Pin/Lug Fitting Earth Tags at Lug End Connects Andelec Switch Fuse to | EATONELE | EATON ELECTRIC SYSTEMS PTY LTD | 5031002 | Active | 1
2426930 | LEAD,ELECTRICAL | Earth Bonding Lead + PG Clamp (10kA/0.5sec)suit "Cherry" 6/4.75+7/1.60 ACSR/GZ Armour Grip Suspension Units, to Ergon Transmission Line Spec (scm) | PLP | PREFORMED LINE PRODUCTS (AUST) | AU25831+AU52754 | Active | 5
2495224 | LEAD,ELECTRICAL | Set of 3 x 12.7/22kV 35mm2 Cu XLPE, 3.5m Lg, 600mm Lg Screen, c/w Type A Termination Both Ends | GILBERT | GILBERT LODGE AUSTRALIA PTY LTD | ERGLEADSET3.5AA | Active | 5
24294 | TRANSMITTER | Phase Identification LV Transmitter c/w Electro PJP Accessory Lead Set, for Futurepoint Systems Phase Identifier Kit | FUTUREPS | FUTUREPOINT SYSTEMS | PHASE-TX | Active | 1
2503290 | COVER,PALLET | 4 Drum Bunded Pallet Cover, 1300 x 1300 x 1000mm | SMSOMNI | SMS OMNI-TUFF GROUP PTY LTD | 13-MISC | Active | 5
2503290 | COVER,PALLET | 4 Drum Bunded Pallet Cover, 1300 x 1300 x 1000mm | DAYWALK | DAYWALK BEASSURED OMNI-TUFF GROUP | 13-MISC | Active | 1
2497238 | RELAY,PROTECTION | FW B4C, Fdr Mgt, Dir/Non-Dir OC, EF & SEF, 16/7 I/O, 48-110VDC Pwr, 1/5A CT, 415VAC VT, DNP3 over RS485 or LC Fibre Enet & IEC61850 | CLIPSAL | CLIPSAL (BY SCHNEIDER ELECTRIC) | P142 22QCL | Active | 1
2497238 | RELAY,PROTECTION | FW B4C, Fdr Mgt, Dir/Non-Dir OC, EF & SEF, 16/7 I/O, 48-110VDC Pwr, 1/5A CT, 415VAC VT, DNP3 over RS485 or LC Fibre Enet & IEC61850 | SCHNEIDR | SCHNEIDER PTY LTD (MANUFACTURER) | P142 22QCLM0B49L | Active | 5
19689 | JOINT BOX,ELECTRIC CABLE | Earth Link Box, 110kV Cable System, Sheath Earth Cross Bonding c/w 240mm2 Cu XLPE Insulated Concentric Bonding Lead Connections c/w 3 x 4.5kV SVL's, 316 S/S | INSULECT | INSULECT AUSTRALIA PTY LTD | 21192 | Active | 1
2499366 | RECLOSER,AUTO | 19.1kV, SWER, 800A, 170kV 6kA Cap c/w Ctrl Cub, suit ext 240V Supply in Subs, Aux Supply, Surge Arrester, 9m Ctrl Cable, 20mm Dia Stem, 19.1kV /220V VT, | NOJA | NOJA POWER SWITCHGEAR PTY LTD | OSM38 SWER 19.1KV | Active | 1
2600023 | MOUNTING KIT | SEL TRX MOUNT KIT, SHORT FORM, DTE-DCE MOUNTING KIT; SEL Transceiver Mounting K it, Short Form Config, DTE-DCE c/w C478A Cable, 6ft Lg (1.83m), DB-9 Female to R | SEL | SCHWEITZER ENGINEERING LAB PTY LTD | 915900574 | Active | 1
2499630 | ANCHOR,GUY | Double Helix, 100mm Anchor, Galv Steel, ETS 01-09-22 | PLP | PREFORMED LINE PRODUCTS (AUST) | ANCHOR-100-TWIN-EX-G | Active | 1
2471720 | TERMINAL,LUG | Ring Terminal, 12mm Stud, 2.5mm Wire, Blue, Pack of 25 | CABAC | CABAC (MANUFACTURER) | RT2-12DG | Active | 5
2471753 | SPLICE,CONDUCTOR | In-Line Splice, 0.75-1.5mm Wire, Red, Pack of 50 | CABAC | CABAC (MANUFACTURER) | ILS1.25 | Active | 5
2471779 | SPLICE,CONDUCTOR | In-Line Splice, 4-6mm Wire, Yellow, Window, Clear, for Control Circuitry, Pack of 25 | CABAC | CABAC (MANUFACTURER) | ILS5.5WS | Active | 5
2474757 | TERMINAL,LUG | Forked Spade Terminal, 3mm Slot, 5.5mm Wire, Yellow, Double Grip, Pack of 50 | CABAC | CABAC (MANUFACTURER) | FS5.5-3DG | Active | 5
2474781 | FERRULE,ELECTRICAL CONDUCTOR | Bootlace Pin, 0.25mm2, 10mm OAL, 6mm Lg Pin, Violet, HF | CABAC | CABAC (MANUFACTURER) | BLP025 | Active | 5
2503316 | MODULE | MD100m Analogue Output Module, 8 Channels, 0-30mA, 0-15V DC | CGI | CGI TECHNOLOGIES & SOLUTIONS P/L | MD100M-AO8 | Active | 1
2503530 | FIXTURE,LIGHTING | 42W Pegasus 1M (L42A) 4K, Major Road c/w Upcast Adaptor, EQTS 05-01-02 | SYLVANIA | SYLVANIA SCHREDER | P1M40BD201L42 | Active | 1
2503605 | FIXTURE,LIGHTING | 226W Pegasus 1XL (L226A) 3K, Major Road c/w Upcast Adaptor, EQTS 05-01-02 | SYLVANIA | SYLVANIA SCHREDER | P1XL30BD201L226 | Active | 1
2503704 | FIXTURE,LIGHTING | 14W Avenue MK3 (L14) 4K, Nostalgia Type 1, Blue/Grey, Minor Rd c/w Bracket, Bracket to Dwg 05-01-01, EQTS 05-01-02 | SYLVANIA | SYLVANIA SCHREDER | R1S4BD2013L14 | Active | 1
2503902 | FIXTURE,LIGHTING | 19W Avenue MK3 (L19) 3K, Nostalgia Type 2, Black, Minor Road c/w Bracket, Bracket to Dwg 05-01-07, EQTS 05-01-02 | SYLVANIA | SYLVANIA SCHREDER | R1S3BD2022L19 | Active | 1
2504090 | FIXTURE,LIGHTING | 240W Bridgelux Area Lighter 4K (L240), Watchman Floodlight, EQTS 05-01-02 | GE | GENERAL ELECTRIC COMPANY | S70372R | Active | 5
2504090 | FIXTURE,LIGHTING | 240W Bridgelux Area Lighter 4K (L240), Watchman Floodlight, EQTS 05-01-02 | CLS | CONNECTED LIGHT SOLUTIONS | S70372R | Active | 1
2504116 | FIXTURE,LIGHTING | 150W Bridgelux Area Lighter 4K (L150), Public Area/Pedestrian Crossing, Floodlight, EQTS 05-01-02 (scm) | GE | GENERAL ELECTRIC COMPANY | S70369R | Active | 5
2504116 | FIXTURE,LIGHTING | 150W Bridgelux Area Lighter 4K (L150), Public Area/Pedestrian Crossing, Floodlight, EQTS 05-01-02 (scm) | CLS | CONNECTED LIGHT SOLUTIONS | S70369R | Active | 1
2504274 | SPECTACLES,INDUSTRIAL | SafeStyle Fusions, XL Fit, Black Frame, Tinted Lens, Medium Impact, Anti-Scratch, PC Frame & Lens, UV400 99.95% UV Protection, AS/NZS 1337.1 | SAFESTYL | SAFESTYLE EYEWEAR | FBTXL10 | Active | 5
2504274 | SPECTACLES,INDUSTRIAL | SafeStyle Fusions, XL Fit, Black Frame, Tinted Lens, Medium Impact, Anti-Scratch, PC Frame & Lens, UV400 99.95% UV Protection, AS/NZS 1337.1 | ATOMSUPP | ATOM SUPPLY GROUP P/L | 40057653 | Active | 1
2600025 | PLATE,MOUNTING | PLATE:MTG;CAG34 & MCAG34 RELAY RETROFIT PLATE,MOUNTING; CAG34 & MCAG34 Relay Ret rofit, Plate to Cover Existing Cutout, 2 mm Mild Steel, Powder Coat, Dulux Black | CSEUNI | CSE UNISERVE PTY LTD | CAG34 TO MCAG34 RETROFIT PLATE | Active | 1
R2472777 |  | CRIMPER:HYD;6T,300MM2,337.8MM,W/ ONE KEY CRIMPING TOOL,HYDRAULIC Milwaukee, M18 F orce Logic Crimper, 6T Force, 18V, Capac ity 300mm2 Cu & Al, 337.8mm Lg c/w One K | MILWAUKE | MILWAUKEE POWER TOOLS | M18HCCT-0C | Active | 1
R2461697 |  | TOOL;MULTI,302MM,CONDT CUTTER,SKIN ONLY TOOL,MULTIFUNCTION Milwaukee Multi-Tool, Conduit Cutter, 18V c/w Carry Case & Ba ttery Charger, Skin Only | MILWAUKE | MILWAUKEE POWER TOOLS | M18FMT-0 | Active | 1
2496388 | BUSBAR | Pole Connector, Cape River East StatCom | AMSC | AMSC AUSTRALIA PTY LTD | 6302415 | Active | 1
2496388 | BUSBAR | Pole Connector, Cape River East StatCom | AMSC | AMSC AUSTRALIA PTY LTD | 6302415 | Active | 5
2496545 | BUSBAR | Pole to Blade Connector, Cape River East StatCom | AMSC | AMSC AUSTRALIA PTY LTD | 63000397 | Active | 1
16833 | TERMINAL,LUG | Crimp Type, Bi-Metal, Drilled Palm, for 25mm2 Al Conductors, 12mm Palm Hole, Pre-filled w/Jointing Compound | TECONN | TE CONNECTIVITY LTD | BG25M12/1 | Active | 1
1860259 | TOWEL,PAPER | Hand Towel, Multifold Scott 13207, Interleaved (P16) | BLKWOODJ | J BLACKWOOD & SONS LIMITED | 516451 | Active | 1
2403818 | TOWEL,PAPER | Roll, Scott 4419, 140m (8 x Ctn) | SHERRIFF | SHERRIFF ELECTRICAL P/L (WHOLESALERS) | SCOTTS 44199 | Active | 1
2465730 | TOWEL,PAPER | Disposable Decontamination Towel, 1220 x 700 mm (P60) | ALLENS | ALLENS INDUSTRIAL PRODUCTS | AIPDETOWEL | Active | 1
2433316 | GUARD,LAMP | Stone Shield, suit Watchman Luminaire (scm) | EYELIGHT | EYE LIGHTING AUSTRALIA PTY LTD | 100080-HS-O GUARD(GHS3) | Active | 1
2443539 | GUARD,LAMP | Stone Shield, Sylvania Suburban Series, suit Minor Road Luminaire (scm) | SYLVANIA | SYLVANIA SCHREDER | JS00005 | Active | 1
2475002 | MONITOR,RF | WaveMon RF60 ICNIRP, EMF Personal Monitor, Measures E-field up to 60GHz c/w Soft Carry Case, Waterproof Pouch & Uniden UH45 UHF Handheld Radio | WAVECOM | WAVECOM INSTRUMENTS PTY LTD | WAVECOM RF60 KIT | Active | 5
2475002 | MONITOR,RF | WaveMon RF60 ICNIRP, EMF Personal Monitor, Measures E-field up to 60GHz c/w Soft Carry Case, Waterproof Pouch & Uniden UH45 UHF Handheld Radio | SSS | SAFETY SUPPLY SOLUTIONS PTY LTD | RF-60 5G | Active | 1
2600029 | MAGNET | MAGN;RARE E,SWITHGEAR PANEL MAG FOR SUBS MAGNET; Rare Earth, Stud Finder, Multi-p urpose Tool, Substation Panel Magnet, to Temporarily attach documents to Switchg | AMFMAG | AMF MAGNETICS AUSTRALIA | STUDFINDER | Active | 1
2503225 | SUNSCREEN PREPARATION | MooGoo, SPF 40, 200g Tube, Natural Zinc, Clear, Broad Spectrum Protection, UV Filters, Dermatogically Tested, Water Resistant, for Face & Body All Ages & | MOOGOO | MOOGOO SKIN CARE PTY LTD | AUSTL 334457 200G | Active | 5
2503225 | SUNSCREEN PREPARATION | MooGoo, SPF 40, 200g Tube, Natural Zinc, Clear, Broad Spectrum Protection, UV Filters, Dermatogically Tested, Water Resistant, for Face & Body All Ages & | MOOGOO | MOOGOO SKIN CARE PTY LTD | 1026 | Active | 1
2475028 | TRANSCEIVER,RADIO | Uniden UH45 Series Handheld Radio, 3km+ Range, 80 UHF Channels, for use with RF Monitor | COMWIDE | COMWIDE COMMUNICATIONS P/L | UH45MAX | Active | 1
2478287 | CONVERTER,FREQUENCY,STATIC | 90kVA, 400V, 50Hz, 3 Ph Transmitter, Output Freq 167-1042Hz, 2 Signal Outputs to 2 Coupling Cells, Rigid or Loose Coupled EESS-10730-01-0E | MVTECH | MV TECHNOLOGY SOLUTIONS P/L | 240.106.115199 | Active | 1
2478683 | CONVERTER,FREQUENCY,STATIC | AFLC CPU Board, suits Enermet/L&G SFU-K 102, 203 503 | LANDIS | LANDIS GYR (AUST) PTY LTD | 170.196.00000 | Active | 1
2503415 | GLOVES,CHEMICAL PROTECTIVE | Microflex 93-283, Size 7, S, 300mm Lg, Disposable, Nitrile, Powder Free, Latex Free, Antistatic, Diamond Grip, Ext Cuff, Box of 50 | ANSELL | ANSELL LTD | 93283070 | Active | 5
2503415 | GLOVES,CHEMICAL PROTECTIVE | Microflex 93-283, Size 7, S, 300mm Lg, Disposable, Nitrile, Powder Free, Latex Free, Antistatic, Diamond Grip, Ext Cuff, Box of 50 | BLKWOODJ | J BLACKWOOD & SONS LIMITED | 3670525 | Active | 1
2503472 | GLOVES,CHEMICAL PROTECTIVE | AlphaTec 53-002, Size 10, 350mm Lg, Neoprene & Laminate Material, Nylon Lined, Chemical & Liquid Resistant, Black | ANSELL | ANSELL LTD | 53002100 | Active | 5
2503472 | GLOVES,CHEMICAL PROTECTIVE | AlphaTec 53-002, Size 10, 350mm Lg, Neoprene & Laminate Material, Nylon Lined, Chemical & Liquid Resistant, Black | BLKWOODJ | J BLACKWOOD & SONS LIMITED | 4073459 | Active | 1
2504132 | TRANSFORMER,DISTRIBUTION | Padmount, 22kV/433-250V, 315kVA, 3 Ph, KNAN, LV Switchgear & Schneider RM6 HV RMU, 3 x Switch Disconnectors & 1 x Fuse Switch, Rect Plinth Nominal, | TYREE | TYREE TRANSFORMERS PTY LTD | 315K5EQ03 | Active | 1
R2471001 | SWITCH,ISOLATING | SW:DISCONNECT;LOAD BREAK,15.5KV,630A SWITCH,ISOLATING 15.5kV, 3 Ph, 630A, 12. 5kA, Switch in SF6 Tank c/w Control Cubi cle, 9m Control Cable, ADVC3 Controller, | CLIPSAL | CLIPSAL (BY SCHNEIDER ELECTRIC) | 420400202( | Active | 1
552027 | INSULATOR,STRAIN | Stay Type GY2, 71kN, ETS 10-01-01, Item 21 (scm) | TECONN | TE CONNECTIVITY LTD | MG-GY2-PG | Active | 1
2400196 | BOLT,EYE | M24 x 350mm, Galv c/w Galv Hex Nut, ETS 25/97 Item 26, Pack of 15 | GREGSF | GREG SEWELL FORGINGS PTY LTD | 2400196 | Active | 1
20318 | JOINT,ELECTRICAL POWER CABLE | 11kV, Transition Joint, Heatshrink, 3Ph, 35mm2 Al XPLE/PVC/HDPE to 25mm2 Cu PLY/HDPE c/w RFSM Outer Sealing Sleeve & Barried Compression Connectors | TECONN | TE CONNECTIVITY LTD | EFSJ-EX68A | Active | 1
860992 | TRANSFORMER,DISTRIBUTION | Groundmount, 11kV, 1000kVA, 3 Ph, HV Air Cable Box | ABBAUST | ABB AUSTRALIA PTY LTD | 253798 | Phasing | 1
2503191 | SPECTACLES,INDUSTRIAL | SafeStyle Fusions, Clear Frame, Clear Lens, Anti-Scratch, PC Frame & Lens, UV400 99.95% UV Protection, AS/NZS 1337.1:2010 | ATOMSUPP | ATOM SUPPLY GROUP P/L | 485984 | Active | 1
2471712 | TERMINAL,LUG | Forked Spade Terminal, 3mm Slot, 2.5mm Wire, Blue, Double Grip, Pack of 100 | CABAC | CABAC (MANUFACTURER) | FS2-3DG | Active | 20
2471761 | SPLICE,CONDUCTOR | In-Line Splice, 2.5mm Wire, Blue, for Control Circuitry, Pack of 50 | CABAC | CABAC (MANUFACTURER) | ILS2 | Active | 5
2474765 | TERMINAL,LUG | Forked Spade Terminal, 4mm Slot, 5.5mm Wire, Yellow, Double Grip, Pack of 50 | LEGEND | LEGEND POWER SYSTEMS | FS5.5-4DG | Active | 1
2474765 | TERMINAL,LUG | Forked Spade Terminal, 4mm Slot, 5.5mm Wire, Yellow, Double Grip, Pack of 50 | CABAC | CABAC (MANUFACTURER) | FS5.5-4DG | Active | 5
25465 | ACCESS KIT | Transformer Access Kit c/w SALA Nano-Lok Webbed Lifeline, 2 x Lanyard Keepers, 3 x 25mm Round Slings in 2m Orange, 1.2m Fluro Yellow & 600mm Blue, 2 x ANSI | HGHTDYNM | HEIGHT DYNAMICS | TRANSFORMER ACCESS KIT 2018 | Active | 2
25465 | ACCESS KIT | Transformer Access Kit c/w SALA Nano-Lok Webbed Lifeline, 2 x Lanyard Keepers, 3 x 25mm Round Slings in 2m Orange, 1.2m Fluro Yellow & 600mm Blue, 2 x ANSI | HGHTDYNM | HEIGHT DYNAMICS | 10828 | Active | 1
2471233 | LABEL | Test & Tag, Thermal Transfer Labels, Yellow, Roll of 500 | TTS | TEST AND TAG SUPPLIES PTY LTD | PROB0TTY | Active | 1
2402404 | BATTERY,NONRECHARGEABLE | 9V, Heavy Duty (Each) | MMELEC | MM ELECTRICAL MERCHANDISING | EVREN22 | Active | 2
2402404 | BATTERY,NONRECHARGEABLE | 9V, Heavy Duty (Each) | ATOMSUPP | ATOM SUPPLY GROUP P/L | 95460012 | Active | 1
2406583 | BATTERY,NONRECHARGEABLE | D, Heavy Duty (Each) | ATOMSUPP | ATOM SUPPLY GROUP P/L | 3425004 | Active | 1
2406583 | BATTERY,NONRECHARGEABLE | D, Heavy Duty (Each) | MMELEC | MM ELECTRICAL MERCHANDISING | EVREN95 | Active | 2
2406884 | BATTERY,NONRECHARGEABLE | AA, Heavy Duty, Alkaline | ATOMSUPP | ATOM SUPPLY GROUP P/L | 3425002 | Active | 1
2406884 | BATTERY,NONRECHARGEABLE | AA, Heavy Duty, Alkaline | MMELEC | MM ELECTRICAL MERCHANDISING | EVREN91 | Active | 2
2476307 | BATTERY,NONRECHARGEABLE | Battery Set for Smart Navigator, c/w 4 x batteries and 2 x JST plugs | HRSTMNN | HORSTMANN GMBH (MANUFACTURER) | 49-6002-021 | Active | 5
2476695 | BATTERY,NONRECHARGEABLE | Omron, Lithium PLC, 3.6V, 2450mAh, For use in Programmable Logic Controllers | OMRON | OMRON ELECTRONICS PTY LTD | CS1W-BAT01 | Active | 1
2476703 | BATTERY,NONRECHARGEABLE | Omron, Lithium PLC, 3.0V, 1700mAh, For use in Programmable Logic Controllers | OMRON | OMRON ELECTRONICS PTY LTD | C200H-BAT09 | Active | 1
2476711 | BATTERY,NONRECHARGEABLE | Allen Bradley, LI PLC, 3.0V, 850mAh, For use in Programmable Logic Controllers | NHPELEC | NHP ELECTRICAL ENGINEERING | 1747BA | Active | 5
23333 | TUBING,NONMETALLIC | Layflat, LDPE Polytube, Clear, 250mm x 100um, 20kg per Roll, for Sleeving X-arms | PROMARK | PROMARK PTY LTD (MANUFACTURER) | PT250100 | Active | 5
R24741 |  | DRL:PWR;HAMMER/DRIVER,CORDLESS,13MM,ALL DRILL-HAMMER,ELECTRIC,PORTABLE Hammer/Dr ill Driver, 18V Li-Ion, 13mm Keyless Chu ck, Skin Only | MILWAUKE | MILWAUKEE POWER TOOLS | M18FPD30 | Active | 1
2600012 | CHAIN,CHAINSAW | CHAIN;REPLMT CHAIN, STL, 305MM LG CHAIN,CHAINSAW; Replacement Top Handle C hain, 305mm Lg, Steel, Drive Links 51, G auge 1.1mm, Pitch 8.3mm, for Milwaukee M | MILWAUKE | MILWAUKEE POWER TOOLS | 49162742 | Active | 1
17281 | BAG,PLASTIC | DESICCANT;DISPOSAL BAG,WASTE,PACK OF 200 BAG,PLASTIC DISPOSAL BAG;100 UM THK; 700 MM LG,460 MM W;PRINTED ON BAG CONTAMINA TED WASTE;PACK OF 200, PACK WEIGHT 10 KG | ABSORBES | ABSORB ENVIRONMENTAL SOLUTIONS | BAT | Active | 1
2505792 | BROOM,PUSH | BROOM;HVY D,IND,350MM,18IN,BRS POLYPROP BROOM,PUSH INDUSTRIAL;BASS POLYPROPYLENE ;14 IN LG; PLAIN SOCKET;HANDLE NOT INCLU DED; PACK OF 1,PACK WEIGHT 14 KG;REFER S | ATOMSUPP | ATOM SUPPLY GROUP P/L | 62574420 | Active | 1
2464600 | HOSE,NONMETALLIC | Dash 16 Hose, 22.7mm ID, 31.3mm OD, CPE Tube, Reinforced Braided High-tensile Wire & Texiles, Oil & Mildew Resistant Poly/Texile Braid Cover | HYDRLINK | HYDRAULINK HOSE & FITTINGS | FC300-16 | Active | 1
2464618 | HOSE,NONMETALLIC | Push-Lok LP Hose, 3/8" ID, 0.66" OD, Rubber Tube, Reinforced Fiber Braid, Oil & Abrasion Resistant Rubber Cover | HYDRLINK | HYDRAULINK HOSE & FITTINGS | 6RLA | Active | 1
2464626 | HOSE,NONMETALLIC | Push-Lok LP Hose, 1/2" ID, 0.81" OD, Rubber Tube, Reinforced Fiber Braid, Oil & Abrasion Resistant Rubber Cover | HYDRLINK | HYDRAULINK HOSE & FITTINGS | 8RLA | Active | 1
2464634 | HOSE,NONMETALLIC | LP Hose, 5/16" ID, 0.56" OD, Rubber Tube, Reinforced Fiber Braid, Oil & Abrasion Resistant Rubber Cover | HYDRLINK | HYDRAULINK HOSE & FITTINGS | 5RLA | Active | 1
2464659 | HOSE,NONMETALLIC | Purosil Coolant Hose, 31.75mm ID, 41.2mm OD, Silicone, UV & Ozone Resistant | HYDRLINK | HYDRAULINK HOSE & FITTINGS | 70-125 | Active | 1
2503027 | CIRCUIT BREAKER | MCB, Acti9 iC60H Disbo, 10A, 4 Pole, 15kA, C-Curve, DIN Rail/Clip-On Mount | SCHNEIDR | SCHNEIDER PTY LTD (MANUFACTURER) | A9F54410 | Active | 1
2503027 | CIRCUIT BREAKER | MCB, Acti9 iC60H Disbo, 10A, 4 Pole, 15kA, C-Curve, DIN Rail/Clip-On Mount | MMELEC | MM ELECTRICAL MERCHANDISING | SHNA9F54410 | Active | 2
2503068 | MARKER STRIP | Type ZB6, Number 31 to 40, Horizontal, 10-Section, White, 6.15 x 10.5mm Text Field, Latch Mounting, suit Terminal Block UK6N & UDK4 6.2mm W | PHOENIX | PHOENIX CONTACT PTY LTD | 1051016:0031 | Active | 1
2503068 | MARKER STRIP | Type ZB6, Number 31 to 40, Horizontal, 10-Section, White, 6.15 x 10.5mm Text Field, Latch Mounting, suit Terminal Block UK6N & UDK4 6.2mm W | MMELEC | MM ELECTRICAL MERCHANDISING | PHO1051016:0031 | Active | 2
2465516 | ELECTRODE,WELDING | Weldskill 316L, S/Steel, 2.5mm, 2.5kg | BLKWOODJ | J BLACKWOOD & SONS LIMITED | 530629 | Active | 1
2465516 | ELECTRODE,WELDING | Weldskill 316L, S/Steel, 2.5mm, 2.5kg | CIGWELD | CIGWELD WELDING EQUIPMENT | WES316225 | Active | 5
2503217 | SUNSCREEN PREPARATION | MooGoo, SPF 40, 120g Tube, Natural Zinc, Clear, Broad Spectrum Protection, UV Filters, Dermatogically Tested, Water Resistant, for Face & Body All Ages & | MOOGOO | MOOGOO SKIN CARE PTY LTD | AUSTL 334457 120G | Active | 5
2503217 | SUNSCREEN PREPARATION | MooGoo, SPF 40, 120g Tube, Natural Zinc, Clear, Broad Spectrum Protection, UV Filters, Dermatogically Tested, Water Resistant, for Face & Body All Ages & | MOOGOO | MOOGOO SKIN CARE PTY LTD | 1064 | Active | 1
2418226 | BRACKET,LIFTING | Transformer, with Webbing Ratchet Strap, WLL 861kg (1900 lbs) | HASTINGS | HASTINGS (MANUFACTURER) | 5800-5-V1 | Active | 5
2418226 | BRACKET,LIFTING | Transformer, with Webbing Ratchet Strap, WLL 861kg (1900 lbs) | TEN | THE ENERGY NETWORK (AUST) PTY LTD | 5800-5-V1 | Active | 1
2439180 | BRACKET,LIFTING | suit Unitised Air Break Switch, SWL 150kg, EE Dwg 901978-01 (scm) | AEMAUST | AEM AUSTRALIA PTY LTD | A8756 | Active | 1
2422293 | SHOE,SAFETY,LADDER | White Rubber End Caps, Foot Kit, 2 per Set for Fibreglass Extension Ladder, suit Bailey Ladders | BLKWOODJ | J BLACKWOOD & SONS LIMITED | B0472003 | Active | 1
2430205 | SHOE,SAFETY,LADDER | Rubber Boot, Foot Kit, suit Branach Fibreglass Extension Ladder | BLKWOODJ | J BLACKWOOD & SONS LIMITED | 8587982 | Active | 1
2430213 | SHOE,SAFETY,LADDER | White Rubber End Caps, Foot Kit, 2 Per Set for Branach Fibreglass Extension Ladder | BLKWOODJ | J BLACKWOOD & SONS LIMITED | 8587999 | Active | 1
R2430510 | MULTIMETER | MULTIM;DGTL,LCD,6/60/600V,2.0% + 3 DC MULTIMETER Fluke-113, Digital, 0-600V AC , 6 Ohms-60 kOhms, 1000nF-9999uF, CAT II I 600V, Cat IV 600V, IP55, uses 9V Alkal | FLUKE | FLUKE AUSTRALIA PTY LTD (MANUFACTURER) | FLUKE 113 | Active | 1
R2471191 |  | SAW:PWR;CHAIN,838MM,6600RPM,18VDC,56 CHAINSAW Milwaukee 18V Battery Chainsaw, Skin Only | MILWAUKE | MILWAUKEE POWER TOOLS | M18FCHS-0 | Active | 1
R2468866 |  | SAW:JIG;H PERFORMANCE,40MM WOOD,15MM AL SAW,RECIP,PORTABLE,ELEC Milwaukee, 12V B attery Jigsaw, Anti-Splintering Insert, Non-Marking Shoe, 20mm Stroke Length, Sk | MILWAUKE | MILWAUKEE POWER TOOLS | M12FJS0 | Active | 1
R24743 |  | WRCH:IMPT;H TORQUE,1/2IN,1016NM,0 TO WRENCH,IMPACT Milwaukee, M18 Fuel, Large 205mm, 1/2" Pin Detent Anvil, 18V, Powe rstate Brushless Motor, 4-Mode Drive Con | MILWAUKE | MILWAUKEE POWER TOOLS | M18FHIW2P1 | Active | 1
R24740 |  | DRL:PWR;HAMMER,CORDLESS,13MM,167MM,12V,0 DRILL,PORTABLE Milwaukee, M12 Fuel, 13mm Hammer Drill/ Driver, 12V, Brushless Mo tor, LED Light, Battery Level Gauge, Ski | MILWAUKE | MILWAUKEE POWER TOOLS | M12FPD20 | Active | 1
R24185 |  | CHARGER:BATT;6-BAY SEQUENTIAL,120VAC CHARGER,BATTERY Milwaukee 18V, 6-Bay Seq uential Charger, for Li-Ion Batteries | MILWAUKE | MILWAUKEE POWER TOOLS | M14-18C6 | Active | 1
2600063 | SAFETY DEVICE | SAFETY DEVICE;CHEKVOLT DC3, 3KVDC TST PT SAFETY DEVICE; ChekVolt DC3, PESD, 3kV D C Test Point, 3-Wire, Horizontal Mount | COLTLEC | COLTERLEC PTY LTD | R-3MT-VI-3K/10-DC3-KIT-H | Active | 1
2600130 | LEAD SET,TEST | LEAD:TEST;REPLMT KIT,SLIM CAT IV,PTE-135 LEAD SET,TEST; Replacement Lead Kit for SLIM Cat IV c/w Leads, Probes & Alligato r Clips | PTE | PACIFIC TEST EQUIPMENT PTY LTD | PTE-135 | Active | 1
2600222 | LADDER KIT | KIT:REPLMT,FXT LAD,FLY C-RUNG,LADAMAX LADDER KIT Replacement Ladder Part, FXT Inside (Fly) C-Rung, For Ladamax Ladders | LADAMAX | LADAMAX ALUMINIUM PRODUCTS PTY LTD | FXTICRRK | Active | 1
2404657 | TRANSFORMER,DISTRIBUTION | Padmount, 22kV, 1000kVA, 3 Ph, LV Switchgear & No HV Switchgear, 3700mm Lg Cubicle | SCHNEIDR | SCHNEIDER PTY LTD (MANUFACTURER) | X1000V22EA1L3H1 | Phasing | 5
2404657 | TRANSFORMER,DISTRIBUTION | Padmount, 22kV, 1000kVA, 3 Ph, LV Switchgear & No HV Switchgear, 3700mm Lg Cubicle | WILSON | WILSON TRANSFORMER CO. PTY LTD | 881-8845-11-AA | Phasing | 1
2502904 | HOLE SAW | 19mm Dia, 25mm Cut Depth, Diamond Grit, DA01, for Fiberglass Poles | SUTTON | SUTTON TOOLS (MANUFACTURER) | H1150190 | Active | 5
2502904 | HOLE SAW | 19mm Dia, 25mm Cut Depth, Diamond Grit, DA01, for Fiberglass Poles | C&LTOOL | C&L TOOL CENTRE | SUTH1150190 | Active | 1
2403606 | COVER,ELECTRICITY SUPPLY PILLAR | URD, 550 H x 295 W x 230mm D, Beige, Electricity Supply, Non Vented, Colour for use with Link Panels | KULAK | KULAK PTY LTD | PBLBNVSD | Phasing | 1
14654 | LIPSTICK,ANTICHAP | Blistex Ultra, SPF 50+ Broad Spectrum Protection, Moisturises Dry Chapped Lips, Intensive Protection From Sun, Wind & Cold | ATOMSUPP | ATOM SUPPLY GROUP P/L | 90060140 | Active | 1
2486009 | BIT,SCREWDRIVER | Drive Head, 1/4", Magnetic Nut Setter, 1/4" Quick Connect Drive | C&LTOOL | C&L TOOL CENTRE | GFB29B | Active | 1
2486017 | BIT,SCREWDRIVER | Drive Head, 3/8", Magnetic Nut Setter, 1/4" Quick Connect Drive | C&LTOOL | C&L TOOL CENTRE | GFB31B | Active | 1
4850 |  | CONN:TERM;SGL SCRW INSUL CMP,6MM2 SPLICE,CONDUCTOR CONNECTOR BP;SINGLE SCR EW INSULATED CLAMP TYPE; BRASS IN PLASTI C SHROUD;6 SQ MM X 3; PACK OF 50; | CLIPSAL | CLIPSAL (BY SCHNEIDER ELECTRIC) | 563J/50 | Active | 1
2600027 | GUIDE BAR,CHAINSAW | BAR;REPLMT GUIDE BAR, STL, 305MM LG GUIDE BAR,CHAINSAW; Replacement Top Hand le Bar, 305mm Lg, Steel, for Milwaukee M 18FPLST120 Telescoping Pole Saw | MILWAUKE | MILWAUKEE POWER TOOLS | 49162743 | Active | 1
2600013 | LEAD,ELECTRICAL | LEAD:TEST;JUMPER CBL,FLEX INSUL,5M,STALK LEAD,ELECTRICAL; Flexible Insulated Jump er Cable, 5m Lg, 15kV Phase to Phase, 10 kV Phase to Earth, 400A, c/w 150mm Lg St | TEN | THE ENERGY NETWORK (AUST) PTY LTD | TENA479 | Active | 1
R25118 |  | TX:DIST;500KVA,11KV,800/5A,7,SQ PAD,ONAN TRANSFORMER,DISTRIBUTION Padmount, 11kV, 500kVA, (Sq) HV Haz LV Bsh, Mineral Oil Insulated, ONAN, DYN 11, 3CR12 Cubicle, | WILSON | WILSON TRANSFORMER CO. PTY LTD | 880-A312-1 | Active | 1
R25119 |  | TX:DIST;750KVA,11KV,800/5A,7,SQ PAD,ONAN TRANSFORMER,DISTRIBUTION Padmount, 11kV, 750kVA, (Sq) HV Haz LV Bsh, Mineral Oil Insulated, ONAN, DYN 11, 3CR12 Cubicle, | WILSON | WILSON TRANSFORMER CO. PTY LTD | 880-A313-1 | Active | 1
2600067 | TERMINATION KIT,ELECTRICAL CABLE | TERM KIT,CBL;INDR,33KV,3PH,400MM CU,HS TERMINATION KIT,ELECTRICAL CABLE; Indoor , 33kV, 3Ph, 400mm2 SC Cu XLPE/LAT/MDPE Cable, Heatshrink, c/w Fully Sealed Shea | TECONN | TE CONNECTIVITY LTD | IXSU-FEQ01 | Active | 1
R22011 | CHARGER,BATTERY | CHARGER:BATT;MULTI V RAPID,220 TO CHARGER,BATTERY Milwaukee 12-18V Rapid C harge, 220-240V, 50-60Hz, for Li-Ion Bat teries | MILWAUKE | MILWAUKEE POWER TOOLS | M12-18FC | Active | 1
2600183 | RELAY,PROTECTION | RELAY;ITEM-2, FW 6.2.0,REX615-11DUW-PCL3 RELAY,PROTECTION; FW 6.2.0, 1Ph, 10/9 I/O, 1/5A CT, 60-250VDC, FA ITEM 3, REX615A10GN+APP1+COM37+PSM4+AIM16+BIO6+ | ABBAUST | ABB AUSTRALIA PTY LTD | REX615-11NCH-PCL3 | Active | 1
2600193 | RELAY,PROTECTION | RELAY;ITEM-15,FW 6.2.0,REX615-11NCS-PCL3 RELAY,PROTECTION; FW 6.2.0, Fdr Dual CT, 12/10 I/O, VT, 1/5A, 24-60VDC, FA ITEM 8 REX615A10GN+APP1+APP3+APP5+COM37+PSM3+ | ABBAUST | ABB AUSTRALIA PTY LTD | REX615-11NCK-PCL3 | Active | 1
2600188 | RELAY,PROTECTION | RELAY;ITEM-6, FW 6.2.0,REX615-11MJT-PCL3 RELAY,PROTECTION; FW 6.2.0, Fdr Dual CT, 12/10 I/O, VT, 1/5A, 60-250VDC, FA ITEM 7,REX615A10GN+APP1+APP3+APP5+COM37+ | ABBAUST | ABB AUSTRALIA PTY LTD | REX615-11AVW-PCL3 | Active | 1
2421204 | PANEL,FUSE | 6 x 100A Fuseholders, Prewired, for use in LV Cross-Road pillars, ETS 14-04-01 (scm) | LEGEND | LEGEND POWER SYSTEMS | 6F-MPMAS-SLWCR | Active | 2
2421204 | PANEL,FUSE | 6 x 100A Fuseholders, Prewired, for use in LV Cross-Road pillars, ETS 14-04-01 (scm) | FLOWLINE | FLOWLINE INDUSTRIES PTY LTD | ESQ062/2 | Active | 1
1749263 | NUT,PLAIN,HEX | M16, Galv, Aust Std (P50) (scm) | HOBSON | HOBSON ENGINEERING CO PTY LTD | NH08GCM16 | Active | 1
1749263 | NUT,PLAIN,HEX | M16, Galv, Aust Std (P50) (scm) | GREGSF | GREG SEWELL FORGINGS PTY LTD | 1749263 | Active | 2
1713005 | BOLT,EYE | M20 x 300mm, 40mm ID Eye, Galv Steel, ISO-M, 98kN Min Fail Load c/w Galv Hex Nut, Dwg 01-02-02, Pack of 15 | GREGSF | GREG SEWELL FORGINGS PTY LTD | 1713005 | Active | 1
2416766 | WRENCH,BOX | Single Spanner, 15mm, Offset, 1000V Insulated, for Tool Kit | PENTA | PENTA AUST (TMAC THEW & MCCANN/HYLEC) | PA23132 | Active | 1
2416766 | WRENCH,BOX | Single Spanner, 15mm, Offset, 1000V Insulated, for Tool Kit | HYLEC | HYLEC ENERGY SOLUTIONS | MS21-15 | Active | 2
2416766 | WRENCH,BOX | Single Spanner, 15mm, Offset, 1000V Insulated, for Tool Kit | TEN | THE ENERGY NETWORK (AUST) PTY LTD | D13-15 | Active | 2
2416774 | WRENCH,BOX | Single Spanner, 16mm, Offset, 1000V Insulated, for Tool Kit | PENTA | PENTA AUST (TMAC THEW & MCCANN/HYLEC) | PA23134 | Active | 1
2416774 | WRENCH,BOX | Single Spanner, 16mm, Offset, 1000V Insulated, for Tool Kit | HYLEC | HYLEC ENERGY SOLUTIONS | MS21-16 | Active | 2
2416774 | WRENCH,BOX | Single Spanner, 16mm, Offset, 1000V Insulated, for Tool Kit | TEN | THE ENERGY NETWORK (AUST) PTY LTD | D13-16 | Active | 2
2416782 | WRENCH,BOX | Single Spanner, 17mm, Offset, 1000V Insulated, for Tool Kit | PENTA | PENTA AUST (TMAC THEW & MCCANN/HYLEC) | PA23135 | Active | 1
2416782 | WRENCH,BOX | Single Spanner, 17mm, Offset, 1000V Insulated, for Tool Kit | HYLEC | HYLEC ENERGY SOLUTIONS | MS21-17 | Active | 2
2416782 | WRENCH,BOX | Single Spanner, 17mm, Offset, 1000V Insulated, for Tool Kit | TEN | THE ENERGY NETWORK (AUST) PTY LTD | D13-17 | Active | 2
2428803 | HAND STICK,INSULATED | Universal Fitting Both Ends, Overall 1800 - 1900mm Lg, Pole 32mm Dia | TEN | THE ENERGY NETWORK (AUST) PTY LTD | 4678-6 | Active | 1
2428803 | HAND STICK,INSULATED | Universal Fitting Both Ends, Overall 1800 - 1900mm Lg, Pole 32mm Dia | CHANCE | CHANCE (MANUFACTURER) | H17603 | Active | 5
2428803 | HAND STICK,INSULATED | Universal Fitting Both Ends, Overall 1800 - 1900mm Lg, Pole 32mm Dia | HASTINGS | HASTINGS (MANUFACTURER) | 4678-6 | Active | 5
2428811 | HAND STICK,INSULATED | Universal Fitting Both Ends, Overall 2400 - 2500mm Lg, Pole 32mm Dia | TEN | THE ENERGY NETWORK (AUST) PTY LTD | 4678-8 | Active | 1
2428811 | HAND STICK,INSULATED | Universal Fitting Both Ends, Overall 2400 - 2500mm Lg, Pole 32mm Dia | CHANCE | CHANCE (MANUFACTURER) | H17604 | Active | 5
2428811 | HAND STICK,INSULATED | Universal Fitting Both Ends, Overall 2400 - 2500mm Lg, Pole 32mm Dia | HASTINGS | HASTINGS (MANUFACTURER) | 4678-8 | Active | 5
2428845 | HAND STICK,INSULATED | Gripall, Shotgun, Overall 1900 - 2000mm Lg, Stick 32mm Dia | CHANCE | CHANCE (MANUFACTURER) | C403-0292 | Active | 1
2428845 | HAND STICK,INSULATED | Gripall, Shotgun, Overall 1900 - 2000mm Lg, Stick 32mm Dia | HASTINGS | HASTINGS (MANUFACTURER) | 8106 | Active | 2
2428928 | HAND STICK,INSULATED | Spiral Link Stick, Insulation 1200mm Lg, Stick 25mm Dia | TEN | THE ENERGY NETWORK (AUST) PTY LTD | 3483 | Active | 1
2428928 | HAND STICK,INSULATED | Spiral Link Stick, Insulation 1200mm Lg, Stick 25mm Dia | BRITECH | BRI-TECH PTY LTD | PSC4000812007 | Active | 2
2471704 | TERMINAL,LUG | Ring Terminal, 2.5mm Wire, 90Deg Bend, Blue, for Protection Relay, Pack of 1000 | CABAC | CABAC (MANUFACTURER) | RNYDS2-4-90D BLUE | Active | 1
2471746 | TERMINAL,LUG | Quick Connect Female Lug, 6.4 x 0.8mm, 0.75-1.5mm Wire, Red, Double Grip, Pack of 50 | CABAC | CABAC (MANUFACTURER) | FIQC1.25-6.4 | Active | 5
2474732 | TERMINAL,LUG | Ring Terminal, 3mm Stud, 2mm Wire, Blue, Double Grip, Pack of 100 | CABAC | CABAC (MANUFACTURER) | RT2-3DG | Active | 5
2474799 | FERRULE,ELECTRICAL CONDUCTOR | Bootlace Pin, 1.5mm2, 24mm OAL, 18mm Lg Pin, Black | CABAC | CABAC (MANUFACTURER) | BLP150-18 | Active | 5
2474807 | FERRULE,ELECTRICAL CONDUCTOR | Bootlace Pin, 2.5mm2, 24mm OAL, 18mm Lg Pin, Grey, Pack of 100 | CABAC | CABAC (MANUFACTURER) | BLP250-18 | Active | 5
104359 | GLOVES,CHEMICAL PROTECTIVE | Nitrile (Pair) | MMELEC | MM ELECTRICAL MERCHANDISING | AESGLOVES | Active | 1
2400368 | GLOVES,CHEMICAL PROTECTIVE | Cotton & Nitrile Half Gauntlet | BLKWOODJ | J BLACKWOOD & SONS LIMITED | 4038564 | Active | 1
2503456 | GLOVES,CHEMICAL PROTECTIVE | AlphaTec 53-002, Size 8, 350mm Lg, Neoprene & Laminate Material, Nylon Lined, Chemical & Liquid Resistant, Black | ANSELL | ANSELL LTD | 53002080 | Active | 5
2503456 | GLOVES,CHEMICAL PROTECTIVE | AlphaTec 53-002, Size 8, 350mm Lg, Neoprene & Laminate Material, Nylon Lined, Chemical & Liquid Resistant, Black | BLKWOODJ | J BLACKWOOD & SONS LIMITED | 4073510 | Active | 1
2503464 | GLOVES,CHEMICAL PROTECTIVE | AlphaTec 53-002, Size 9, 350mm Lg, Neoprene & Laminate Material, Nylon Lined, Chemical & Liquid Resistant, Black | ANSELL | ANSELL LTD | 53002090 | Active | 5
2503464 | GLOVES,CHEMICAL PROTECTIVE | AlphaTec 53-002, Size 9, 350mm Lg, Neoprene & Laminate Material, Nylon Lined, Chemical & Liquid Resistant, Black | BLKWOODJ | J BLACKWOOD & SONS LIMITED | 4073527 | Active | 1
21614 | CABLE,POWER,ELECTRICAL | U/Ground, 6.35/11kV, 3C Compacted, 300mm2 Stranded Cu/PLY/HDPE, 300m Drum | MIDLAND | MIDLAND METALS OVERSEAS PTE LTD | MMO-11KV 3X300CPLYLSH | Active | 1
21614 | CABLE,POWER,ELECTRICAL | U/Ground, 6.35/11kV, 3C Compacted, 300mm2 Stranded Cu/PLY/HDPE, 300m Drum | MIDLAND | MIDLAND METALS OVERSEAS PTE LTD | T37580 | Active | 1
20381 |  | SLEEVE:HEAT SHRINK;JOINT,3PH FOR 95MM2 JOINT,ELECTRICAL POWER CABLE 11kV, Heats hrink Joint, 3Ph for 95mm2 Al Triplex to 3 Core 35mm2 & 95mm2 Al 11kV XLPE, (P1) | SICAME | SICAME AUSTRALIA PTY LTD | HSJ-11-X13 | Active | 1
2503688 | FIXTURE,LIGHTING | 14W Avenue MK3 (L14) 4K, Nostalgia Type 1, Green, Minor Road c/w Bracket, Bracket to Dwg 05-01-01, EQTS 05-01-02 | SYLVANIA | SYLVANIA SCHREDER | R1S4BD2011L14 | Active | 1
2503993 | FIXTURE,LIGHTING | 24W Zeta (L24) 4K, Black, Minor Road, No Bracket, suit Fitting Boulevard Estate Pole, EQTS 05-01-02 | CLS | CONNECTED LIGHT SOLUTIONS | S70641R | Active | 1
2503076 | MARKER STRIP | Type ZB6, Number 41 to 50, Horizontal, 10-Section, White, 6.15 x 10.5mm Text Field, Latch Mounting, suit Terminal Block UK6N & UDK4 6.2mm W | PHOENIX | PHOENIX CONTACT PTY LTD | 1051016:0041 | Active | 1
2503076 | MARKER STRIP | Type ZB6, Number 41 to 50, Horizontal, 10-Section, White, 6.15 x 10.5mm Text Field, Latch Mounting, suit Terminal Block UK6N & UDK4 6.2mm W | MMELEC | MM ELECTRICAL MERCHANDISING | PHO1051016:0041 | Active | 2
2503084 | MARKER STRIP | Type ZB6, Number 51 to 60, Horizontal, 10-Section, White, 6.15 x 10.5mm Text Field, Latch Mounting, suit Terminal Block UK6N & UDK4 6.2mm W | PHOENIX | PHOENIX CONTACT PTY LTD | 1051016:0051 | Active | 1
2503084 | MARKER STRIP | Type ZB6, Number 51 to 60, Horizontal, 10-Section, White, 6.15 x 10.5mm Text Field, Latch Mounting, suit Terminal Block UK6N & UDK4 6.2mm W | MMELEC | MM ELECTRICAL MERCHANDISING | PHO1051016:0051 | Active | 2
2401289 | CLAMP,STRAIN | Compression Deadend c/w Eye Tail, Jumper Lug & Bolts, Hex Die A/F St 17.0mm, Al 34.5mm, suit Lemon 30/7/3.00 ACSR (scm) | PLP | PREFORMED LINE PRODUCTS (AUST) | CDE-210-1 | Active | 1
2401290 | CLAMP,STRAIN | Compression Deadend, suit Banana 6/1/3.75 ACSR c/w Eye Tail, Jumper Lug & Bolts, Hex Die A/F St 7.5mm, Al 18.0mm (scm) | PLP | PREFORMED LINE PRODUCTS (AUST) | CDE-113-AS4-A | Active | 1
2401741 | CLAMP,STRAIN | Compression Deadend, Eye Type, Jumper Lug AS4 Palm, Hex Die Sleeve Outer 21A/F & Inner 9.5A/F, suit ACSR/GZ Cherry 6/4.75+7/1.60 or Dog 6/186+7/062 c/w | PLP | PREFORMED LINE PRODUCTS (AUST) | CDE-143-1-A | Active | 1
2401741 | CLAMP,STRAIN | Compression Deadend, Eye Type, Jumper Lug AS4 Palm, Hex Die Sleeve Outer 21A/F & Inner 9.5A/F, suit ACSR/GZ Cherry 6/4.75+7/1.60 or Dog 6/186+7/062 c/w | PLP | PREFORMED LINE PRODUCTS (AUST) | D-HD1521E | Active | 2
2407119 | CLAMP,STRAIN | Termination, Bolted ABC, 25mm2, 2 Core, Stainless Steel Fittings, Galv Steel Strap with Closed eye (scm) | PLP | PREFORMED LINE PRODUCTS (AUST) | BCST-2025-3GA | Active | 1
2469849 | CLAMP,STRAIN | Compression Deadend, Double Palm, 2 Holes, 50mm Centre, Outer Sleeve Die Size 18A/F, Inner Sleeve 7.5A/F, Deadend Eye, suit Banana 6/1/3.75 ACSR/GZ c/w | PLP | PREFORMED LINE PRODUCTS (AUST) | CDE-113-2AS4 | Active | 1
2469864 | CLAMP,STRAIN | Compression Deadend, Double Palm, 2 Holes, 50mm Centre, Outer Sleeve Die Size 21A/F, Deadend Eye, suit Iodine 7/4.75 AAAC/1120 c/w Bolts, Nuts, | PLP | PREFORMED LINE PRODUCTS (AUST) | CDEAAAC-143-2AS4 | Active | 1
2469872 | CLAMP,STRAIN | Compression Deadend, Double Palm, 2 Holes, 50mm Centre, Outer Sleeve Die Size 30A/F, Deadend Eye, suit Neon 19/3.75 AAAC/1120 c/w Bolts, Nuts, | PLP | PREFORMED LINE PRODUCTS (AUST) | CDEAAAC-188-2P1 | Active | 1
2469880 | CLAMP,STRAIN | Compression Deadend, Double Palm, 4 Holes, 50mm Centre, Outer Sleeve Die Size 34.5A/F, Deadend Eye, suit Nitrogen 37/3.00 AAAC/1120 c/w Bolts, Nuts, | PLP | PREFORMED LINE PRODUCTS (AUST) | CDEAAAC-210-2P5 | Active | 1
2498178 | TRANSFORMER,DISTRIBUTION | Groundmount, 11kV, 315kVA, 3Ph, Air HV 180 LV Bsh, Natural Ester Oil Insulated, KNAN, DYN 11, 7 Tap Switch Positions, HV & LV Cable Boxes Fitted | TYREE | TYREE TRANSFORMERS PTY LTD | 315M4IEQ-B | Active | 1
R2462307 |  | SAW:JIG;RECIP,29MM,0 TO 3000SPM,18V SAW,RECIP,PORTABLE,ELEC Milwaukee, 18V B attery Powered, M18 Fuel Sawzall, Brushl ess Powerstate Motor, Adjustable Shoe, O | MILWAUKE | MILWAUKEE POWER TOOLS | M18CSX2-0 | Active | 1
2600026 | CHAINSAW | SAW:PWR;BATT CHAINSAW,18V TELESCOPE POLE CHAINSAW; Milwaukee Telescoping Pole Saw , M18 Fuel, 18V Li-Ion Cordless Brushles s, 305mm Lg Bar, 2.7m Collapsed to 4m Ex | MILWAUKE | MILWAUKEE POWER TOOLS | M18FPLST12 | Active | 1
R24948 |  | LT:IND;LED TRIPOD STAND,18V,1200MM,2.2M LIGHT UNIT,PORTABLE Milwaukee, M18 LED T ripod Stand Light, 18V, 3-Mode Light Opt ions, Low/Med/High 850/1300/2000 Lumens, | MILWAUKE | MILWAUKEE POWER TOOLS | M18SAL-0 | Active | 1
13759 | GRIP,CABLE,WOVEN | HD Sock, Single Soft Eye, 75-95mm Dia Cable, 180kN UTS, 1000mm Lg, Galv Steel | NCG | NATIONAL CABLE GRIPS (VILNO GROUP COMP) | CHD1075 | Active | 5
13759 | GRIP,CABLE,WOVEN | HD Sock, Single Soft Eye, 75-95mm Dia Cable, 180kN UTS, 1000mm Lg, Galv Steel | TEN | THE ENERGY NETWORK (AUST) PTY LTD | CHD1075 | Active | 1
2502854 | GRIP,CABLE,WOVEN | Non-Metallic Sock, Single Soft Eye, 50-65mm Dia Cable, 70.71kN UTS, 817mm Lg, Non-Conductive Aramid Fibre | SLINGCO | SLINGCO AUSTRALIA PTY LTD | ZCS1179 | Active | 5
2502854 | GRIP,CABLE,WOVEN | Non-Metallic Sock, Single Soft Eye, 50-65mm Dia Cable, 70.71kN UTS, 817mm Lg, Non-Conductive Aramid Fibre | TEN | THE ENERGY NETWORK (AUST) PTY LTD | ZCS1179 | Active | 1
2502862 | GRIP,CABLE,WOVEN | Non-Metallic Sock, Single Soft Eye, 65-76mm Dia Cable, 70.71kN UTS, 1086mm Lg, Non-Conductive Aramid Fibre | SLINGCO | SLINGCO AUSTRALIA PTY LTD | ZCS1180 | Active | 5
2502862 | GRIP,CABLE,WOVEN | Non-Metallic Sock, Single Soft Eye, 65-76mm Dia Cable, 70.71kN UTS, 1086mm Lg, Non-Conductive Aramid Fibre | TEN | THE ENERGY NETWORK (AUST) PTY LTD | ZCS1180 | Active | 1
16889 | POLE,PUBLIC LIGHTING,METAL | Major Road Mid-Hinged, 10.0m, Base Plate Mounted, 350 PCD Bolt Spacing, Galv EQTS 05-02-01 | INGAL | INGAL EPS | GEX16889 | Active | 2
16889 | POLE,PUBLIC LIGHTING,METAL | Major Road Mid-Hinged, 10.0m, Base Plate Mounted, 350 PCD Bolt Spacing, Galv EQTS 05-02-01 | IUPOLE | INTERNATIONAL UTILITY POLES PTY LTD | EX-16889 | Active | 2
16889 | POLE,PUBLIC LIGHTING,METAL | Major Road Mid-Hinged, 10.0m, Base Plate Mounted, 350 PCD Bolt Spacing, Galv EQTS 05-02-01 | GMPOLES | GM POLES PTY LTD | MH S10 | Active | 1
2600113 | TERMINATION KIT,ELECTRICAL CABLE | TERM KIT:CBL;ELBOW,300MM 22KV FLEX,SET 3 TERMINATION KIT,ELECTRICAL CABLE; Insula ted Dead-Break, Screened, Separable Elbo w Connector, Set of 3, for 3 Ph, 17.5kV, | KINSMAN | GV KINSMAN PTY LTD | K655LR-MSB300-S + BSLMT-G-SHIM | Active | 1
2454114 | SPEAKER-MICROPHONE | P25, Standard Mobile Speaker Mic & X-Ponder Package c/w Alternate Colour Front Spk Mic Cover & Logo | PACWIRE | PACIFIC WIRELESS | X10DR-EX2+XCA-T15+MISC-PART | Active | 1
2472736 | SPEAKER-MICROPHONE | Explorer PTT Handset | MILES | MILES ELECTRONICS | PTT-HANDSET | Active | 1
2474849 | CRADLE | Modem Cradle for Short Terminal Cover, used with Plug In Base MK7C Meter | EDMI | EDMI PTY LTD | PLAS19794A | Active | 5
2488336 | ABSORBER | suit GE F35-145kV GIS | GE | GENERAL ELECTRIC COMPANY | 47.239.901-01 | Active | 5
2503340 | LEAD SET,TEST | Test Instrument Leads c/w 2x Red/Blk Non-shrouded Alligator Clips, 2x Red/Blk Test Probes, 2x 120cm Red/Blk Test Leads with Right-Angle & Straight Plug, CAT IV | PENTA | PENTA AUST (TMAC THEW & MCCANN/HYLEC) | PA30396 | Active | 1
2504157 | TRANSFORMER,DISTRIBUTION | Padmount, 22kV/433-250V, 500kVA, 3 Ph, KNAN, LV Switchgear & Schneider RM6 HV RMU, 3 x Switch Disconnectors & 1 x Fuse Switch, Rect Plinth Nominal, | TYREE | TYREE TRANSFORMERS PTY LTD | 500KEQ04 | Active | 1
2499358 | RECLOSER,AUTO | 12.7kV, SWER, 800A, 170kV 6kA Cap c/w Ctrl Cub, suit ext 240V Supply in Subs, Aux Supply, Surge Arrester, 9m Ctrl Cable, 20mm Dia Stem, 12.7kV /220V VT, | NOJA | NOJA POWER SWITCHGEAR PTY LTD | OSM38 SWER 12.7KV | Active | 1
23190 | EARTH LINK BOX | 33kV Cable System, Sheath Earth Cross Bonding with 120mm2 Cu XLPE Insulated Concentric Bonding Lead Connections c/w 3 x 3.0kV SLV'S, 316 S/S Tank | AKPOWER | AK POWER SOLUTIONS PTY LTD | BC6 | Active | 1
2422558 | STRUCTURAL SECTION | Climbing Aid Stile, 50 x 5mm, 7800mm Lg, Galv Steel, suit Concrete Poles, EE Dwg 908968-01, Issue "C" Items 1 & 4 | ISM | ISM MANUFACTURING PTY LTD | ERGON-908968-01-04 | Active | 1
2494375 | CIRCUIT BREAKER | MCB, Acti9, iC60N, 40A, 2 Pole, 415V AC, 125V DC, C-Curve | SCHNEIDR | SCHNEIDER PTY LTD (MANUFACTURER) | A9F44240 | Active | 1
2494383 | CIRCUIT BREAKER | MCB, Acti9, iC60N, 50A, 2 Pole, 415V AC, 125V DC, C-Curve | SCHNEIDR | SCHNEIDER PTY LTD (MANUFACTURER) | A9F44250 | Active | 1
2494417 | CIRCUIT BREAKER | MCB, Acti9, iC60N, 63A, 3 Pole, 415V AC, 180V DC, C-Curve | SCHNEIDR | SCHNEIDER PTY LTD (MANUFACTURER) | A9F44363 | Active | 1
2478055 | METER,TIME | Dual Indicator Hour, 0 to 9999.9 Hours and 0 to 99999.9 Hours, 100 x 80 x 60mm, 240V AC, 50/60Hz, Black Panel | PANASON | PANASONIC AUSTRALIA PTY LTD | TH409CEJ TH-409CE | Active | 5
2466092 | RECTIFIER | Compact HE Rectifier, Flatpack S, 48V/1000W, 20A | ELTEK | ELTEK (A DELTA GROUP COMPANY) | 241122.105 | Active | 1
2489631 | RECTIFIER | 48V, Rectifier to suit Alpha Cordex Charger | ICS | ICS INDUSTRIES PTY LTD (ENERSYS) | 010-566-20-040 | Active | 1
2489664 | RECTIFIER | 24V, Rectifier to suit Alpha Cordex Charger | ICS | ICS INDUSTRIES PTY LTD (ENERSYS) | 010-582-20-040 | Active | 1
2468353 | CHASSIS,ELEC | RFL GARD8000 Teleprotection, Chassis Assembly, 3RU | PLC | POWERLINE COMMUNICATIONS (AUST) | RF-SP500200-1 | Active | 1
2468361 | CHASSIS,ELEC | RFL GARD8000 Teleprotection, Front Panel Assembly, 3RU w/out Touchscreen Display | PLC | POWERLINE COMMUNICATIONS (AUST) | RF-SP500205-19 | Active | 1
414121 | CLAMP,INSULATION PIERCING | Connector, IPC, 5/19mm Dia Bare Al Main, 6/35mm2 IPC Tap, ETS 27/97 Item 2 (P12) (scm) | SICAME | SICAME AUSTRALIA PTY LTD | CAW35E | Active | 1
1704693 | BOLT,MACHINE | M20 x 500mm, Hex, Galv c/w Galv Hex Nut, Aust Std (P10) (scm) | GREGSF | GREG SEWELL FORGINGS PTY LTD | 1704693 | Active | 1
1704693 | BOLT,MACHINE | M20 x 500mm, Hex, Galv c/w Galv Hex Nut, Aust Std (P10) (scm) | BOLTMAST | BOLTMASTERS | IMHM500G | Active | 2
2466654 | SPLICE,CONDUCTOR | Mechanical Shear Head Bolts, Extra HT, 25kN, 420A, Cable Range 6-11.3mm Dia, suit AAC/AAAC/ACSR (scm) | SICAME | SICAME AUSTRALIA PTY LTD | MTRS06-11-EHT | Active | 1
R2600175 |  | TX:DIST;880-B813-11-AE,750KVA,11KV,KNAN TRANSFORMER,DISTRIBUTION Padmount, 11kV, 750kVA, 3-Way (Sq), KNAN, DYN11, 3CR12 Lift-off Cubicle c/w ABB SafeAir Non-SF6 | WILSON | WILSON TRANSFORMER CO. PTY LTD | 880-B813-11-AE | Active | 1
R2600168 |  | TX:DIST;880-B813-11-AC,750KVA,11KV,KNAN TRANSFORMER,DISTRIBUTION Padmount, 11kV, 750kVA, 4-Way (Sq), KNAN, DYN11, 3CR12 Lift-off Cubicle c/w ABB Safelink2 SF6 C | WILSON | WILSON TRANSFORMER CO. PTY LTD | 880-B813-11-AC | Active | 1
2600168 |  | TX:DIST;880-B813-11-AC,750KVA,11KV,KNAN TRANSFORMER,DISTRIBUTION Padmount, 11kV, 750kVA, 4-Way (Sq), KNAN, DYN11, 3CR12 Lift-off Cubicle c/w ABB Safelink2 SF6 C | WILSON | WILSON TRANSFORMER CO. PTY LTD | 880-B813-11-AC | Active | 1
R2600167 |  | TX:DIST;880-B812-11-AA,500KVA,11KV,KNAN TRANSFORMER,DISTRIBUTION Padmount, 11kV, 500kVA, 3-Way (Sq), KNAN, DYN11, 3CR12 Lift-off Cubicle c/w Siemens 8DJH CCF & | WILSON | WILSON TRANSFORMER CO. PTY LTD | 880-B812-11-AA | Active | 1
2600174 |  | TX:DIST;880-B812-11-AD,500KVA,11KV,KNAN TRANSFORMER,DISTRIBUTION Padmount, 11kV, 500kVA, 3-Way (Sq), KNAN, DYN11, 3CR12 Lift-off Cubicle c/w Siemens Blue Non-SF | WILSON | WILSON TRANSFORMER CO. PTY LTD | 880-B812-11-AD | Active | 1
R2600170 |  | TX:DIST;880-B812-11-AB,500KVA,11KV,KNAN TRANSFORMER,DISTRIBUTION Padmount, 11kV, 500kVA, 3-Way (Sq), KNAN, DYN11, 3CR12 Lift-off Cubicle c/w ABB Safelink2 SF6 C | WILSON | WILSON TRANSFORMER CO. PTY LTD | 880-B812-11-AB | Active | 1
2600170 |  | TX:DIST;880-B812-11-AB,500KVA,11KV,KNAN TRANSFORMER,DISTRIBUTION Padmount, 11kV, 500kVA, 3-Way (Sq), KNAN, DYN11, 3CR12 Lift-off Cubicle c/w ABB Safelink2 SF6 C | WILSON | WILSON TRANSFORMER CO. PTY LTD | 880-B812-11-AB | Active | 1
2600179 |  | TX:DIST;880-B813-11-AB,750KVA,11KV,KNAN TRANSFORMER,DISTRIBUTION Padmount, 11kV, 750kVA, 3-Way (Sq), KNAN, DYN11, 3CR12 Lift-off Cubicle c/w ABB Safelink2 SF6 C | WILSON | WILSON TRANSFORMER CO. PTY LTD | 880-B813-11-AB | Active | 1
2600162 |  | TX:DIST;880-B814-11-AB,1000KVA,11KV,KNAN TRANSFORMER,DISTRIBUTION Padmount, 11kV, 1000kVA, 3-Way (Sq), KNAN, DYN11, 3CR12 Lift-off Cubicle c/w ABB Safelink2 SF6 | WILSON | WILSON TRANSFORMER CO. PTY LTD | 880-B814-11-AB | Active | 1
25460 | DYNAMOMETER,MECHANICAL | NGK Tension Dynamometer, 1T/10kN Analogue c/w Screw on Twin Protection Bar Face, Max Pointer | TEN | THE ENERGY NETWORK (AUST) PTY LTD | A-10 | Active | 1
2490845 | SPECTACLES,INDUSTRIAL | SafeStyle Fusions, Black Frame, Tinted, Medium Impact, PC Frame & Lens, UV400 99.95% UV Protection, AS/NZS 1337.1:2010 | ATOMSUPP | ATOM SUPPLY GROUP P/L | 40030263 | Active | 1
2464568 | WHEEL,ABRASIVE | Flexovit A24/30T-BF27, Grinding Wheel, Depressed Centre, 125 x 6.8 x 22mm, Metal Mild Steel | SGA | SAINT-GOBAIN ABRASIVES | 66252841682 | Active | 5
2464568 | WHEEL,ABRASIVE | Flexovit A24/30T-BF27, Grinding Wheel, Depressed Centre, 125 x 6.8 x 22mm, Metal Mild Steel | BLKWOODJ | J BLACKWOOD & SONS LIMITED | 2921019 | Active | 1
2503506 | CHAIN,CHAINSAW | Replacement Chain, 508mm (20") Lg, Steel, suit Milwaukee 18V Chainsaw M18F2CHS200 | MILWAUKE | MILWAUKEE POWER TOOLS | 49162752 | Active | 5
2503506 | CHAIN,CHAINSAW | Replacement Chain, 508mm (20") Lg, Steel, suit Milwaukee 18V Chainsaw M18F2CHS200 | C&LTOOL | C&L TOOL CENTRE | MILWA49162752 | Active | 1
2504173 | TRANSFORMER,DISTRIBUTION | Padmount, 22kV/433-250V, 1000kVA, 3 Ph, KNAN, LV Switchgear & Schneider RM6 HV RMU, 2 x Switch Disconnectors & 2 x Fuse Switch, Rect Plinth Nominal, | TYREE | TYREE TRANSFORMERS PTY LTD | 1000K5EQ05 | Active | 1
2504181 | MANHOLE TOP ASSEMBLY | Roadway Access, Explosion Mitigation, 2 Part Cover, Class D, 750 x 1245mm Clr Opening, Unfilled Black Ductile Iron & Frame, 160kN Load Capacity, Marked with | EJAUST | EJ AUSTRALIA PTY LTD | LD210EMC | Active | 1
1703905 | BOLT,MACHINE | M16 x 150mm, Hex, Galv c/w Galv Hex Nut, Aust Std (P50) (scm) | BOLTMAST | BOLTMASTERS | HMHM150G | Active | 2
1703905 | BOLT,MACHINE | M16 x 150mm, Hex, Galv c/w Galv Hex Nut, Aust Std (P50) (scm) | GREGSF | GREG SEWELL FORGINGS PTY LTD | 1703905 | Active | 1
620158 | FUSE LINK,EXPULSION | 6/20A, Class K, TS 06-03-01 (scm) | NGKSTANG | NGK STANGER PTY LTD | ZXC705-620 | Active | 1
620158 | FUSE LINK,EXPULSION | 6/20A, Class K, TS 06-03-01 (scm) | ABBAUST | ABB AUSTRALIA PTY LTD | 7505193 | Active | 2
620158 | FUSE LINK,EXPULSION | 6/20A, Class K, TS 06-03-01 (scm) | NGKSTANG | NGK STANGER PTY LTD | ZXC705-620BK37 | Active | 1
2600050 | RECTIFIER | RECTR;RT9,32V,1.2KW,50A,FOR 32V BATT CHG RECTIFIER; RT9, 32V, 1.2kW, 50A, suit 32 V Battery Chargers | RTP | RECTIFIER TECHNOLOGIES PACIFIC PTY LTD | RT9-32/1.2KW-RTP | Active | 5
2600050 | RECTIFIER | RECTR;RT9,32V,1.2KW,50A,FOR 32V BATT CHG RECTIFIER; RT9, 32V, 1.2kW, 50A, suit 32 V Battery Chargers | ACCULEC | ACCULEC PTY LTD (303899) | RT9-32/1.2KW-RTP | Active | 1
2503738 | FIXTURE,LIGHTING | 14W Avenue MK3 (L14) 3K, Nostalgia Type 1, Blue/Grey, Minor Rd c/w Bracket, Bracket to Dwg 05-01-01, EQTS 05-01-02 | SYLVANIA | SYLVANIA SCHREDER | R1S3BD2013L14 | Active | 1
2503928 | FIXTURE,LIGHTING | 17W Zeta (L17) 4K, Green, Minor Road, No Bracket, suit Fitting Boulevard Estate Pole, EQTS 05-01-02 | CLS | CONNECTED LIGHT SOLUTIONS | S70662R | Active | 1
2503936 | FIXTURE,LIGHTING | 17W Zeta (L17) 4K, Black, Minor Road, No Bracket, suit Fitting Boulevard Estate Pole, EQTS 05-01-02 | CLS | CONNECTED LIGHT SOLUTIONS | S70663R | Active | 1
2492452 | CABLE ASSY,RADIO FREQUENCY | 1m DB25-F to RJ45 Black Custom Cable Assembly, to Connect GE Orbit Modem to Nulec CAPM5 P8 | QCC | QCC CONNECTORS & CABLES (QCC GROUP PL) | 48875-20 | Active | 1
2497964 | CABLE ASSY,RADIO FREQUENCY | 1 x HDR-E50 to 24AWG Free End, 15m | AVIAT | AVIAT NETWORKS | 037-579418-015 | Active | 5
2497964 | CABLE ASSY,RADIO FREQUENCY | 1 x HDR-E50 to 24AWG Free End, 15m | COMMTEL | COMMTEL NETWORK SOLUTIONS | 037-579418-015 | Active | 1
2502888 | BIT,AUGER | Shockwave Impact Duty, 13/16" Dia, 559mm (22") OAL, 158mm Lg Flute, 518mm Drill Depth, Fiberglass Drill Bit | MILWAUKE | MILWAUKEE POWER TOOLS | 48137807 | Active | 5
2502888 | BIT,AUGER | Shockwave Impact Duty, 13/16" Dia, 559mm (22") OAL, 158mm Lg Flute, 518mm Drill Depth, Fiberglass Drill Bit | C&LTOOL | C&L TOOL CENTRE | MILWA48137807 | Active | 1
2505799 | HANDLE,BROOM | HANDLE;PEND,25X1800MM,H/WOOD,PACK SIZE 1 HANDLE,BROOM PLAIN END;25 MM DIA (1 IN); 1800 MM LG (6FT) HARDWOOD HANDLE;PACK SI ZE 1; SUITS STOCK CODES 04081,04078 & 04 | BLKWOODJ | J BLACKWOOD & SONS LIMITED | 4245803 | Active | 1
2503613 | FIXTURE,LIGHTING | 96W Avento 2S (L96) 4K, High Mast, Major Road, EQTS 05-01-02 | SYLVANIA | SYLVANIA SCHREDER | AV2SHM40BD11L97 | Active | 1
2503589 | FIXTURE,LIGHTING | 126W Pegasus 1L (L126A) 3K, Major Road c/w Upcast Adaptor, EQTS 05-01-02 | SYLVANIA | SYLVANIA SCHREDER | P1L30BD201L126 | Active | 1
2503662 | FIXTURE,LIGHTING | 17W Bobcat (L17A) 4K, Minor Road, EQTS 05-01-02 | GE | GENERAL ELECTRIC COMPANY | S70526R | Active | 5
2503662 | FIXTURE,LIGHTING | 17W Bobcat (L17A) 4K, Minor Road, EQTS 05-01-02 | CLS | CONNECTED LIGHT SOLUTIONS | S70526R | Active | 1
2503670 | FIXTURE,LIGHTING | 18W Bobcat (L18A) 3K, Minor Road, EQTS 05-01-02 | GE | GENERAL ELECTRIC COMPANY | S70530R | Active | 5
2503670 | FIXTURE,LIGHTING | 18W Bobcat (L18A) 3K, Minor Road, EQTS 05-01-02 | CLS | CONNECTED LIGHT SOLUTIONS | S70530R | Active | 1
2503878 | FIXTURE,LIGHTING | 19W Avenue MK3 (L19) 4K, Nostalgia Type 2, Black, Minor Road c/w Bracket, Bracket to Dwg 05-01-07, EQTS 05-01-02 | SYLVANIA | SYLVANIA SCHREDER | R1S4BD2022L19 | Active | 1
2503977 | FIXTURE,LIGHTING | 18W Zeta (L18) 3K, Nostalgia, Blue/Grey, no Bracket, suit Fitting Type 1 & Type 2 Bracket, Minor Road, EQTS 05-01-02 | CLS | CONNECTED LIGHT SOLUTIONS | S70639R | Active | 1
2504033 | FIXTURE,LIGHTING | 25W Zeta (L25) 3K, Nostalgia, Blue/Grey, no Bracket, suit Fitting Type 1 & Type 2 Bracket, Minor Road, EQTS 05-01-02 | CLS | CONNECTED LIGHT SOLUTIONS | S70667R | Active | 1
2504058 | FIXTURE,LIGHTING | 30W Muro Branco S45 Wallpack 4K (L30), Bulkhead, EQTS 05-01-02 | SYLVANIA | SYLVANIA SCHREDER | MB40BD4501L30 | Active | 1
2504074 | FIXTURE,LIGHTING | 75W Bridgelux Area Lighter 4K (L75), Watchman Floodlight, EQTS 05-01-02 | GE | GENERAL ELECTRIC COMPANY | S70367R | Active | 5
2504074 | FIXTURE,LIGHTING | 75W Bridgelux Area Lighter 4K (L75), Watchman Floodlight, EQTS 05-01-02 | CLS | CONNECTED LIGHT SOLUTIONS | S70367R | Active | 1
2504082 | FIXTURE,LIGHTING | 150W Bridgelux Area Lighter 4K (L150), Watchman Floodlight, EQTS 05-01-02 | GE | GENERAL ELECTRIC COMPANY | S70369R | Active | 5
2504082 | FIXTURE,LIGHTING | 150W Bridgelux Area Lighter 4K (L150), Watchman Floodlight, EQTS 05-01-02 | CLS | CONNECTED LIGHT SOLUTIONS | S70369R | Active | 1
2600053 | LINK,STRESS | LINK;REPLMT STRESS LINK,YLW,LUG-ALL 2A LINK,STRESS; Replacement Stress Link, fo r Lug-All Web Strap Hoist, Yellow, suit Model 2A | TEN | THE ENERGY NETWORK (AUST) PTY LTD | PLA-614 | Active | 1
2600172 |  | TX:DIST;880-B813-11-AA,750KVA,11KV,KNAN TRANSFORMER,DISTRIBUTION Padmount, 11kV, 750kVA, 3-Way (Sq), KNAN, DYN11, 3CR12 Lift-off Cubicle c/w Siemens 8DJH CCF & | WILSON | WILSON TRANSFORMER CO. PTY LTD | 880-B813-11-AA | Active | 1
492894 | STRAND,WIRE | Stay Wire, 19/2.00mm SC/GZ, Galv Steel, Gde 1320, 105m Coil, JTS 03-03-01 (scm) | MIDLAND | MIDLAND METALS OVERSEAS PTE LTD | MMO-SC/GZ 19/2.00 (105M) | Phasing | 1
492894 | STRAND,WIRE | Stay Wire, 19/2.00mm SC/GZ, Galv Steel, Gde 1320, 105m Coil, JTS 03-03-01 (scm) | BULLIVAN | BULLIVANTS PTY LTD | WZ19200Q105 | Phasing | 2
492894 | STRAND,WIRE | Stay Wire, 19/2.00mm SC/GZ, Galv Steel, Gde 1320, 105m Coil, JTS 03-03-01 (scm) | ANOBLE | A NOBLE & SON | AX120036 | Phasing | 2
2432714 | RELAY,PROTECTION | Biased Differential, 3 Winding, REF, 16/16 I/O, 110-250V DC, 1/5A HV/LV CT, DNP3 | SCHNEIDR | SCHNEIDER PTY LTD (MANUFACTURER) | P643317A4M0020K | Phasing | 5
2443653 | RELAY,PROTECTION | 2 Terminal Line Differential, Additional 8/12 I/O, 48-125V DC Power Supply, 1A Secondary Input Current, 48V DC Control Input Voltage, 1300nm SMOF Comms | SEL | SCHWEITZER ENGINEERING LAB PTY LTD | 0311L0JH0321221XX | Phasing | 5
2503498 | STENCIL SET | Transformer Maintenance Stencil Kit, 0-9 (3 Sets), TRKVAD, 105 x 55mm, 2mm Blue PPL | UTENGSGN | UTILITY ENGRAVING & SIGNS | Q32UES20251017 | Active | 1
2504284 | LATCH | Replacement Part, Esky Latch & Loop c/w Screws, for EvaKool Esky, Pack of 2 | NEXBERG | NEXBERG PTY LTD T/A EVAKOOL ICE BOXES | KLL | Active | 1
2465615 | BRUSH,PAINT | Sash Tool Brush, 30mm, 70 Series Brush, Timber Handle, Nickel Plated Ferrule | BLKWOODJ | J BLACKWOOD & SONS LIMITED | 4134008 | Active | 1
2465615 | BRUSH,PAINT | Sash Tool Brush, 30mm, 70 Series Brush, Timber Handle, Nickel Plated Ferrule | OLDFIELD | OLDFIELDS HOLDINGS LIMITED | 7012 | Active | 5
452248 | NUMERAL,SIGN | (0) Pressed Al, Plain, Dwg 22-A4-200 Rev B | PWRENG | POWER ENGINEERS PTY LTD | NUMERAL "0" | Active | 1
452256 | NUMERAL,SIGN | (1) Pressed Al, Plain, Dwg 22-A4-200 Rev B | PWRENG | POWER ENGINEERS PTY LTD | NUMERAL 1, ALUMINIUM | Active | 1
452264 | NUMERAL,SIGN | (2) Pressed Al, Plain, Dwg 22-A4-200 Rev B | PWRENG | POWER ENGINEERS PTY LTD | NUMERAL 2 | Active | 1
611053 | FUSE,CARTRIDGE | 415V AC, HRC Cart OTKF Type, 250A, 2 Hole Bolt-In Centre Tags, 111mm Fixing Centres, 80kA Rated Breaking Capacity, Ref B2, AS2005 Pt-10, ASTA 20 Cert, | FUSECO | FUSECO POWER SOLUTIONS PTY LTD | OTKF250 | Active | 1
2504266 | RIBBON,INKING | Resin, 100mm x 300m, White, Blank, Stores use only | PEACOCKB | PEACOCK BROS PTY LTD | R20011 | Active | 1
2504267 | RIBBON,INKING | Wax Resin, 170mm x 300m, for Yellow Labels, Stores use only | PEACOCKB | PEACOCK BROS PTY LTD | R10065 | Active | 1
R2600120 | RECLOSER,AUTO | RECLOSER;19.1KV,SWER,800A,VT/CT,REL02 RECLOSER,AUTO; 19.1kV, SWER, 800A, 170kV 6kA Cap c/w Ctrl Cub, suit ext 240V Sup ply in Subs, Aux Supply, Surge Arrester, | NOJA | NOJA POWER SWITCHGEAR PTY LTD | SER-01 | Active | 1
R25022 | METER,WATTHOUR | REFURBISHED, Mk7C Atlas 3, 1 Element, 240V, 10-100A, Class 1, Bottom Connected c/w Integrated ELM410 CATM1 Modem, Type 4 Small Stick on Antenna, Metering | EDMI | EDMI PTY LTD | 7C13-A252-29-J211-7J02-1110 | Active | 1
2454866 | MAGNET,PERMANENT | Test & Reset Magnet, 30 x 110mm, Sun Fitting for Link Stick use, for Horstmann Navigator, Smart & Regular Versions | HRSTMNN | HORSTMANN GMBH (MANUFACTURER) | 49-6001-002-S | Active | 5
21932 | KEY | Multi Key, 4-Way, DIN 3/5mm, Square 8mm, Triangle 8mm, for Panels, Enclosures & Cabinets used in Substations | NHPELEC | NHP ELECTRICAL ENGINEERING | LSMK01 | Active | 1
2503548 | FIXTURE,LIGHTING | 42W Pegasus 1M (L42A) 3K, Major Road c/w Upcast Adaptor, EQTS 05-01-02 | SYLVANIA | SYLVANIA SCHREDER | P1M30BD201L42 | Active | 1
2503597 | FIXTURE,LIGHTING | 202W Pegasus 1XL, (L202A) 4K, Major Road c/w Upcast Adaptor, EQTS 05-01-02 | SYLVANIA | SYLVANIA SCHREDER | P1XL40BD201L202 | Active | 1
2503852 | FIXTURE,LIGHTING | 14W Avenue MK3 (L14) 3K, Nostalgia Type 2, Blue/Grey, Minor Rd c/w Bracket, Bracket to Dwg 05-01-07, EQTS 05-01-02 | SYLVANIA | SYLVANIA SCHREDER | R1S3BD2023L14 | Active | 1
2504108 | FIXTURE,LIGHTING | 75W Bridgelux Area Lighter 4K (L75), Public Area/Pedestrian Crossing, Floodlight, EQTS 05-01-02 (scm) | GE | GENERAL ELECTRIC COMPANY | S70367R | Active | 5
2504108 | FIXTURE,LIGHTING | 75W Bridgelux Area Lighter 4K (L75), Public Area/Pedestrian Crossing, Floodlight, EQTS 05-01-02 (scm) | CLS | CONNECTED LIGHT SOLUTIONS | S70367R | Active | 1
R2600147 | TRANSFORMER,DISTRIBUTION | TX:DIST;500K5EQ01,22KV/433-250,3PH,KNAN TRANSFORMER,DISTRIBUTION; Padmount, 22kV /433-250V, 500kVA, 3Ph, 50Hz, KNAN, LV Switchgear & No HV Switchgear, Rect | TYREE | TYREE TRANSFORMERS PTY LTD | 500K5EQ01 | Active | 1
R2600143 | TRANSFORMER,DISTRIBUTION | TX:DIST;500K5EQ02,22KV/433-250,3PH,KNAN TRANSFORMER,DISTRIBUTION; Padmount, 22kV /433-250V, 500kVA, 3Ph, 50Hz, KNAN, LV Switchgear & No HV Switchgear, Rect | TYREE | TYREE TRANSFORMERS PTY LTD | 500K5EQ02 | Active | 1
R2600146 | TRANSFORMER,DISTRIBUTION | TX:DIST;200K5EQ01,22KV/433-250,3PH,KNAN TRANSFORMER,DISTRIBUTION; Padmount, 22kV /433-250V, 200kVA, 3Ph, 50Hz, KNAN, LV Switchgear & HV SFU, 1 x Switch | TYREE | TYREE TRANSFORMERS PTY LTD | 200K5EQ01 | Active | 1
2600149 | TRANSFORMER,DISTRIBUTION | TX:DIST;1000K5EQ01,22KV/433-250,3PH,KNAN TRANSFORMER,DISTRIBUTION; Padmount, 22kV /433-250V, 1000kVA, 3Ph, 50Hz, KNAN, LV Switchgear & No HV Switchgear, Rect | TYREE | TYREE TRANSFORMERS PTY LTD | 1000K5EQ01 | Active | 1
2600144 | TRANSFORMER,DISTRIBUTION | TX:DIST;1000K5EQ02,22KV/433-250,3PH,KNAN TRANSFORMER,DISTRIBUTION; Padmount, 22kV /433-250V, 1000kVA, 3Ph, 50Hz, KNAN, LV Switchgear & No HV Switchgear, Rect | TYREE | TYREE TRANSFORMERS PTY LTD | 1000K5EQ02 | Active | 1
2469385 | MONITOR SYSTEM | AKCP SensorProbe8 c/w 40-60V DC Internal Supply | DUONS | DUONS PTY LTD (AKCP PRODUCTS) | SP8N-X60-DC48-POE | Active | 1
452272 | NUMERAL,SIGN | (3) Pressed Al, Plain, Dwg 22-A4-200 Rev B | PWRENG | POWER ENGINEERS PTY LTD | NUMERAL 3 | Active | 1
452299 | NUMERAL,SIGN | (4) Pressed Al, Plain, Dwg 22-A4-200 Rev B | PWRENG | POWER ENGINEERS PTY LTD | PRESSED ALUM "4" | Active | 1
452302 | NUMERAL,SIGN | (5) Pressed Al, Plain, Dwg 22-A4-200 Rev B | PWRENG | POWER ENGINEERS PTY LTD | NUMERAL 5 | Active | 1
2471456 | LABEL | Asbestos Warning Stickers, "WARNING THIS SWTICHBOARD AND SURROUNDS MAY CONTAIN ASBESTOS CONTAINING MATERIALS", Self Adhesive Vinyl, 125 x 50mm, Black Text, | BRADY | BRADY AUSTRALIA | 1004459069-10 | Active | 1
2504270 | LABEL | Thermal Transfer, White, Permanent Adhesive, 102 x 99mm, 1500 LPR, 76mm Core, Stores use only | PEACOCKB | PEACOCK BROS PTY LTD | L10019 | Active | 1
R34123 |  | SW/GEAR;SGL SW Fuse,RMU SafeLink 2 CFC SWITCHGEAR RMU, SafeLink 2 CFC, Single S witch Fuse, for 11kV Oil Type & Dry Type Transformer Connection up to 1500kVA, M | ABBAUST | ABB AUSTRALIA PTY LTD | CFC INDOOR | Active | 1
2600064 | CLAMP,ELECTRICAL | CMP:CBL;D-CLAMP210T,PG,26MM CMP,U-BOLT CLAMP,ELECTRICAL; D-Clamp 210T, Parallel Groove, 26mm Clamp, M10 U-Bolt, 120mm A l Conductor to 13mm Cu Earth Rod | PLP | PREFORMED LINE PRODUCTS (AUST) | D-CLAMP210T | Active | 5
2600064 | CLAMP,ELECTRICAL | CMP:CBL;D-CLAMP210T,PG,26MM CMP,U-BOLT CLAMP,ELECTRICAL; D-Clamp 210T, Parallel Groove, 26mm Clamp, M10 U-Bolt, 120mm A l Conductor to 13mm Cu Earth Rod | PLP | PREFORMED LINE PRODUCTS (AUST) | P-XM | Active | 1
104303 | SECTIONALISER | Electronic, 36kV, 170kV BIL, Act Cur 8/16/24A, 2/3 Count, 200A Cont Rating Reset Time 25-35Sec OA Min Oper Short Time withstand Current 4kA for 1Sec, | AKPOWER | AK POWER SOLUTIONS PTY LTD | SECT0136 | Active | 1
2400364 | SHADE BRIM,SAFETY CAP | Straw Shade, to suit Safety Peaked Cap | MTCASTLE | MOUNTCASTLE PTY LTD | E9000000 | Active | 1
2600134 | LOCKNUT,ELECTRICAL CONDUIT | NUT:LCK;LCKRING,SCRW,25MM,PVC,GRY,F THD LOCKNUT,ELECTRICAL CONDUIT; Lock Ring, S crewed, 25mm, PVC, Grey, Female Thread, suit Screwed Conduit Plug | CLIPSAL | CLIPSAL (BY SCHNEIDER ELECTRIC) | 260/25-GY | Active | 5
2600134 | LOCKNUT,ELECTRICAL CONDUIT | NUT:LCK;LCKRING,SCRW,25MM,PVC,GRY,F THD LOCKNUT,ELECTRICAL CONDUIT; Lock Ring, S crewed, 25mm, PVC, Grey, Female Thread, suit Screwed Conduit Plug | REXEL | REXEL AUSTRALIA | CLI260/25-GY | Active | 1
2600132 | CONNECTOR,ELECTRICAL | CONN:ELEC;CONDT PLUG,SCRW,25MM,PVC,GRY,M CONNECTOR,ELECTRICAL; Conduit Plug, Scre wed, 25mm Dia Tube, 17mm Lg, PVC, Grey, Male Thread, for Junction Boxes Unused S | REXEL | REXEL AUSTRALIA | CLI220S25-GY | Active | 1
2600132 | CONNECTOR,ELECTRICAL | CONN:ELEC;CONDT PLUG,SCRW,25MM,PVC,GRY,M CONNECTOR,ELECTRICAL; Conduit Plug, Scre wed, 25mm Dia Tube, 17mm Lg, PVC, Grey, Male Thread, for Junction Boxes Unused S | CLIPSAL | CLIPSAL (BY SCHNEIDER ELECTRIC) | 220S25-GY | Active | 5
2600140 | CONNECTOR,ELECTRICAL | CONN:ELEC;CONDT PLUG,SCRW,20MM,PVC,GRY,M CONNECTOR,ELECTRICAL; Conduit Plug, Scre wed, 20mm Dia Tube, 14mm Lg, PVC, Grey, Male Thread, for Junction Boxes Unused S | CLIPSAL | CLIPSAL (BY SCHNEIDER ELECTRIC) | 220S20-GY | Active | 5
2600140 | CONNECTOR,ELECTRICAL | CONN:ELEC;CONDT PLUG,SCRW,20MM,PVC,GRY,M CONNECTOR,ELECTRICAL; Conduit Plug, Scre wed, 20mm Dia Tube, 14mm Lg, PVC, Grey, Male Thread, for Junction Boxes Unused S | REXEL | REXEL AUSTRALIA | CLI220S20-GY | Active | 1
2600227 | COVER,INSULATING | COVER:LV FUSE,850X850,EPDM-Y/B-850V EQ COVER,INSULATING LV Fuse Cover, Half Cen tre Slit, Type Class II Drape, 850 x 850 mm, Square, Rubber, Velcro, EPDM-Y/B-850 | BALMORAL | BALMORAL ENGINEERING PTY LTD | 8019-EQ | Active | 1
20407 |  | TERMINATION KIT:CBL;HEAT SHRINK,INDR TERMINATION,ELECTRICAL POWER CABLE 11 KV ;INDOOR TERMINATION;3 PHASE;FOR 35 SQ MM AL XLPE/PVC/HDPE CABLE;HEATSHRINK ;1200 | TECONN | TE CONNECTIVITY LTD | IXSU-FEX20 | Active | 1
2503696 | FIXTURE,LIGHTING | 14W Avenue MK3 (L14) 4K, Nostalgia Type 1, Black, Minor Road c/w Bracket, Bracket to Dwg 05-01-01, EQTS 05-01-02 | SYLVANIA | SYLVANIA SCHREDER | R1S4BD2012L14 | Active | 1
2503720 | FIXTURE,LIGHTING | 14W Avenue MK3 (L14) 3K, Nostalgia Type 1, Black, Minor Road c/w Bracket, Bracket to Dwg 05-01-01, EQTS 05-01-02 | SYLVANIA | SYLVANIA SCHREDER | R1S3BD2012L14 | Active | 1
2503753 | FIXTURE,LIGHTING | 19W Avenue MK3 (L19) 4K, Nostalgia Type 1, Black, Minor Road c/w Bracket, Bracket to Dwg 05-01-01, EQTS 05-01-02 | SYLVANIA | SYLVANIA SCHREDER | R1S4BD2012L19 | Active | 1
2503761 | FIXTURE,LIGHTING | 19W Avenue MK3 (L19) 4K, Nostalgia Type 1, Blue/Grey, Minor Rd c/w Bracket, Bracket to Dwg 05-01-01, EQTS 05-01-02 | SYLVANIA | SYLVANIA SCHREDER | R1S4BD2013L19 | Active | 1
2503787 | FIXTURE,LIGHTING | 19W Avenue MK3 (L19) 3K, Nostalgia Type 1, Black, Minor Road c/w Bracket, Bracket to Dwg 05-01-01, EQTS 05-01-02 | SYLVANIA | SYLVANIA SCHREDER | R1S3BD2012L19 | Active | 1
2503811 | FIXTURE,LIGHTING | 14W Avenue MK3 (L14) 4K, Nostalgia Type 2, Black, Minor Road c/w Bracket, Bracket to Dwg 05-01-07, EQTS 05-01-02 | SYLVANIA | SYLVANIA SCHREDER | R1S4BD2022L14 | Active | 1
2503845 | FIXTURE,LIGHTING | 14W Avenue MK3 (L14) 3K, Nostalgia Type 2, Black, Minor Road c/w Bracket, Bracket to Dwg 05-01-07, EQTS 05-01-02 | SYLVANIA | SYLVANIA SCHREDER | R1S3BD2022L14 | Active | 1
2503860 | FIXTURE,LIGHTING | 19W Avenue MK3 (L19) 4K, Nostalgia Type 2, Green, Minor Road c/w Bracket, Bracket to Dwg 05-01-07, EQTS 05-01-02 | SYLVANIA | SYLVANIA SCHREDER | R1S4BD2021L19 | Active | 1
452329 | NUMERAL,SIGN | (6 & 9) Pressed Al, Plain, Dwg 22-A4-200 Rev B | PWRENG | POWER ENGINEERS PTY LTD | NUMERAL 6 | Active | 1
452337 | NUMERAL,SIGN | (7) Pressed Al, Plain, Dwg 22-A4-200 Rev B | PWRENG | POWER ENGINEERS PTY LTD | NUMERAL 7 | Active | 1
452345 | NUMERAL,SIGN | (8) Pressed Al, Plain, Dwg 22-A4-200 Rev B | PWRENG | POWER ENGINEERS PTY LTD | NUMERAL 8 | Active | 1
2432243 | NUMERAL,SIGN | (0) Pressed Al, 40mm W, 22mm H, Black on Yellow, EE Dwg 995129-01 (scm) | SUMMIT | SUMMIT GROUP | SF17PE4100 | Active | 1
2432250 | NUMERAL,SIGN | (1) Pressed Al, 40mm W, 22mm H, Black on Yellow, EE Dwg 995129-01 (scm) | SUMMIT | SUMMIT GROUP | SF17PE4101 | Active | 1
2432268 | NUMERAL,SIGN | (2) Pressed Al, 40mm W, 22mm H, Black on Yellow, EE Dwg 995129-01 (scm) | SUMMIT | SUMMIT GROUP | SF17PE4102 | Active | 1
2432276 | NUMERAL,SIGN | (3) Pressed Al, 40mm W, 22mm H, Black on Yellow, EE Dwg 995129-01 (scm) | SUMMIT | SUMMIT GROUP | SF17PE4103 | Active | 1
2432284 | NUMERAL,SIGN | (4) Pressed Al, 40mm W, 22mm H, Black on Yellow, EE Dwg 995129-01 (scm) | SUMMIT | SUMMIT GROUP | SF17PE4104 | Active | 1
2432292 | NUMERAL,SIGN | (5) Pressed Al, 40mm W, 22mm H, Black on Yellow, EE Dwg 995129-01 (scm) | SUMMIT | SUMMIT GROUP | SF17PE4105 | Active | 1
2432300 | NUMERAL,SIGN | (6 & 9) Pressed Al, 40mm W, 22mm H, Black on Yellow, EE Dwg 995129-01 (scm) | SUMMIT | SUMMIT GROUP | SF17PE4106/9 | Active | 1
2432318 | NUMERAL,SIGN | (7) Pressed Al, 40mm W, 22mm H, Black on Yellow, EE Dwg 995129-01 (scm) | SUMMIT | SUMMIT GROUP | SF17PE4107 | Active | 1
2432326 | NUMERAL,SIGN | (8) Pressed Al, 40mm W, 22mm H, Black on Yellow, EE Dwg 995129-01 (scm) | SUMMIT | SUMMIT GROUP | SF17PE4108 | Active | 1
2450930 | NUMERAL,SIGN | (0) Numeral Size 25.4mm, Black on Yellow Reflective, Pressure Sensitive Marker 3M (Sht 70) (scm) | ALMETEK | ALMETEK INDUSTRIES INC | PS1.0 (0) | Active | 5
2450948 | NUMERAL,SIGN | (1) Numeral Size 25.4mm, Black on Yellow Reflective, Pressure Sensitive Marker 3M (Sht 70) (scm) | ALMETEK | ALMETEK INDUSTRIES INC | PS1.0 (1) | Active | 5
2434728 | TERMINATION KIT,ELECTRICAL CABLE | Outdoor, 33kV, suit Terminating 19/33kV XLPE Insulated 630mm Cu, 1 Core Cable, Porcelain, incl Stalk Lug, Term Kit & Filling Compound, to incl Instructions | INTERENG | INTERTECH ENGINEERING PTY LTD | CABUS 7190B | Active | 5
2441376 | TERMINATION KIT,ELECTRICAL CABLE | Indoor, 11kV, 630mm2 c/w 3 x 630mm Cu Lugs, 9 x 70mm2 Cu Lugs, 3 x Metal Glands A2-06, 1 x Prep Kit CC-2 & 3 x Terminations 7645-T-110 | INTERENG | INTERTECH ENGINEERING PTY LTD | EIT63011CU | Active | 5
2461556 | TERMINATION KIT,ELECTRICAL CABLE | Indoor, 11kV, 35mm2 Al, Triplex TR-XLPE Cable, Insect Protected, 11kV ABB SafeLink RMU c/w Heat Shrink Cable Term Kit, 25-95mm Cable Core Mechanical & | LEGEND | LEGEND POWER SYSTEMS | H11I1XEG001 | Active | 2
2461556 | TERMINATION KIT,ELECTRICAL CABLE | Indoor, 11kV, 35mm2 Al, Triplex TR-XLPE Cable, Insect Protected, 11kV ABB SafeLink RMU c/w Heat Shrink Cable Term Kit, 25-95mm Cable Core Mechanical & | JBJOINT | JB JOINTING SUPPLIES PTY LTD | JB-11-95-SBC | Active | 2
2461556 | TERMINATION KIT,ELECTRICAL CABLE | Indoor, 11kV, 35mm2 Al, Triplex TR-XLPE Cable, Insect Protected, 11kV ABB SafeLink RMU c/w Heat Shrink Cable Term Kit, 25-95mm Cable Core Mechanical & | TECONN | TE CONNECTIVITY LTD | IXSU-FERG8 | Active | 1
2461572 | TERMINATION KIT,ELECTRICAL CABLE | Indoor, 11kV, 35mm2 Al, Triplex TR-XLPE Cable, Insect Protected, 11kV Magnefix MD Series RMU c/w Heat Shrink Cable Term Kit, Holec 502.0047/3 Connection Kit, | TECONN | TE CONNECTIVITY LTD | IXSU-FERG10 | Active | 5
2461598 | TERMINATION KIT,ELECTRICAL CABLE | Indoor, 11kV, 185mm2 Al & 240mm2 Cu, TR-XLPE Cable, Insect Protected, for 11kV ABB SafeLink RMU c/w Heat Shrink Cable Term Kit, 95-240mm Cable Core | LEGEND | LEGEND POWER SYSTEMS | H11I1XEG006 | Active | 2
2461598 | TERMINATION KIT,ELECTRICAL CABLE | Indoor, 11kV, 185mm2 Al & 240mm2 Cu, TR-XLPE Cable, Insect Protected, for 11kV ABB SafeLink RMU c/w Heat Shrink Cable Term Kit, 95-240mm Cable Core | SICAME | SICAME AUSTRALIA PTY LTD | HST-11-IX1-185240-EQTP1 | Active | 2
2461598 | TERMINATION KIT,ELECTRICAL CABLE | Indoor, 11kV, 185mm2 Al & 240mm2 Cu, TR-XLPE Cable, Insect Protected, for 11kV ABB SafeLink RMU c/w Heat Shrink Cable Term Kit, 95-240mm Cable Core | JBJOINT | JB JOINTING SUPPLIES PTY LTD | JB-11-240-SBC | Active | 2
2461598 | TERMINATION KIT,ELECTRICAL CABLE | Indoor, 11kV, 185mm2 Al & 240mm2 Cu, TR-XLPE Cable, Insect Protected, for 11kV ABB SafeLink RMU c/w Heat Shrink Cable Term Kit, 95-240mm Cable Core | AUSTMOLD | AUSTRALMOLD PTY LTD | 3X(AIN10-2-C70.240X12 )CW ERG | Active | 2
2461598 | TERMINATION KIT,ELECTRICAL CABLE | Indoor, 11kV, 185mm2 Al & 240mm2 Cu, TR-XLPE Cable, Insect Protected, for 11kV ABB SafeLink RMU c/w Heat Shrink Cable Term Kit, 95-240mm Cable Core | TECONN | TE CONNECTIVITY LTD | IXSU-FERG11 | Active | 1
2461606 | TERMINATION KIT,ELECTRICAL CABLE | Indoor, 11kV, 185mm2 Al & 240mm2 Cu, Triplex XLPE Cable, Insect Protected, fo 11kV ABB SD Series Switchgear c/w Heat Shrink Cable Term Kit, Bushing | LEGEND | LEGEND POWER SYSTEMS | H11I1XEG003 | Active | 2
2461606 | TERMINATION KIT,ELECTRICAL CABLE | Indoor, 11kV, 185mm2 Al & 240mm2 Cu, Triplex XLPE Cable, Insect Protected, fo 11kV ABB SD Series Switchgear c/w Heat Shrink Cable Term Kit, Bushing | SICAME | SICAME AUSTRALIA PTY LTD | HST-11-IX1-185240-EQTP2 | Active | 2
2461606 | TERMINATION KIT,ELECTRICAL CABLE | Indoor, 11kV, 185mm2 Al & 240mm2 Cu, Triplex XLPE Cable, Insect Protected, fo 11kV ABB SD Series Switchgear c/w Heat Shrink Cable Term Kit, Bushing | JBJOINT | JB JOINTING SUPPLIES PTY LTD | JB-11-240-SDAF | Active | 2
2461606 | TERMINATION KIT,ELECTRICAL CABLE | Indoor, 11kV, 185mm2 Al & 240mm2 Cu, Triplex XLPE Cable, Insect Protected, fo 11kV ABB SD Series Switchgear c/w Heat Shrink Cable Term Kit, Bushing | TECONN | TE CONNECTIVITY LTD | IXSU-FERG13 | Active | 1
2461622 | TERMINATION KIT,ELECTRICAL CABLE | Outdoor, 11kV, 35mm2 Al, Triplex TR-XLPE Cable, Insect Protected c/w Heat Shrink Cable Term Kit, Solvent Wipes, 25-95mm Cable Core Mechanical & Screen Crimp | LEGEND | LEGEND POWER SYSTEMS | H11I1XEG005 | Active | 2
2461622 | TERMINATION KIT,ELECTRICAL CABLE | Outdoor, 11kV, 35mm2 Al, Triplex TR-XLPE Cable, Insect Protected c/w Heat Shrink Cable Term Kit, Solvent Wipes, 25-95mm Cable Core Mechanical & Screen Crimp | JBJOINT | JB JOINTING SUPPLIES PTY LTD | JB-11-95-OD | Active | 2
2461622 | TERMINATION KIT,ELECTRICAL CABLE | Outdoor, 11kV, 35mm2 Al, Triplex TR-XLPE Cable, Insect Protected c/w Heat Shrink Cable Term Kit, Solvent Wipes, 25-95mm Cable Core Mechanical & Screen Crimp | TECONN | TE CONNECTIVITY LTD | OXSU-FERG15 | Active | 1
2461648 | TERMINATION KIT,ELECTRICAL CABLE | Outdoor, 11kV, 400mm2 Al Triplex or 400mm2 Cu (3x1C) XLPE Cable, Insect Protected c/w Heat Shrink Cable Term Kit, Cable Core & Screen Lugs (scm) | LEGEND | LEGEND POWER SYSTEMS | H11I1XEG008 | Active | 2
2461648 | TERMINATION KIT,ELECTRICAL CABLE | Outdoor, 11kV, 400mm2 Al Triplex or 400mm2 Cu (3x1C) XLPE Cable, Insect Protected c/w Heat Shrink Cable Term Kit, Cable Core & Screen Lugs (scm) | JBJOINT | JB JOINTING SUPPLIES PTY LTD | JB-11-400-OD | Active | 2
2461648 | TERMINATION KIT,ELECTRICAL CABLE | Outdoor, 11kV, 400mm2 Al Triplex or 400mm2 Cu (3x1C) XLPE Cable, Insect Protected c/w Heat Shrink Cable Term Kit, Cable Core & Screen Lugs (scm) | SICAME | SICAME AUSTRALIA PTY LTD | HST-11-OX1-400-EQTP1 | Active | 2
2461648 | TERMINATION KIT,ELECTRICAL CABLE | Outdoor, 11kV, 400mm2 Al Triplex or 400mm2 Cu (3x1C) XLPE Cable, Insect Protected c/w Heat Shrink Cable Term Kit, Cable Core & Screen Lugs (scm) | TECONN | TE CONNECTIVITY LTD | OXSU-FERG17 | Active | 1
2461655 | TERMINATION KIT,ELECTRICAL CABLE | Outdoor, 19.1/33kV, 50mm2 Al, 1 Core TR-XLPE Cable, Insect Protected (3 per set) c/w Heat Shrink Cable Term Kit, Solvent Wipes, Cable Core & Screen | TECONN | TE CONNECTIVITY LTD | OXSU-FERG21 | Active | 5
2461663 | TERMINATION KIT,ELECTRICAL CABLE | Outdoor, 19.1/33kV, 300mm2 Al, 1 Core TR-XLPE Cable, Insect Protected (3 per set) c/w Heat Shrink Cable Term Kit, Solvent Wipes, Cable Core & Screen | TECONN | TE CONNECTIVITY LTD | OXSU-FERG22 | Active | 5
2461762 | TERMINATION KIT,ELECTRICAL CABLE | Preformed Helical, FT, suit Long Span, ADSS 96 Optical Fibre Cable, 17.0-17.9mm Dia c/w Clevis Thimble, Support Rod, Ext Link & Helical | PLP | PREFORMED LINE PRODUCTS (AUST) | ADSSTS-170-LG | Active | 1
2468148 | TERMINATION KIT,ELECTRICAL CABLE | FEV 72-V Self Supporting Composite Term Sealing End, L4 Pollution, Silicone Oil Filled, Creepage Distance 2250mm, XLPE Cable, Max Conductor size 1200mm2 c/w | NKT | NKT PTY LTD (AUSTRALIA) | FEV 72-V | Active | 1
2478808 | TERMINATION KIT,ELECTRICAL CABLE | Outdoor, 72kV, 630mm2, XLPE, Heatshrink | TECONN | TE CONNECTIVITY LTD | BM8613-000 | Active | 1
2481315 | TERMINATION KIT,ELECTRICAL CABLE | Outdoor, 38/66kV, 1C, 1000mm2 Stranded Segmental Milliken WB Al, XLPE/WBT/ CAS(25kA/1Sec)/LLDPE/Nyl/MDPE, Graphite Coating | CBLGRID | CABLE GRID AUSTRALIA PTY LTD | CG-2481315-S1923-4 | Active | 1
2481315 | TERMINATION KIT,ELECTRICAL CABLE | Outdoor, 38/66kV, 1C, 1000mm2 Stranded Segmental Milliken WB Al, XLPE/WBT/ CAS(25kA/1Sec)/LLDPE/Nyl/MDPE, Graphite Coating | BRUGG | BRUGG CABLES (MANUFACTURER) | S1923-4-1000 | Active | 5
2491926 | TERMINATION KIT,ELECTRICAL CABLE | LV Pillar Termination, Heatshrink, suit 25mm2 4 Core WB Al XLPE/PVC, c/w 3 x Bi-Metal Stalk Lugs & 225mm2 Al Lug | RAYCHEM | RAYCHEM (AUSTRALIA) PTY LTD | EPKT-EQ537 | Active | 1
2491926 | TERMINATION KIT,ELECTRICAL CABLE | LV Pillar Termination, Heatshrink, suit 25mm2 4 Core WB Al XLPE/PVC, c/w 3 x Bi-Metal Stalk Lugs & 225mm2 Al Lug | TECONN | TE CONNECTIVITY LTD | ES6345-000 | Active | 2
2430536 | TIP,TEST PROBE | Type A, Red & Black, Pin Tips, 2mm Tips Cat III, 1000V. 10 per pack Issued as each. | PENTA | PENTA AUST (TMAC THEW & MCCANN/HYLEC) | PA22724 | Active | 1
2430536 | TIP,TEST PROBE | Type A, Red & Black, Pin Tips, 2mm Tips Cat III, 1000V. 10 per pack Issued as each. | RTE | RAPID-TECH EQUIPMENT PTY LTD | 402-IEC-RN | Active | 2
2430536 | TIP,TEST PROBE | Type A, Red & Black, Pin Tips, 2mm Tips Cat III, 1000V. 10 per pack Issued as each. | HYLEC | HYLEC ENERGY SOLUTIONS | 402-IEC-RN | Active | 2
2471217 | LABEL | Test & Tag, Thermal Transfer Labels, Red, Roll of 500 | TTS | TEST AND TAG SUPPLIES PTY LTD | PROB0TTR | Active | 1
2600308 |  | BKT:MTG;MAIN CONN BX,120MM,3PH,40MM HOLE BRACKET:MOUNTING Mains Connection Box, 1 20 x 120 x 120mm, 3 Phase, 1 x 40mm Hole , Black | SICAME | SICAME AUSTRALIA PTY LTD | SICMCB3PBS-MK | Active | 1
7185 | CABLE,POWER,ELECTRICAL | Bldg Wire, 0.6/1kV, 300mm2 Double Insulated (91/2.05), Annealed Cu XLPE/PVC-X-90, Black, 100m Drum | OLEX | OLEX AUSTRALIA PTY LTD | BDBP27AA001CXNA | Active | 2
7185 | CABLE,POWER,ELECTRICAL | Bldg Wire, 0.6/1kV, 300mm2 Double Insulated (91/2.05), Annealed Cu XLPE/PVC-X-90, Black, 100m Drum | MIDLAND | MIDLAND METALS OVERSEAS PTE LTD | MMO-1X300 CU X PVC BLK | Active | 1
2406719 | DETERGENT,GENERAL PURPOSE | Degreaser, Power Clean, 15L Drum | TEN | THE ENERGY NETWORK (AUST) PTY LTD | RPC15 | Active | 1
2406719 | DETERGENT,GENERAL PURPOSE | Degreaser, Power Clean, 15L Drum | SHERRIFF | SHERRIFF ELECTRICAL P/L (WHOLESALERS) | ATTW20 | Active | 2
2406719 | DETERGENT,GENERAL PURPOSE | Degreaser, Power Clean, 15L Drum | BLKWOODJ | J BLACKWOOD & SONS LIMITED | 3461802 | Active | 2
2443265 | DETERGENT,GENERAL PURPOSE | Simple Green, Industrial Cleaner & Degreaser, Mild Detergent, 20L Drum, for EWP Cleaning | TEN | THE ENERGY NETWORK (AUST) PTY LTD | SG13004 | Active | 1
2443265 | DETERGENT,GENERAL PURPOSE | Simple Green, Industrial Cleaner & Degreaser, Mild Detergent, 20L Drum, for EWP Cleaning | ADAPTAUS | ADAPT AUSTRALIA PTY LTD | FGW-640 | Active | 2
2443265 | DETERGENT,GENERAL PURPOSE | Simple Green, Industrial Cleaner & Degreaser, Mild Detergent, 20L Drum, for EWP Cleaning | TEN | THE ENERGY NETWORK (AUST) PTY LTD | FGW-640 | Active | 2
2404199 | ENCLOSURE | 560 x 380 x 180, Large | CNWELEC | CNW ELECTRICAL PTY LTD | BI10303 | Active | 1
2404200 | ENCLOSURE | 380 x 280 x 180, Small | CNWELEC | CNW ELECTRICAL PTY LTD | BI10303 | Active | 1
2502870 | CABLE ASSY,RADIO FREQUENCY | Data Cable, 0.5m Lg, DB9 Female & DB9 Male, Grey, to Connect Utilinet Radio & RC10 Controller | ELEMENT | ELEMENT14 PTY LTD (FORMALLY FARNELL) | PSG90866 | Active | 1
2497345 | HOLE SAW | Impact, 16mm Dia, 8TPI, Quick Connect 1/4" Hex Shank, Thin Wall, Bi-Metal | C&LTOOL | C&L TOOL CENTRE | SUTH1190160 | Active | 1
2497345 | HOLE SAW | Impact, 16mm Dia, 8TPI, Quick Connect 1/4" Hex Shank, Thin Wall, Bi-Metal | SUTTON | SUTTON TOOLS (MANUFACTURER) | 1190160 | Active | 5
405819 | STRAP | Shackle Strap, LV "U", Dwg 01-12-02 | BIGGENGI | BIGGENDEN ENGINEERING WORKS | EM0405819 | Active | 1
479294 | STRAP | Light Angle, LV, Dwg 01-12-03 (scm) | EZYSTRUT | EZYSTRUT CABLE & PIPE SUPPORTS | E479294 | Active | 1
2400745 | STRAP | Shackle Insulator Type 3, 350 x 40 x 6mm Galv Steel, Cranked, Dwg 10/32 | EZYSTRUT | EZYSTRUT CABLE & PIPE SUPPORTS | E2400745 | Active | 5
2430270 | STRAP | Pole, Ladder Bucket, suit Branach Fibreglass Extension Ladder | BLKWOODJ | J BLACKWOOD & SONS LIMITED | 8588050 | Active | 1
2450955 | NUMERAL,SIGN | (2) Numeral Size 25.4mm, Black on Yellow Reflective, Pressure Sensitive Marker 3M (Sht 70) (scm) | ALMETEK | ALMETEK INDUSTRIES INC | PS1.0 (2) | Active | 5
2450963 | NUMERAL,SIGN | (3) Numeral Size 25.4mm, Black on Yellow Reflective, Pressure Sensitive Marker 3M (Sht 70) (scm) | ALMETEK | ALMETEK INDUSTRIES INC | PS1.0 (3) | Active | 5
2450971 | NUMERAL,SIGN | (4) Numeral Size 25.4mm, Black on Yellow Reflective, Pressure Sensitive Marker 3M (Sht 70) (scm) | ALMETEK | ALMETEK INDUSTRIES INC | PS1.0 (4) | Active | 5
2450989 | NUMERAL,SIGN | (5) Numeral Size 25.4mm, Black on Yellow Reflective, Pressure Sensitive Marker 3M (Sht 70) (scm) | ALMETEK | ALMETEK INDUSTRIES INC | PS1.0 (5) | Active | 5
2450997 | NUMERAL,SIGN | (6 & 9) Numeral Size 25.4mm, Black on Yellow Reflective, Pressure Sensitive Marker 3M (Sht 70) (scm) | ALMETEK | ALMETEK INDUSTRIES INC | PS1.0 (6 & 9) | Active | 5
2451003 | NUMERAL,SIGN | (7) Numeral Size 25.4mm, Black on Yellow Reflective, Pressure Sensitive Marker 3M (Sht 70) (scm) | ALMETEK | ALMETEK INDUSTRIES INC | PS1.0 (7) | Active | 5
2451011 | NUMERAL,SIGN | (8) Numeral Size 25.4mm, Black on Yellow Reflective, Pressure Sensitive Marker 3M (Sht 70) (scm) | ALMETEK | ALMETEK INDUSTRIES INC | PS1.0 (8) | Active | 5
2600097 | HANGER,CABLE | HGR;DUAL MT KIT,7/8GHZ,WG15/WR112/R84 HANGER,CABLE; Dual Mount Hanger Kit, 7/8 GHz, Size WG15 / WR112 / R84, Pole or Fl at Mount, for Flexible Waveguide | AVIAT | AVIAT NETWORKS | 018-510101-001 | Active | 5
2600097 | HANGER,CABLE | HGR;DUAL MT KIT,7/8GHZ,WG15/WR112/R84 HANGER,CABLE; Dual Mount Hanger Kit, 7/8 GHz, Size WG15 / WR112 / R84, Pole or Fl at Mount, for Flexible Waveguide | COMMTEL | COMMTEL NETWORK SOLUTIONS | 018-510101-001 | Active | 1
22385 |  | TERMINATION KIT:CBL;HEAT SHRINK,OTDR TERMINATION,ELECTRICAL POWER CABLE 33 KV ;OUTDOOR;3 PHASE;FOR SC 1000 SQ MM WB AL XLPE/WBT/CWS/WBT/LAT/LLDPE/ MDPE;19/33 | TECONN | TE CONNECTIVITY LTD | EPKT-EX506 | Active | 1
3417 | CIRCUIT BREAKER | MCB, 240V AC, 20A, 10kA, 1 Pole, C-Curve, DIN-T10 | TERASAKI | TERASAKI ELECTRICAL CO LTD | DTCB10120C | Active | 1
3421 | CIRCUIT BREAKER | MCB, 240/415V AC, 32A, 10kA, 3 Pole, C-Curve, DIN-T10 | NHPELEC | NHP ELECTRICAL ENGINEERING | DTM10332C | Active | 5
3421 | CIRCUIT BREAKER | MCB, 240/415V AC, 32A, 10kA, 3 Pole, C-Curve, DIN-T10 | NHPELEC | NHP ELECTRICAL ENGINEERING | NHPDTM10332C | Active | 1
3428 | CIRCUIT BREAKER | MCB iC60H, 20A, 2 Pole, 415V AC 15kA C-Curve, 125V DC 15kA, 36 x 85 x 79mm, 35mm DIN Rail Mount | SCHNEIDR | SCHNEIDER PTY LTD (MANUFACTURER) | A9F54220 | Active | 1
2502102 | CIRCUIT BREAKER | MCB, 240V AC, 63A, 1P, 10kA, C-Curve, Rail Mount, General Purpose, Pack of 1 | NHPELEC | NHP ELECTRICAL ENGINEERING | DTM10163C | Active | 1
2502300 | CIRCUIT BREAKER | RCBO, 415V AC, 40A, 3P+N, 10kA, C-Curve, 30mA, Type A, Rail Mount, General Purpose, Pack of 1 | NHPELEC | NHP ELECTRICAL ENGINEERING | DTRT4030A | Active | 1
2403011 | POLE,PUBLIC LIGHTING,METAL | Major Road, 13.0m, Slip Base Mounted, Galv, EQTS 05-02-01, Dwg 05-02-03 (scm) | INGAL | INGAL EPS | GEX13218 | Active | 2
2403011 | POLE,PUBLIC LIGHTING,METAL | Major Road, 13.0m, Slip Base Mounted, Galv, EQTS 05-02-01, Dwg 05-02-03 (scm) | IUPOLE | INTERNATIONAL UTILITY POLES PTY LTD | EX-13218 | Active | 2
2403011 | POLE,PUBLIC LIGHTING,METAL | Major Road, 13.0m, Slip Base Mounted, Galv, EQTS 05-02-01, Dwg 05-02-03 (scm) | GMPOLES | GM POLES PTY LTD | SBM-13-EX | Active | 1
2400067 | BOLT,EYE | M20 x 750mm, Galv c/w Galv Hex Nut, Dwg 01-01-01, Pack of 5 | GREGSF | GREG SEWELL FORGINGS PTY LTD | 2400067 | Active | 1
2461424 | TERMINATION,PREFORMED | FT, LAMPREY, ACSR, Two Piece, Colour Code White, Dwg 052-022-RD | PLP | PREFORMED LINE PRODUCTS (AUST) | FTG-087-SB | Active | 1
2466688 | TERMINATION,PREFORMED | FT, WHITING & GREYLING, Smooth Body, Grip Assembly, Colour Code Blue (scm) | PLP | PREFORMED LINE PRODUCTS (AUST) | D-FSE0750 | Active | 1
2600010 | PORTABLE EARTHING DEVICE | PED CLAMP, CATU MT-613/3, O/H SNAP-ON PORTABLE EARTHING DEVICE; CATU MT-613/3, O/Head Earth, Spring Loaded, Snap-on Ph ase Clamp, Rated to 25kA/0.5 Sec, suit C | CATU | CATU (MANUFACTURER) | MT-613/3 | Active | 5
2600010 | PORTABLE EARTHING DEVICE | PED CLAMP, CATU MT-613/3, O/H SNAP-ON PORTABLE EARTHING DEVICE; CATU MT-613/3, O/Head Earth, Spring Loaded, Snap-on Ph ase Clamp, Rated to 25kA/0.5 Sec, suit C | SICAME | SICAME AUSTRALIA PTY LTD | CATU MT-613/3 | Active | 1
22606 | POTHEAD | PED, Earthing Equipment, 4 x Shotgun Ring Phase/Earth Clamps, 3 x 35mm2 Cu Cables 3.2m Lg, 1 x Hanger Plate c/w Yellow Carry Bag | PENTA | PENTA AUST (TMAC THEW & MCCANN/HYLEC) | PA11305 | Active | 1
22606 | POTHEAD | PED, Earthing Equipment, 4 x Shotgun Ring Phase/Earth Clamps, 3 x 35mm2 Cu Cables 3.2m Lg, 1 x Hanger Plate c/w Yellow Carry Bag | THEWMCCA | TMAC THEW & MCCANN GROUP | FS0H3B3.2*****Z | Active | 5
22606 | POTHEAD | PED, Earthing Equipment, 4 x Shotgun Ring Phase/Earth Clamps, 3 x 35mm2 Cu Cables 3.2m Lg, 1 x Hanger Plate c/w Yellow Carry Bag | HAYMANS | HAYMANS ELECTRICAL | FS0H3B3.2*****Z | Active | 2
22606 | POTHEAD | PED, Earthing Equipment, 4 x Shotgun Ring Phase/Earth Clamps, 3 x 35mm2 Cu Cables 3.2m Lg, 1 x Hanger Plate c/w Yellow Carry Bag | THEWMCCA | TMAC THEW & MCCANN GROUP | 22606 | Active | 2
2600022 | PANEL,POWER DISTRIBUTION | PANEL,DIST SMART ZDC GENZ, 20-PORT PANEL,POWER DISTRIBUTION; ZDC GenZ, Smar t Distribution Panel, 20-Port, 480 x 550 x 100mm | RADLINK | RADLINK COMMUNICATIONS | DM20080ZT-01 | Active | 1
2466662 | SPLICE,CONDUCTOR | Mechanical Shear Head Bolts, Extra HT, 34kN, 570A, Cable Range 10-14.3mm Dia, suit AAC/AAAC/ACSR (scm) | SICAME | SICAME AUSTRALIA PTY LTD | MTRS10-14-EHT | Active | 1
R5033 |  | TX;5/6.3MVA,66KV,22KV,PAD,23T +10% TO TRANSFORMER,POWER 66/22kV, 6.3MVA, DYN1/ DYN11, HV to LV 10%, 23T +10% to -17.5%, CTs: CT-66-3-9A, CT's: CT-22-3-5, CT-N- | WILSON | WILSON TRANSFORMER CO. PTY LTD | P2049 | Active | 1
R5031 |  | TX:V;POST,IVT,220KV,0.11KV,1PH,50HZ TRANSFORMER,VOLTAGE 245kV, IVT, 50Hz, Po st Type 1Ph Outdoor c/w Metering Accurac y Tests | KONCAR | KONCAR - ELECTRICAL INDUSTRY INC | M172173 | Active | 1
R5029 |  | TX:V;POST,123KV RATED,110KV,11KV,1PH TRANSFORMER,VOLTAGE 123kV, IVT, 50Hz, Po st Type 1Ph Outdoor c/w Metering Accurac y Tests | KONCAR | KONCAR - ELECTRICAL INDUSTRY INC | M172171 | Active | 1
3725 | CIRCUIT BREAKER | 72.5kV Dead Tank, 2500A, 25kA/3sec, 32V DC Aux, 240V AC Spring Motor Charge, L4 Pollution c/w 5A CT's 4 x Bushing Protection CT & 1 x Bushing Metering CT, | ALSTOM | ALSTOM GRID AUSTRALIA LIMITED | DT72.5F1 - 32VDC 5A (ITEM4D) | Active | 5
2400519 | CIRCUIT BREAKER | 440V AC, 10A, 6kA DIN Rail Mount | HAYMANS | HAYMANS ELECTRICAL | HAGNT110C | Active | 1
2503241 | ALARM,SMOKE,AUTOMATIC | Photoelectric Sensor, 4-Wire, 10~60V DC, Auto Reset, 100 x 46mm, for LV BESS Battery Cabinets | SENTEK | NINGBO SENTEK ELECTRONICS CO LTD | SD119-G-4AR | Active | 5
2503241 | ALARM,SMOKE,AUTOMATIC | Photoelectric Sensor, 4-Wire, 10~60V DC, Auto Reset, 100 x 46mm, for LV BESS Battery Cabinets | PIXII | PIXII AUSTRALIA PTY LTD | SD119-G-4AR | Active | 1
R2490761 |  | SW/GEAR;RMU,SafePlus VVFV,12kV,630A,IAC: SWITCHGEAR RMU, 12kV, 630A, SafePlus VVF V, Non-extensible, Motorized, IAC: AFLR 20kA/1s, in IP54 Outdoor Enclosure S/Ste | ABBAUST | ABB AUSTRALIA PTY LTD | ERG-VVFV-B | Active | 1
R2489920 |  | TX:V;Post Type,145kV,100kVA Secondary O/ TRANSFORMER,VOLTAGE 145kV, PVT, Power, 1 00kVA Secondary Output, 1 Ph, Post Type, Contract 988, JTS 20-01-01 | KONCAR | KONCAR - ELECTRICAL INDUSTRY INC | VPT-145-10 | Active | 1
R2489755 |  | TX:ISLN;SWER,11kV/19.1kV,500kVA,1Ph,Dwg TRANSFORMER,ISOLATION SWER, Hybrid, 11kV /19.1kV, 500kVA, 1Ph, 50Hz, ONAN, Dwg 05 50-0044 & Rating Plate Dwg 0050-3239 | TYREE | TYREE TRANSFORMERS PTY LTD | 500MT01 | Active | 1
R2492338 |  | REG:V;12kV,200A,Pole MT,w/out CTRL CBL & REGULATOR,VOLTAGE 12kV, 200A, 1Ph, Pole Mount, S/Steel, 95kV BIL, 32 Taps, 0.625 % Steps, IDPT Version, w/out Control Cab | COOPER | COOPER ELECTRICAL AUSTRALIA PTY LTD | WFD22J305K | Active | 1
R2492320 |  | REG:V;12kV,100A,Pole MT,w/out CTRL CBL & REGULATOR,VOLTAGE 12kV, 100A, 1Ph, Pole Mount, S/Steel, 95kV BIL, 32 Taps, 0.625 % Steps, IDPT Version, w/out Control Cab | COOPER | COOPER ELECTRICAL AUSTRALIA PTY LTD | WFD11J304K | Active | 1
R2492353 |  | REG:V;12-24kV,100A,Pole MT,w/out CTRL CB REGULATOR,VOLTAGE 12-24kV, 100A, 1Ph, Po le Mount S/Steel, 150kV BIL, 32 Taps, 0. 625% Steps, IDPT Version, w/out Control | COOPER | COOPER ELECTRICAL AUSTRALIA PTY LTD | WFN22J3C4K | Active | 1
R2492312 |  | REG:V;12kV,50A,Pole MT,w/out CTRL CBL & REGULATOR,VOLTAGE 12kV, 50A, 1Ph, Pole M ount, S/Steel, 95kV BIL, 32 Taps, 0.625% Steps, IDPT Version, w/out Control Cabl | COOPER | COOPER ELECTRICAL AUSTRALIA PTY LTD | WFD05J304K | Active | 1
R2496321 |  | SW/GEAR;Feeder SW/GEAR UN,12kV,800A,25kA SWITCHBOARD,POWER Feeder Switchgear Unit , 12kV, 800A, 25kA, 2000A Bus Metal Encl Fixed Switchgear & Control Gear Assy c/ | TAMCO | TAMCO SWITCHGEAR (MANUFACTURER) | T1B-VHIF80 | Active | 1
R2496289 |  | SW/GEAR;w/Metering SW/GEAR UN,CNI SWITCHBOARD,POWER CNI Subs/Customer Supp ly w/Metering Switchgear Unit, 12kV, 800 A, 25kA, 2000A Bus Metal Encl Fixed Swit | TAMCO | TAMCO SWITCHGEAR (MANUFACTURER) | T3B-VHIF63 | Active | 1
R2482842 |  | TX;22KV,6.6KA/30SEC,200A,ONAN TRANSFORMER,EARTHING 22kV, 200A, 6.6kA/3 0Sec, 4.79 Ohms/Ph, ZN, Mineral Oil, ONA N, Dwg 931121-03, ETS 2006/0106/T | WILSON | WILSON TRANSFORMER CO. PTY LTD | P0705 | Active | 1
R2482776 |  | SW/GEAR;FXD,24KV RATED,22KV NOM,1250A SWITCHBOARD,POWER Transformer Switchgear Unit, 24kV, 1250A 25kA, 1250A Bus Metal Encl Fixed Switchgear & Control Gear As | TAMCO | TAMCO SWITCHGEAR (MANUFACTURER) | T4-GV3N125 | Active | 1
R2482768 |  | SW/GEAR;FXD,24KV RATED,22KV NOM,1250A SWITCHBOARD,POWER Feeder/Bus Tie Switchg ear Unit, 24kV, 1250A, 25kA, 1250A Bus M etal Encl Fixed Switchgear & Control Gea | TAMCO | TAMCO SWITCHGEAR (MANUFACTURER) | T6-GV3N125 | Active | 1
R2482750 |  | SW/GEAR;FXD,12KV RATED,11KV NOM,1250A SWITCHBOARD,POWER Transformer Switchgear Unit, 12kV, 1250A 25kA, 2000A Bus Metal Encl Fixed Switchgear & Control Gear As | TAMCO | TAMCO SWITCHGEAR (MANUFACTURER) | T11-VHIF12 | Active | 1
R2482743 |  | SW/GEAR;FXD,12KV RATED,11KV NOM,2000A SWITCHBOARD,POWER Transformer Switchgear Unit, 12kV, 2000A 25kA, 2000A Bus Metal Encl Fixed Switchgear & Control Gear As | TAMCO | TAMCO SWITCHGEAR (MANUFACTURER) | T10-VHIF20 | Active | 1
R2482735 |  | SW/GEAR;FXD,12KV RATED,11KV NOM,2000A SWITCHBOARD,POWER Feeder/Bus Tie Switchg ear Unit, 12kV, 2000A, 25kA, 2000A Bus M etal Encl Fixed Switchgear & Control Gea | TAMCO | TAMCO SWITCHGEAR (MANUFACTURER) | T9-VHIF200 | Active | 1
R2482727 |  | SW/GEAR;36KV,31.5KA,TO BE INSTALLED IN SWITCHBOARD,POWER 3Ph VT (3 x 1Ph), 36kV , 31.5kA, for Cable Compartment of Fdr, Contract 10544 Item 23, EESS-11558-01-0B | SIEMENS | SIEMENS LTD | 8DA10-2482 | Active | 1
R2482719 |  | SW/GEAR;BUSBAR E,36KV,2000A,31.5KA,MAN SWITCHBOARD,POWER Busbar Earth Switch, 3 6kV, 31.5kA, for Fault Make Duty on 2000 A Bus, Manual Operation Only, Installed | SIEMENS | SIEMENS LTD | 8DA10-2482 | Active | 1
R2482685 |  | SW/GEAR;FXD,36KV,1250A,MTL,31.5KA SWITCHBOARD,POWER Txf Switchgear Unit, 3 6kV, 1250A, 31.5kA 2000A Bus Metal Encl Fixed Switchgear & Ctrl Gear Assy, 110V | SIEMENS | SIEMENS LTD | 8DA10-2482 | Active | 1
R2482636 |  | SW/GEAR;FXD,36KV,1250A,MTL,31.5KA,(SEL SWITCHBOARD,POWER Fdr Switchgear Unit, 3 6kV, 1250A, 31.5kA 2000A Bus Metal Encl Fixed Switchgear & Ctrl Gear Assy, 110V | SIEMENS | SIEMENS LTD | 8DA10-2482 | Active | 1
R2482677 |  | SW/GEAR;FXD,36KV,2000A,MTL,31.5KA,BUS SWITCHBOARD,POWER Txf Switchgear Unit, 3 6kV, 2000A, 31.5kA 2000A Bus Metal Encl Fixed Switchgear & Ctrl Gear Assy, 110V | SIEMENS | SIEMENS LTD | 8DA10-2482 | Active | 1
24748 | PARTS KIT | Retrofit Kit, Safelink, ABB, Ring Mechanism (Isolator switch), Revision E | ABBAUST | ABB AUSTRALIA PTY LTD | CA7101 | Active | 5
2471092 | PARTS KIT | Retrofit Kit, RL2 - MA & FA Motor Pack V3, for Schneider RL Series | SCHNEIDR | SCHNEIDER PTY LTD (MANUFACTURER) | 994000245 | Active | 5
2488419 | PARTS KIT | Each Type of LV Items for MCB & Relay, suit GE F35-145kV GIS | GE | GENERAL ELECTRIC COMPANY | LVE-SPARE | Active | 5
1712911 | BOLT,EYE | M16 x 200mm, 40mm ID Eye, Galv Steel, ISO-M, 62kN Min Fail Load c/w Galv Hex Nut, Dwg 01-02-01, Pack of 25 | GREGSF | GREG SEWELL FORGINGS PTY LTD | 1712911 | Active | 1
1713013 | BOLT,EYE | M20 x 350mm, 40mm ID Eye, Galv Steel, ISO-M, 98kN Min Fail Load c/w Galv Hex Nut, Dwg 01-02-02, Pack of 15 | GREGSF | GREG SEWELL FORGINGS PTY LTD | 1713013 | Active | 1
1713072 | BOLT,EYE | M20 x 450mm, 40mm ID Eye, Galv Steel, ISO-M, 98kN Min Fail Load c/w Galv Hex Nut, Dwg 01-02-02, Pack of 10 | GREGSF | GREG SEWELL FORGINGS PTY LTD | QESI010202M20X450 | Active | 1
20209 | SHOVEL,HAND | Industrial Impact Shovel, Broad Deep Scoop, Spark Resistant, All Plastic, D Type Handle, for Dispersing & Removing Absorbent & Liquid Spills | ABSORBES | ABSORB ENVIRONMENTAL SOLUTIONS | SHOVEL | Active | 1
R5024 |  | TX:V;POST,CVT,132KV,0.11KV,1PH,50HZ TRANSFORMER,VOLTAGE 145kV, CVT, 50Hz, Po st Type 1Ph Outdoor c/w Metering Accurac y Tests | KONCAR | KONCAR - ELECTRICAL INDUSTRY INC | M172169 | Active | 1
R5026 |  | TX:V;POST,IVT,22KV,0.11KV,1PH,50HZ TRANSFORMER,VOLTAGE 24kV, IVT, 50Hz, Pos t Type 1Ph Outdoor c/w Metering Accuracy Tests | KONCAR | KONCAR - ELECTRICAL INDUSTRY INC | M172163 | Active | 1
R5022 |  | TX:V;POST,CVT,66KV,0.11KV,1PH,50HZ TRANSFORMER,VOLTAGE 72.5kV, CVT, 50Hz, P ost Type 1Ph Outdoor c/w Metering Accura cy Tests | KONCAR | KONCAR - ELECTRICAL INDUSTRY INC | M172167 | Active | 1
R5023 |  | TX:V;POST,CVT,110KV,0.11KV,1PH,50HZ TRANSFORMER,VOLTAGE 123kV, CVT, 50Hz, Po st Type 1Ph Outdoor c/w Metering Accurac y Tests | KONCAR | KONCAR - ELECTRICAL INDUSTRY INC | M172168 | Active | 1
R5015 |  | TX:CUR;POST,245KV RATED,220KV NOM,1PH TRANSFORMER,CURRENT 245kV, 2000/1A, 50Hz , Post Type 1Ph Outdoor, 6 Core, Meterin g in Cores 3&4, Revenue Metering, Live T | KONCAR | KONCAR - ELECTRICAL INDUSTRY INC | M172186 | Active | 1
R5011 |  | TX:CUR;POST,72.5KV RATED,66KV NOM,1PH TRANSFORMER,CURRENT 72.5kV, 2000/1A, 50H z, Post Type 1Ph Outdoor, 6 Core, Meteri ng in Cores 3&4, Revenue Metering, Live | KONCAR | KONCAR - ELECTRICAL INDUSTRY INC | M172181 | Active | 1
R5012 |  | TX:CUR;POST,145KV RATED,132KV NOM,1PH TRANSFORMER,CURRENT 145kV, 1200/1A, 50Hz , Post Type 1Ph Outdoor, 5 Core, Meterin g in Core 3, Statistical Metering, Live | KONCAR | KONCAR - ELECTRICAL INDUSTRY INC | M172182 | Active | 1
R5014 |  | TX:CUR;POST,245KV RATED,220KV NOM,1PH TRANSFORMER,CURRENT 245kV, 2000/1A, 50Hz , Post Type 1Ph Outdoor, 5 Core, Meterin g in Core 3, Statistical Metering, Live | KONCAR | KONCAR - ELECTRICAL INDUSTRY INC | M172184 | Active | 1
R5008 |  | TX:CUR;POST,72.5KV RATED,66KV NOM,1PH TRANSFORMER,CURRENT 72.5kV, 1200/1A, 50H z, Post Type 1Ph Outdoor, 5 Core, Meteri ng in Core 3, Statistical Metering, Live | KONCAR | KONCAR - ELECTRICAL INDUSTRY INC | M172178 | Active | 1
R5007 |  | TX:CUR;POST,36KV RATED,33KV NOM,1PH TRANSFORMER,CURRENT 36kV, 2000/1A, 50Hz, Post Type 1Ph Outdoor, 6 Core, Metering in Cores 3&4, Revenue Metering, Live Ta | KONCAR | KONCAR - ELECTRICAL INDUSTRY INC | M172177 | Active | 1
R5005 |  | TX:CUR;POST,36KV RATED,33KV NOM,1PH TRANSFORMER,CURRENT 36kV, 1200/1A, 50Hz, Post Type 1Ph Outdoor, 6 Core, Metering in Cores 3&4, Revenue Metering, Live Ta | KONCAR | KONCAR - ELECTRICAL INDUSTRY INC | M172175 | Active | 1
R5004 |  | TX:CUR;POST,36KV RATED,33KV NOM,1PH TRANSFORMER,CURRENT 36kV, 1200/1A, 50Hz, Post Type 1Ph Outdoor, 5 Core, Metering in Core 3, Statistical Metering, Live T | KONCAR | KONCAR - ELECTRICAL INDUSTRY INC | M172174 | Active | 1
R5006 |  | TX:CUR;POST,36KV RATED,33KV NOM,1PH TRANSFORMER,CURRENT 36kV, 2000/1A, 50Hz, Post Type 1Ph Outdoor, 5 Core, Metering in Core 3, Statistical Metering, Live T | KONCAR | KONCAR - ELECTRICAL INDUSTRY INC | M172176 | Active | 1
R3965 |  | RECLOSER;630A,27KV,16KA RECLOSER,AUTO N27kV,16kA-630A Cable, Ult ra ADVC Cubical c/w FlexVue HMI, FTIM Co nnection Cable, Top Auxiliary Tray & 12 | CLIPSAL | CLIPSAL (BY SCHNEIDER ELECTRIC) | N27ACRSF62 | Active | 1
R3889 |  | TX;10MVA,66KV,22KV,3PH,50HZ,SKID FRM TRANSFORMER,POWER Skid Frame Mount, 66/2 2kV, 10MVA, 3 Ph, 50Hz, Dyn1/Dyn11, ONAN , 17T -15/+5%, 110V DC Control c/w 22kV/ | WILSON | WILSON TRANSFORMER CO. PTY LTD | P0814A | Active | 1
R3877 |  | TX:ISLN;12KV,3PH,650X420X1130,OTDR,SUIT TRANSFORMER,AUDIO FREQUENCY Outdoor, Iso lating, T12/kVA/f/II (kV/kVA/Hz/case) 12 kV, 3Ph, Case Size II 1130 H x 650 W x 4 | LANDIS | LANDIS GYR (AUST) PTY LTD | 170.201.12 | Active | 1
R3869 |  | TX:CUR;36KV RATED,33KV NOM,1PH,1200/1A TRANSFORMER,CURRENT 36kV, Indoor Epoxy, 1 Ph, 36/70/170kV Insulation Level, 4 Co re, Core 1&2: 1200/800/1A, Class PX, Ek> | ABBAUST | ABB AUSTRALIA PTY LTD | LZZBJ9-36/ | Active | 1
2502722 | ELECTROLYTE POWDER | Thorzt, Solo Shots, Hydration 3g Sachets, Mixed Flavours, Sugar Free, Caffeine & Gluten Free, Mix 3g Sachet into 600ml water, Pack of 50 | THORZT | THORZT HYDRATION | SSSFMIX | Active | 5
2502722 | ELECTROLYTE POWDER | Thorzt, Solo Shots, Hydration 3g Sachets, Mixed Flavours, Sugar Free, Caffeine & Gluten Free, Mix 3g Sachet into 600ml water, Pack of 50 | ATOMSUPP | ATOM SUPPLY GROUP P/L | 31130050 | Active | 1
2402328 | CIRCUIT BREAKER | LV, 2 x 55A, Weatherproof Enclosure, Pole Mounting | MMELEC | MM ELECTRICAL MERCHANDISING | HEISPB250C1 | Active | 1
2402329 | CIRCUIT BREAKER | LV, 1 x 40A, Weatherproof Enclosure, Pole Mounting | MMELEC | MM ELECTRICAL MERCHANDISING | HEISPBIN40C1 | Active | 1
2402330 | CIRCUIT BREAKER | LV, 2 x 80A Weatherproof Enclosure, Pole Mounting | MMELEC | MM ELECTRICAL MERCHANDISING | SPB280C1 | Active | 1
2402331 | CIRCUIT BREAKER | LV, 2 x 63A, Weatherproof Enclosure, Pole Mounting | MMELEC | MM ELECTRICAL MERCHANDISING | HEISPB263C1 | Active | 1
2402333 | CIRCUIT BREAKER | 440V AC, 16A, 6kA DIN Rail Mount (scm) | MMELEC | MM ELECTRICAL MERCHANDISING | HAGERNT116C | Active | 1
R2482669 |  | SW/GEAR;FXD,36KV,2000A,MTL,31.5KA,BUS SWITCHBOARD,POWER Fdr/Bus Tie Switchgear Unit, 36kV, 2000A 31.5kA, 2000A Bus Met al Encl Fixed Switchgear & Ctrl Gear Ass | SIEMENS | SIEMENS LTD | 8DA10-2482 | Active | 1
R2482644 |  | SW/GEAR;FXD,36KV,1250A,MTL,31.5KA,BUS SWITCHBOARD,POWER Fdr Switchgear Unit, 3 6kV, 1250A, 31.5kA 2000A Bus Metal Encl Fixed Switchgear & Ctrl Gear Assy, 110V | SIEMENS | SIEMENS LTD | 8DA10-2482 | Active | 1
R2482123 |  | TX;25/32MVA,132/66KV,11KV,ONAN,AS2374 TRANSFORMER,POWER 132/66/11kV, 25/32MVA, YNa0d1, HV to MV 15%, HV to LV 40%, MV to LV 20%, 23T +10% to -17.5%, CT-N-1-2N | WILSON | WILSON TRANSFORMER CO. PTY LTD | Q29364-01 | Active | 1
R2480739 |  | SW/GEAR;FXD,12KV RATED,11KV NOM,2000A SWITCHBOARD,POWER Bus Section Switchgear Unit, 12kV, 2000A 25kA, 2000A Bus Metal Encl Fixed Switchgear & Control Gear As | TAMCO | TAMCO SWITCHGEAR (MANUFACTURER) | T4-VHIF200 | Active | 1
R2480721 |  | SW/GEAR;FXD,12KV RATED,11KV NOM,800A,MTL SWITCHBOARD,POWER Single Feeder Switchge ar Unit (Customer Supply with Metering), 12kV, 800A, 25kA, 2000A Bus Metal Encl | TAMCO | TAMCO SWITCHGEAR (MANUFACTURER) | T3-VHIF630 | Active | 1
R2480705 |  | SW/GEAR;FXD,12KV RATED,11KV NOM,800A,MTL SWITCHBOARD,POWER Feeder Switchgear Unit , 12kV, 800A, 25kA, 2000A Bus Metal Encl osed Fixed Switchgear & Control Gear Ass | TAMCO | TAMCO SWITCHGEAR (MANUFACTURER) | T1-VHIF630 | Active | 1
R2480697 |  | SW/GEAR;24KV RATED,22KV NOM,1250A SWITCHBOARD,POWER Busbar Earth Switch, 2 4kV, 25kA suits Fault Make Duty on a 125 0A Bus, Manual Operation Only, Contract | TAMCO | TAMCO SWITCHGEAR (MANUFACTURER) | T5-GV3N630 | Active | 1
R2480671 |  | SW/GEAR;FXD,24KV RATED,22KV NOM,1250A SWITCHBOARD,POWER Feeder/Bus Tie Switchg ear Unit, 24kV, 1250A, 25kA, 1250A Bus M etal Encl Fixed Switchgear & Control Gea | TAMCO | TAMCO SWITCHGEAR (MANUFACTURER) | T3-GV3N125 | Active | 1
R2480663 |  | SW/GEAR;FXD,24KV RATED,22KV NOM,1250A SWITCHBOARD,POWER Bus Section Switchgear Unit, 24kV, 1250A 25kA, 1250A Bus Metal Encl Fixed Switchgear & Control Gear As | TAMCO | TAMCO SWITCHGEAR (MANUFACTURER) | T2-GV3N125 | Active | 1
R2480655 |  | SW/GEAR;FXD,24KV RATED,22KV NOM,630A,MTL SWITCHBOARD,POWER Feeder Switchgear Unit , 24kV, 630A, 25kA, 1250A Bus Metal Encl Fixed Switchgear & Control Gear Assy c/ | TAMCO | TAMCO SWITCHGEAR (MANUFACTURER) | T1-GV3N630 | Active | 1
R2486744 |  | TX;1.5MVA,66KV,11KV,ONAN,DETC 7T -7.5% T TRANSFORMER,POWER 66/11kV, 1.5MVA, Dyn1, ONAN, HV to LV 6.25%, DETC 7T -7.5% to +7.5%, Attached Radiator, Hermetically S | WILSON | WILSON TRANSFORMER CO. PTY LTD | B084-0001 | Active | 1
R2477974 |  | TX:DIST;500KVA,11KV,0.433KV,3PH,7,SQ PAD TRANSFORMER,DISTRIBUTION Padmount, 11kV, 500 kVA, 4-Way (Sq), ONAN, DYN11, 3CR12 Cubicle, c/w ABB Safelink 2 CFCC & LV S | WILSON | WILSON TRANSFORMER CO. PTY LTD | 880-A312-1 | Active | 1
R2477990 |  | TX:DIST;1000KVA,11KV,0.433KV,3PH,7,SQ PA TRANSFORMER,DISTRIBUTION Padmount, 11kV, 1000 kVA, 4-Way (Sq), ONAN, DYN11, 3CR1 2 Cubicle, c/w ABB Safelink 2 CFCC & LV | WILSON | WILSON TRANSFORMER CO. PTY LTD | 880-A314-1 | Active | 1
R2477982 |  | TX:DIST;750KVA,11KV,0.433KV,3PH,7,SQ PAD TRANSFORMER,DISTRIBUTION Padmount, 11kV, 750 kVA, 4-Way (Sq), ONAN, DYN11, 3CR12 Cubicle, c/w ABB Safelink 2 CFCC & LV S | WILSON | WILSON TRANSFORMER CO. PTY LTD | 880-A313-1 | Active | 1
R2477966 |  | TX:DIST;315KVA,11KV,0.433KV,3PH,7,SQ PAD TRANSFORMER,DISTRIBUTION Padmount, 11kV, 315 kVA, 4-Way (Sq), ONAN, DYN11, 3CR12 Cubicle, c/w ABB Safelink 2 CFCC & LV S | WILSON | WILSON TRANSFORMER CO. PTY LTD | 880-A311-1 | Active | 1
R2483261 |  | TX:V;50VA,11KV,6350/63.5V,3PH,AS60044.2 TRANSFORMER,VOLTAGE 11kV IVT, 6350/63.5/ 63.5V, 50Hz, 0.2M/3P 50VA each Wdg, Post Type 1Ph Outdoor c/w Metering Accuracy | KONCAR | KONCAR - ELECTRICAL INDUSTRY INC | VKU1-24 (6 | Active | 1
R2476133 |  | SW/GEAR;GAS INSUL RING MAIN UN,36KV RATE SWITCHGEAR RMU, 36kV, VVV, 630A, AFLR 20 kA/1 Sec, Protection CTs & an Incomer VT , Siemens 8DJH36 | SIEMENS | SIEMENS LTD | 8DJH36-364 | Active | 1
R2476125 |  | SW/GEAR;GAS INSUL RING MAIN UN,36KV RATE SWITCHGEAR RMU, 36kV, VVV, 630A, AFLR 20 kA/1 Sec, Protection CTs & an Incomer VT , Outdoor Enclosure, Siemens 8DJH36 | SIEMENS | SIEMENS LTD | 8DJH36-364 | Active | 1
R2476109 |  | TX:CUR;POST,24KV RATED,22KV NOM,1PH TRANSFORMER,CURRENT 24kV, 1200/5A, 50Hz, Post Type 1Ph Outdoor, 3 Core, Metering in Core 3, Live Tank Construction | KONCAR | KONCAR - ELECTRICAL INDUSTRY INC | AGU-24 | Active | 1
104472 | BOLT,EYE | Service with Neutral Bonding Tab, Dwg 875225-01 | GREGSF | GREG SEWELL FORGINGS PTY LTD | 104472 | Active | 1
1712939 | BOLT,EYE | M20 x 150mm, 40mm ID Eye, Galv Steel, ISO-M, 98kN Min Fail Load c/w Galv Hex Nut, Dwg 01-02-02, Pack of 20 | GREGSF | GREG SEWELL FORGINGS PTY LTD | 1712939 | Active | 1
1713168 | BOLT,EYE | M20 x 700mm, 40mm ID Eye, Galv Steel, ISO-M, 98kN Min Fail Load c/w Galv Hex Nut, Dwg 01-02-02, Pack of 5 | GREGSF | GREG SEWELL FORGINGS PTY LTD | 1713168 | Active | 1
2400040 | BOLT,EYE | M16 x 150mm, 40mm ID Eye, Galv Steel, ISO-M, 62kN Min Fail Load c/w Galv Hex Nut, Dwg 01-02-01, Pack of 25 | GREGSF | GREG SEWELL FORGINGS PTY LTD | 2400040 | Active | 1
2400050 | BOLT,EYE | M16 x 500mm, Galv c/w Galv Hex Nut, Dwg 01-02-01, Pack of 10 | GREGSF | GREG SEWELL FORGINGS PTY LTD | 2400050 | Active | 1
2400056 | BOLT,EYE | M16 x 800mm, Galv c/w Galv Hex Nut, Dwg 01-02-01, Pack of 5 | GREGSF | GREG SEWELL FORGINGS PTY LTD | 2400056 | Active | 1
2400063 | BOLT,EYE | M16 x 300mm, Open, Galv c/w Galv Hex Nut, Aust Std, Pack of 5 | GREGSF | GREG SEWELL FORGINGS PTY LTD | 2400063 | Active | 1
2400662 | BOLT,EYE | M16 x 250mm, 40mm ID Eye, Galv Steel, ISO-M, 62kN Min Fail Load c/w Galv Hex Nut, Dwg 01-02-01, Pack of 15 | GREGSF | GREG SEWELL FORGINGS PTY LTD | 2400662 | Active | 1
2407285 | BOLT,EYE | M20 x 450mm, 100mm Lg Thread, Flange c/w S/Steel Humpback Split Pin, ETS 11-09-01 Dwg ES000786-01 | PLP | PREFORMED LINE PRODUCTS (AUST) | EB450 | Active | 1
2407287 | BOLT,EYE | M20 x 500mm, 100mm Lg Thread, Flange c/w S/Steel Humpback Split Pin, ETS 11-09-01 Dwg ES000786-01 | PLP | PREFORMED LINE PRODUCTS (AUST) | EB500 | Active | 1
2473098 | RADIATOR | Charge-Air Cooler, Scania DC13L, 072A, 326 kWb (PRP), 1.5kW 6-Pole/1,000 RPM, 50Hz, Class H Insul, WEG Motor K12A W22, 100L Motor Frame, Al Bar & Plate, Single | ARIND | AR INDUSTRIAL (MANUFACTURER) | HFT-S-1070-1 | Active | 5
2473106 | RADIATOR | Jacket-Water Cooler, Scania DC13L, 072A, 326 kWb (PRP), 1.5kW 6-Pole/1,000 RPM, 50Hz, Class H Insul, WEG Motor K12A W22, 100L Motor Frame, Solder-Coated Brass | ARIND | AR INDUSTRIAL (MANUFACTURER) | HFT-S-1093-1 | Active | 5
105123 | BOTTLE,SPRAY | 750ml, for use with Liquid Lanolin c/w Labeling for Liquid Lanolin (P12) | RMSRVR | RMS (RIVERSLEIGH MANAGEMENT SERVICES) | HZPB09 | Active | 1
303018 | BOTTLE,SPRAY | 500ml, Plastic Spray Unit, Adjustable Nozzle, Trigger Mechanism, Pack of 6 | BLKWOODJ | J BLACKWOOD & SONS LIMITED | 4413305 | Active | 1
2464527 | BOTTLE,SPRAY | 2L Plastic Spray Bottle, Continuous Sprayer Pressure c/w Viton Seals | BLKWOODJ | J BLACKWOOD & SONS LIMITED | 5198369 | Active | 1
2464527 | BOTTLE,SPRAY | 2L Plastic Spray Bottle, Continuous Sprayer Pressure c/w Viton Seals | GDMPRO | GDM PROFESSIONAL | G4002-VT | Active | 5
2498202 | TRANSFORMER,DISTRIBUTION | Groundmount, 11kV, 1000kVA, 3Ph, Air HV 180 LV Bsh, Natural Ester Oil Insulated, KNAN, DYN 11, 7 Tap Switch Positions, HV & LV Cable Boxes Fitted | TYREE | TYREE TRANSFORMERS PTY LTD | 1000M4IEQ | Active | 1
2498210 | TRANSFORMER,DISTRIBUTION | Groundmount, 11kV, 1500kVA, 3Ph, Air HV 180 LV Bsh, Natural Ester Oil Insulated, KNAN, DYN 11, Low Impedance, 7 Tap Switch Posn, HV & LV Cable Boxes Fitted | TYREE | TYREE TRANSFORMERS PTY LTD | 1500M4IEQ | Active | 1
R3870 |  | TX:V;25VA,33/3KV,0.11/3KV,1PH,50/60HZ TRANSFORMER,VOLTAGE 36kV, Indoor Epoxy, 1 Ph, 33/3kV, 0.11/3 - 0.11/3kV, Class 0 .5/0.5, Output 25/25VA, suit ABB Switchb | ABBAUST | ABB AUSTRALIA PTY LTD | JDZX11-35W | Active | 1
R3780 |  | TX:V;25KVA,POST,PVT,132KV,240KV,1PH TRANSFORMER,VOLTAGE 145kV, PVT, Power, 2 5kVA Secondary Output, 1 Ph, Post Type, Dwg EE-1048062, EESS-10734-01-0A, ETS 20 | KONCAR | KONCAR - ELECTRICAL INDUSTRY INC | VPT-145-25 | Active | 1
R3778 |  | TX:V;15KVA,POST,PVT,132KV,240KV,1PH TRANSFORMER,VOLTAGE 145kV, PVT, Power, 1 5kVA Secondary Output, 1 Ph, Post Type, Dwg EE-1048060, EESS-10734-01-0A, ETS 20 | KONCAR | KONCAR - ELECTRICAL INDUSTRY INC | VPT-145-15 | Active | 1
R3779 |  | TX:V;25KVA,POST,PVT,66KV,240KV,1PH TRANSFORMER,VOLTAGE 72.5kV, PVT, Power, 25kVA Secondary Output, 1 Ph, Post Type, Dwg EE-1048061, EESS-10734-01-0A, ETS 2 | KONCAR | KONCAR - ELECTRICAL INDUSTRY INC | VPT-72.5-2 | Active | 1
R3777 |  | TX:V;15KVA,POST,PVT,66KV,240KV,1PH TRANSFORMER,VOLTAGE 72.5kV, PVT, Power, 15kVA Secondary Output, 1 Ph, Post Type, Dwg EE-1048059, EESS-10734-01-0A, ETS 2 | KONCAR | KONCAR - ELECTRICAL INDUSTRY INC | VPT-72.5-1 | Active | 1
R3719 |  | CB:SF6;2500A,DEAD TANK,72.5KV RATED,66V CIRCUIT BREAKER 72.5kV Dead Tank, 2500A, 25kA/3sec, 48V DC Aux, 240V AC Spring M otor Charge, L4 Pollution c/w 1A CT's 4 | ALSTOM | ALSTOM GRID AUSTRALIA LIMITED | DT72.5F1 - | Active | 1
2482701 | SWITCHBOARD,POWER | Bus Disconnector Unit, 36kV, 36kV, 2000A 31.5kA, 2000A Bus Metal Encl Fixed Switchgear & Ctrl Gear Assy, 110V DC Aux Supply, 2 x CT Cores for Bus Protn, | SIEMENS | SIEMENS LTD | 8DA10-2482701 | Active | 1
2502516 | COUPLING,ELECTRICAL CONDUIT | Plain to Thread, PVC, 25mm ID Female, 30mm OD, 34mm Lg, Grey | CLIPSAL | CLIPSAL (BY SCHNEIDER ELECTRIC) | 258/25-GY | Active | 5
2502516 | COUPLING,ELECTRICAL CONDUIT | Plain to Thread, PVC, 25mm ID Female, 30mm OD, 34mm Lg, Grey | HAYMANS | HAYMANS ELECTRICAL | CLI258/25GRY | Active | 1
R2470995 |  | SW:DISCONNECT;LOAD BREAK,15.5KV,630A SWITCH,ISOLATING 15.5kV, 3 Ph, 630A, 12. 5kA, Switch in SF6 Tank c/w Control Cubi cle, 9m Control Cable, ADVC3 Controller, | CLIPSAL | CLIPSAL (BY SCHNEIDER ELECTRIC) | 420400202( | Active | 1
R2473866 |  | TX:DIST;315KVA,11KV,433 TO 250V,3PH,7 TRANSFORMER,DISTRIBUTION Groundmount, 11 kV/433-250V, 315kVA, 3Ph, Air HV 180 LV Bsh, KNAN, FR3 Fluid Vol 580Ltr, Dyn 11, | TYREE | TYREE TRANSFORMERS PTY LTD | 200037 | Active | 1
R2475119 |  | TX:DIST;750KVA,SUBS,11KV,0.433KV,3PH,7 TRANSFORMER,DISTRIBUTION Padmount Substa tion, 11kV, 750kVA, 3 Ph (Sq), ABB Safel ink 2 (CFC) Switchgear & LV Switchgear, | WILSON | WILSON TRANSFORMER CO. PTY LTD | 880-A313-1 | Active | 1
R2475127 |  | TX:DIST;1000KVA,SUBS,11KV,0.433KV,3PH,7 TRANSFORMER,DISTRIBUTION Padmount Substa tion, 11kV, 1000kVA, 3 Ph (Sq), ABB Safe link 2 (CFC) Switchgear & LV Switchgear, | WILSON | WILSON TRANSFORMER CO. PTY LTD | 880-A314-1 | Active | 1
R2475101 |  | TX:DIST;500KVA,SUBS,11KV,0.433KV,3PH,7 TRANSFORMER,DISTRIBUTION Padmount Substa tion, 11kV, 500kVA, 3 Ph (Sq), ABB Safel ink 2 (CFC) Switchgear & LV Switchgear, | WILSON | WILSON TRANSFORMER CO. PTY LTD | 880-A312-1 | Active | 1
R2469229 |  | RECLOSER;630A,27KV RATED,22KV NOM,12.5KA RECLOSER,AUTO Schneider E27, 27kV, 3 Ph, 630A, 12.5kA Vacuum Interrupter in Epox y Housing c/w Ctrl Cub, 11m Ctrl Cable, | CLIPSAL | CLIPSAL (BY SCHNEIDER ELECTRIC) | 501150000 | Active | 1
R2469237 |  | RECLOSER;800A,38KV RATED,33KV NOM,16KA RECLOSER,AUTO Schneider E38, 38kV, 3 Ph, 800A, 16kA Vacuum Interrupter in Epoxy Housing c/w Ctrl Cub, 11m Ctrl Cable, AD | CLIPSAL | CLIPSAL (BY SCHNEIDER ELECTRIC) | 521250000 | Active | 1
R2468692 |  | CB:SF6;2000A,DEAD TANK,72.5KV RATED,66KV CIRCUIT BREAKER 72.5kV, 2000A, 40kA/3sec , 110V DC Control, 240V AC Motor, L4 Pol lution, 1 Pole, JBP 10142K Item 9, GE GL | GE | GENERAL ELECTRIC COMPANY | GL309 F3 | Active | 1
R2468726 |  | CB:SF6;2000A,DEAD TANK,72.5KV RATED,66KV CIRCUIT BREAKER 72.5kV, 2000A, 40kA/3sec , 125V DC Control, 125V DC Motor, L4 Pol lution, 1 Pole, JBP 10142K Item 12, GE G | GE | GENERAL ELECTRIC COMPANY | GL309 F3 | Active | 1
R2468700 |  | CB:SF6;2000A,DEAD TANK,72.5KV RATED,66KV CIRCUIT BREAKER 72.5kV, 2000A, 40kA/3sec , 125V DC Control, 240V AC Motor, L4 Pol lution, 1 Pole, JBP 10142K Item 10, GE G | GE | GENERAL ELECTRIC COMPANY | GL309 F3 | Active | 1
R2468643 |  | CB:SF6;2000A,DEAD TANK,145KV RATED,132KV CIRCUIT BREAKER 145kV Dead Tank, 2000A, 40kA, Outdoor Unit c/w 125V DC Aux Suppl y & 240V AC Spring Motor Charge, 1A CTs | GE | GENERAL ELECTRIC COMPANY | GL312P F3 | Active | 1
R2468635 |  | CB:SF6;2000A,DEAD TANK,145KV RATED,132KV CIRCUIT BREAKER 145kV Dead Tank, 2000A, 40kA, Outdoor Unit c/w 110V DC Aux Suppl y & 240V AC Spring Motor Charge, 1A CTs | GE | GENERAL ELECTRIC COMPANY | GL312P F3 | Active | 1
R2468684 |  | CB:SF6;2000A,DEAD TANK,72.5KV RATED,66KV CIRCUIT BREAKER 72.5kV, 2000A, 40kA/3sec , 48V DC Control, 240V AC Motor, L4 Poll ution, 1 Pole, JBP 10142K Item 8, GE GL3 | GE | GENERAL ELECTRIC COMPANY | GL309 F3 | Active | 1
R2468601 |  | CB:SF6;2000A,DEAD TANK,145KV RATED,132KV CIRCUIT BREAKER 145kV Dead Tank, 2000A, 40kA, Outdoor Unit c/w 125V DC Aux Suppl y & 125V DC Spring Motor Charge, 1A CTs | GE | GENERAL ELECTRIC COMPANY | GL312P F3 | Active | 1
R2468619 |  | CB:SF6;2000A,DEAD TANK,145KV RATED,132KV CIRCUIT BREAKER 145kV Dead Tank, 2000A, 40kA, Outdoor Unit c/w 32V DC Aux Supply & 240V AC Spring Motor Charge, 1A CTs 4 | GE | GENERAL ELECTRIC COMPANY | GL312P F3 | Active | 1
R2468676 |  | CB:SF6;2000A,DEAD TANK,72.5KV RATED,66KV CIRCUIT BREAKER 72.5kV, 2000A, 40kA/3sec , 32V DC Control, 240V AC Motor, L4 Poll ution, 1 Pole, JBP 10142K Item 7, GE GL3 | GE | GENERAL ELECTRIC COMPANY | GL309 F3 | Active | 1
R2468627 |  | CB:SF6;2000A,DEAD TANK,145KV RATED,132KV CIRCUIT BREAKER 145kV Dead Tank, 2000A, 40kA, Outdoor Unit c/w 48V DC Aux Supply & 240V AC Spring Motor Charge, 1A CTs 4 | GE | GENERAL ELECTRIC COMPANY | GL312P F3 | Active | 1
R2468577 |  | CB:SF6;2000A,DEAD TANK,145KV RATED,132KV CIRCUIT BREAKER 145kV Dead Tank, 2000A, 40kA, Outdoor Unit c/w 110V DC Aux Suppl y & 240V AC Spring Motor Charge, 1A CTs | GE | GENERAL ELECTRIC COMPANY | GL312P F3 | Active | 1
R2468585 |  | CB:SF6;2000A,DEAD TANK,145KV RATED,132KV CIRCUIT BREAKER 145kV Dead Tank, 2000A, 40kA, Outdoor Unit c/w 125V DC Aux Suppl y & 240V AC Spring Motor Charge, 1A CTs | GE | GENERAL ELECTRIC COMPANY | GL312P F3 | Active | 1
R2468569 |  | CB:SF6;2000A,DEAD TANK,145KV RATED,132KV CIRCUIT BREAKER 145kV Dead Tank, 2000A, 40kA, Outdoor Unit c/w 48V DC Aux Supply & 240V AC Spring Motor Charge, 1A CTs 4 | GE | GENERAL ELECTRIC COMPANY | GL312P F3 | Active | 1
R2468551 |  | CB:SF6;2000A,DEAD TANK,145KV RATED,132KV CIRCUIT BREAKER 145kV Dead Tank, 2000A, 40kA, Outdoor Unit c/w 32V DC Aux Supply & 240V AC Spring Motor Charge, 1A CTs 4 | GE | GENERAL ELECTRIC COMPANY | GL312P F3 | Active | 1
2407290 | BOLT,EYE | M20 x 575mm, 150mm Lg Thread, Flange c/w S/Steel Humpback Split Pin, ETS 11-09-01 | PLP | PREFORMED LINE PRODUCTS (AUST) | EB575 | Active | 1
2501658 | SOLDERING IRON,ELECTRIC | Milwaukee, M12, 12v, Heat Output: 90W, 3-Stop Pivoting Head | MILWAUKE | MILWAUKEE POWER TOOLS | M12SI-0 | Active | 5
2501658 | SOLDERING IRON,ELECTRIC | Milwaukee, M12, 12v, Heat Output: 90W, 3-Stop Pivoting Head | C&LTOOL | C&L TOOL CENTRE | MILWTM12SI-0 | Active | 1
2502771 | BOLT ASSEMBLY,FOUNDATION | Precast Concrete, 2.3m Foundation Sq Section, to support Major Road 4-Bolt 350 PCD Slip Base Mounted Street Light Pole, Dwg 10-3-13-1 | BUNDCNCT | BUNDABERG CONCRETE CASTERS | 919 | Active | 1
2503266 | FILTER,RESPIRATOR | Versaflo TR-3822E, PAPR-P3 Particulate & Nuisance Acid Gas Filter, for Versaflo TR-300 Series PAPR | 3MAUST | 3M AUSTRALIA PTY LTD | 78815069394 | Active | 5
2503266 | FILTER,RESPIRATOR | Versaflo TR-3822E, PAPR-P3 Particulate & Nuisance Acid Gas Filter, for Versaflo TR-300 Series PAPR | ALLENS | ALLENS INDUSTRIAL PRODUCTS | 78815069394 | Active | 1
1703948 | BOLT,MACHINE | M16 x 200mm, Hex, Galv c/w Galv Hex Nut, Aust Std (P30) (scm) | GREGSF | GREG SEWELL FORGINGS PTY LTD | 1703948 | Active | 1
1703948 | BOLT,MACHINE | M16 x 200mm, Hex, Galv c/w Galv Hex Nut, Aust Std (P30) (scm) | BOLTMAST | BOLTMASTERS | HMHM200G | Active | 2
R3721 |  | CB:SF6;2500A,DEAD TANK,72.5KV RATED,66V CIRCUIT BREAKER 72.5kV Dead Tank, 2500A, 25kA/3sec, 48V DC Aux, 240V AC Spring M otor Charge, L4 Pollution c/w 5A CT's 4 | ALSTOM | ALSTOM GRID AUSTRALIA LIMITED | DT72.5F1 - | Active | 1
R3717 |  | CB:SF6;2500A,DEAD TANK,72.5KV RATED,66V CIRCUIT BREAKER 72.5kV Dead Tank, 2500A, 25kA/3sec, 110V DC Aux & Spring Motor C harge, L4 Pollution c/w 5A CT's 4 x Bush | ALSTOM | ALSTOM GRID AUSTRALIA LIMITED | DT72.5F1 - | Active | 1
R3713 |  | CB:SF6;2500A,DEAD TANK,72.5KV RATED,66V CIRCUIT BREAKER 72.5kV Dead Tank, 2500A, 25kA/3sec, 125V DC Aux & Spring Motor C harge, L4 Pollution c/w 5A CT's 4 x Bush | ALSTOM | ALSTOM GRID AUSTRALIA LIMITED | DT72.5F1 - | Active | 1
R3723 |  | CB:SF6;2500A,DEAD TANK,72.5KV RATED,66V CIRCUIT BREAKER 72.5kV Dead Tank, 2500A, 25kA/3sec, 32V DC Aux, 240V AC Spring M otor Charge, L4 Pollution c/w 1A CT's 4 | ALSTOM | ALSTOM GRID AUSTRALIA LIMITED | DT72.5F1 - | Active | 1
R3434 |  | TX:CUR;POST,72.5KV RATED,66KV NOM,1PH TRANSFORMER,CURRENT 72.5kV, 800/5A, 50Hz , Post Type 1Ph Outdoor, 5 Core, Meterin g in Core 5, S Class Winding, L4 Polluti | KONCAR | KONCAR - ELECTRICAL INDUSTRY INC | DWG M62757 | Active | 1
R3433 |  | TX;8/10MVA,33KV,11KV,AS2374,CONSERVATOR TRANSFORMER,POWER 33/11kV, 8/10MVA, Dyn1 1, 10%, A/C, 21T -20/+5%, 110V, Conserva tor, CT-11-3-8, CT-N-1-5N, ETS 2006/0132 | WILSON | WILSON TRANSFORMER CO. PTY LTD | P1228 A/C | Active | 1
R3432 |  | TX;8/10MVA,33KV,11KV,AS2374 TRANSFORMER,POWER 33/11kV, 8/10MVA, Dyn1 1, 10%, A/A, 21T -20/+5%, 110V, Conserva tor, CT-11-3-8, CT-N-1-5N, ETS 2006/0132 | WILSON | WILSON TRANSFORMER CO. PTY LTD | P1228 A/A | Active | 1
R3430 |  | TX;15/20MVA,66KV,11KV,AS2374,10% TRANSFORMER,POWER 66/11kV, 15/20MVA, Dyn 1, 10%, A/C, 21T -20/+5%, 110V, Conserva tor, CT-11-3-8, CT-N-1-3N, ETS 2006/0132 | WILSON | WILSON TRANSFORMER CO. PTY LTD | P1226 | Active | 1
R3431 |  | TX;8/10MVA,66KV,11KV,AS2374,10% TRANSFORMER,POWER 66/11kV, 8/10MVA, Dyn1 , 10%, A/C, 21T -20/+5%, 110V, Conservat or, CT-N-1-5N, ETS 2006/0132/T(32-6) | WILSON | WILSON TRANSFORMER CO. PTY LTD | P1227 | Active | 1
R3402 |  | TX:CUR;POST,72.5KV RATED,66KV NOM,1PH TRANSFORMER,CURRENT 72.5kV, 1200/5A, 50H z, Post Type 1Ph Outdoor, 5 Core, Meteri ng in Core 3, S Class Winding, L4 Pollut | KONCAR | KONCAR - ELECTRICAL INDUSTRY INC | DWG M67113 | Active | 1
R3403 |  | TX:CUR;POST,72.5KV RATED,66KV NOM,1PH TRANSFORMER,CURRENT 72.5kV, 1200/1A, 50H z, Post Type 1Ph Outdoor, 5 Core, Meteri ng in Core 3, Standard, L4 Pollution, ET | KONCAR | KONCAR - ELECTRICAL INDUSTRY INC | CT072-34A- | Active | 1
R3362 |  | CB:SF6;2000A,LIVE HD,36KV RATED,33KV NOM CIRCUIT BREAKER 36kV, 2000A, 25kA/3sec, 240V DC Control, 240V DC Motor, L4 Pollu tion, ETS 2009/0092/T Item 1, ABB VBF 36 | ABBAUST | ABB AUSTRALIA PTY LTD | CB036-OD-L | Active | 1
2402872 | TRANSFORMER,DISTRIBUTION | Pole Mount, 33kV, 500kVA, 3 Ph | WILSON | WILSON TRANSFORMER CO. PTY LTD | 874-0621-28 | Active | 1
2427466 | CIRCUIT BREAKER | LV 1600A, 3 Ph, to suit Mounting on Webber LV Frame in both 11kV & 22kV 1000kVA Padmount c/w Busbar Subassembly, ETS EPS0112 (scm) | WEBER | WEBER SOUTH PACIFIC PTY LTD | V-RF1600-ERG01 | Active | 1
2503381 | ADAPTOR,SOCKET WRENCH | Shockwave, 3/8" Sq Shank to 1/4" Hex Drive, 50mm (2") Lg, Impact Rated | C&LTOOL | C&L TOOL CENTRE | MILWA48325031 | Active | 1
2503381 | ADAPTOR,SOCKET WRENCH | Shockwave, 3/8" Sq Shank to 1/4" Hex Drive, 50mm (2") Lg, Impact Rated | MILWAUKE | MILWAUKEE POWER TOOLS | 48325031 | Active | 5
2416956 | WRENCH,ADJUSTABLE | Spanner, 250mm, for use in Insulated Tool Kit | PENTA | PENTA AUST (TMAC THEW & MCCANN/HYLEC) | PA23208 | Active | 1
2416956 | WRENCH,ADJUSTABLE | Spanner, 250mm, for use in Insulated Tool Kit | HYLEC | HYLEC ENERGY SOLUTIONS | MS7-260 | Active | 2
2416956 | WRENCH,ADJUSTABLE | Spanner, 250mm, for use in Insulated Tool Kit | TEN | THE ENERGY NETWORK (AUST) PTY LTD | D19-250 | Active | 2
2600059 | SIGN | SIGN:SAFETY;500X400MM,WORK AREA,CORFLUTE SIGN; Corflute, 'WORK AREA', 500 x 400 x 5mm, Black Text, Yellow B/Ground, Doubl e Sided c/w Eyelets in Top Corners | DWSIGNS | DW SIGNS | COREFLUTE SIGN | Active | 1
R2468536 |  | CB:SF6;2000A,LIVE HD,145KV RATED,132KV CIRCUIT BREAKER 145kV, 2000A, 40kA/3sec, 110V DC Control, 110V DC Motor, L4 Poll ution, Composite Bushings, 1 Pole, 00000 | GE | GENERAL ELECTRIC COMPANY | GL312P F3 | Active | 1
R2468544 |  | CB:SF6;2000A,LIVE HD,145KV RATED,132KV CIRCUIT BREAKER 145kV, 2000A, 40kA/3sec, 125V DC Control, 125V DC Motor, L4 Poll ution, Composite Bushings, 1 Pole, 00000 | GE | GENERAL ELECTRIC COMPANY | GL312P F3 | Active | 1
R2468502 |  | CB:SF6;2000A,LIVE HD,145KV RATED,132KV CIRCUIT BREAKER 145kV, 2000A, 40kA/3sec, 48V DC Control, 240V AC Motor, L4 Pollu tion, Composite Bushings, 1 Pole, 000009 | GE | GENERAL ELECTRIC COMPANY | GL312P F3 | Active | 1
R2468528 |  | CB:SF6;2000A,LIVE HD,145KV RATED,132KV CIRCUIT BREAKER 145kV, 2000A, 40kA/3sec, 125V DC Control, 240V AC Motor, L4 Poll ution, Composite Bushings, 1 Pole, 00000 | GE | GENERAL ELECTRIC COMPANY | GL312P F3 | Active | 1
R2468494 |  | CB:SF6;2000A,LIVE HD,145KV RATED,132KV CIRCUIT BREAKER 145kV, 2000A, 40kA/3sec, 32V DC Control, 240V AC Motor, L4 Pollu tion, Composite Bushings, 1 Pole, 000009 | GE | GENERAL ELECTRIC COMPANY | GL312P F3 | Active | 1
R2467793 |  | SW/GEAR;RING MAIN UN,24KV RATED,22KV NOM SWITCHGEAR RMU, 24kV, 4 x Feeder Switche s, GAC 4K, JTS 06-08-01 (scm) | ORMAUST | ORMAZABAL AUSTRALIA P/L | 500019986 | Active | 1
R2467801 |  | SW/GEAR;RING MAIN UN,24KV RATED,22KV NOM SWITCHGEAR RMU, 24kV, 3 x Feeder Switche s, GAC 3K, JTS 06-08-01 (scm) | ORMAUST | ORMAZABAL AUSTRALIA P/L | 500019987 | Active | 1
R2469773 |  | RECLOSER;LBS,400A,11KV,12.5KA,3PH,OTDR RECLOSER,AUTO SYNCHROPHASOR RC20-S TRIAL , Sectionaliser, Load Break Switch, 11kV , 3 Ph, 400A, 12.5kA Cap, Vacuum Interru | NOJA | NOJA POWER SWITCHGEAR PTY LTD | OSM15-RC20 | Active | 1
R2461945 |  | REG:V;11/12.7/19.1/22KV,200A,POLE REGULATOR,VOLTAGE 11/12.7/19.1/22kV, 200 A, 1Ph, Pole Mount S/Steel, 150kV BIL, 3 2 Taps, 0.625% Steps, w/out Control Cabl | COOPER | COOPER ELECTRICAL AUSTRALIA PTY LTD | WEN44B3C59 | Active | 1
R2461853 |  | REG:V;11KV,11KV,100A,POLE,TX-NEUT-TAP:0 REGULATOR,VOLTAGE 11kV, 100A, 1Ph, Pole Mount, S/Steel, 95kV BIL, 32 Taps, 0.625 % Steps, w/out Control Cable & Box (scm) | COOPER | COOPER ELECTRICAL AUSTRALIA PTY LTD | WED11B3049 | Active | 1
R2461838 |  | REG:V;11KV,11KV,50A,POLE,MASS-TOTAL:586 REGULATOR,VOLTAGE 11kV, 50A, 1Ph, Pole M ount, S/Steel, 95kV BIL, 32 Taps, 0.625% Steps, w/out Control Cable & Box (scm) | COOPER | COOPER ELECTRICAL AUSTRALIA PTY LTD | WED05B3049 | Active | 1
R2461432 |  | TX:DIST;315KVA,11KV,433 TO 250V,3PH,7,SQ TRANSFORMER,DISTRIBUTION Padmount, 11kV/ 433-250V, 315kVA, 3 Ph (Sq) LV Switchgea r, LV Statistical Meter & Siemens 8DJH H | WILSON | WILSON TRANSFORMER CO. PTY LTD | 880-A311-1 | Active | 1
R2461440 |  | TX:DIST;500KVA,11KV,433 TO 250V,3PH,7,SQ TRANSFORMER,DISTRIBUTION Padmount, 11kV/ 433-250V, 500kVA, 3 Ph (Sq) LV Switchgea r, LV Statistical Meter & Siemens 8DJH H | WILSON | WILSON TRANSFORMER CO. PTY LTD | 880-A312-1 | Active | 1
R2454304 |  | TX:V;50VA,22KV,220V,1PH,50/60HZ,545MM TRANSFORMER,VOLTAGE 22kV/240V, 50VA, 1 P h, External Aux Power Supply c/w Pole Mo unting Bracket, suits NOJA ONLY, JTS 06- | NOJA | NOJA POWER SWITCHGEAR PTY LTD | VT22-220 | Active | 1
R2451789 |  | SW/GEAR;RING MAIN UN,12KV RATED,11KV NOM SWITCHGEAR RMU, 12kV, 3 x Feeder Switch c/w Remote Control Kit to control 2 x Ca ble Switch Disconnectors, Motor Actuator | ABBAUST | ABB AUSTRALIA PTY LTD | 5811949 | Active | 1
R2451722 |  | SW/GEAR;RING MAIN UN,12KV RATED,11KV NOM SWITCHGEAR RMU, 12kV, SafeLink 2 CCFC c/ w Operating Handle, Mounting Plinth & Ou tdoor Encl, for 11kV Oil Type Transforme | ABBAUST | ABB AUSTRALIA PTY LTD | 5811952 | Active | 1
1852388 | PADLOCK | A1 Short Shackle Brass, Lockwood 234B Ref LA5555, Locks to be Engraved "CEC" (No Keys Required) (scm) | ASSA | ASSA ABLOY AUSTRALIA PTY LTD | 334BEE01619/6MK | Active | 1
1852426 | PADLOCK | Cat # 225, Random Keyed | ASSA | ASSA ABLOY AUSTRALIA PTY LTD | 225/40/119/KD | Active | 1
2400704 | PADLOCK | Brass, Type 234/45/119/5KD, with Keys | ASSA | ASSA ABLOY AUSTRALIA PTY LTD | 334/B45/119/5KD | Active | 1
2400706 | PADLOCK | Brass, Type 234AB, to NORQEB Masterseries MK-A, without Keys | ASSA | ASSA ABLOY AUSTRALIA PTY LTD | 334B45/638/6MK | Active | 1
2400707 | PADLOCK | Brass, Type 232AB, Keyed Alike, (Key # 563) 38mm Shackle, without Keys | ASSA | ASSA ABLOY AUSTRALIA PTY LTD | 312EL38/BK/KA | Active | 1
2402708 | PADLOCK | Standard Brass, Type 234B, Short Shank | LARSENJ | J LARSEN PTY LTD | OZ4/234/BOO/ERG4 | Active | 1
2402711 | PADLOCK | Brass, Type 234B, Short Shank, Keyed Alike to suit MEB Key 27427 | LARSENJ | J LARSEN PTY LTD | OZ4/234/BOO/ERG2 | Active | 1
2403435 | PADLOCK | 45mm W, 45mm H, Brass Case, 38mm Opening Hardened Brass Shackle, Keyed Alike to 81, Ref LQ22378, w/o Keys, Case Stamped Ergon Energy 81, Stamped Adjacent to | ASSA | ASSA ABLOY AUSTRALIA PTY LTD | 334B45/638/6RP | Active | 5
2403437 | PADLOCK | 45mm W, 41mm H, Brass Case, 48mm Opening Hardened Brass Shackle, Keyed Alike to T87, Ref LQ22378, w/o Keys, Case Stamped 'Ergon Energy', T87 Stamped Adjacent to | LARSENJ | J LARSEN PTY LTD | OZ4/234/AAB/ERG | Active | 1
2403841 | PADLOCK | Brass with Ext Brass Staple D2 Series Type 245AB, Keyed Alike, Ref LA686 Rass D2 Series, Type 245AB, Keys Not Required | ASSA | ASSA ABLOY AUSTRALIA PTY LTD | 334B45/638/6MK | Active | 1
2403842 | PADLOCK | Brass, D2 Lockwood Series 234, Keys Not Required | ASSA | ASSA ABLOY AUSTRALIA PTY LTD | 334/B45/119/6MK | Active | 1
2403843 | PADLOCK | Brass, D3 Series, Type 245AB, Code 686, Submaster D2 & D3, Keys Not Required | ASSA | ASSA ABLOY AUSTRALIA PTY LTD | 334B45/638/6MK | Active | 1
2406890 | PADLOCK | Less Key, Keyed to Ergon Energy A3 Security Series with Long Brass Shackle | RECHLOCK | RECHENBERG LOCKSMITHS | OZ418345ERGA3 | Active | 5
2437150 | PADLOCK | Chrome, 50mm Boron Shackle, Keyed (N-NS) Northern Non-Switching, No Key | ASSA | ASSA ABLOY AUSTRALIA PTY LTD | PL330N/50 N-NS | Active | 5
2437168 | PADLOCK | Chrome, 50mm Boron Shackle, Keyed (N-SO) Northern Switching Operator, No Key | ASSA | ASSA ABLOY AUSTRALIA PTY LTD | PL330N/50 N-SO | Active | 5
2437192 | PADLOCK | Chrome, 50mm Boron Shackle, Keyed (S-NS) Southern Non-Switching, No Key | ASSA | ASSA ABLOY AUSTRALIA PTY LTD | PL330N/50-S-NS | Active | 5
2437200 | PADLOCK | Chrome, 50mm Boron Shackle, Keyed (C-SC) Southern Communication Site, No Key | ASSA | ASSA ABLOY AUSTRALIA PTY LTD | PL330N/50 C-SC | Active | 5
2437242 | PADLOCK | Chrome, 50mm Boron Shackle, Keyed (C-CC) Central Communication Site, No Key | ASSA | ASSA ABLOY AUSTRALIA PTY LTD | PL330N/50-C-CC | Active | 5
2437259 | PADLOCK | Chrome, 50mm Boron Shackle, Keyed (C-NS) Central Non-Switching, No Key | ASSA | ASSA ABLOY AUSTRALIA PTY LTD | PL330N/50-C-NS | Active | 5
19182 | COVER,ELECTRICAL EQUIPMENT | Fuse Holder Termination Shroud, PPL, Undrilled, suit Rear Stud Connected LV Fuse Holder | ALSTOM | ALSTOM GRID AUSTRALIA LIMITED | 404-129 | Active | 1
2449296 | ARRESTER,ELECTRICAL SURGE | Sheath Voltage Limiter, 6.0kV, 20kA, Outdoor, Porcelain Housing | AKPOWER | AK POWER SOLUTIONS PTY LTD | 30608 | Active | 1
2458974 | ARRESTER,ELECTRICAL SURGE | 230V AC Surge Diverter, Uc=255V, In=20kA, Imax=40kA, Up=1.25kV, for Active Heat Exchange, suit GUSS | CITEL | CITEL (MANUFACTURER) | DS40-230 | Active | 5
2400043 | BOLT,EYE | M16 x 240mm, Galv c/w Galv Hex Nut, Dwg 01-01-01, Pack of 15 | GREGSF | GREG SEWELL FORGINGS PTY LTD | 2400043 | Active | 1
2400046 | BOLT,EYE | M16 x 300mm, 40mm ID Eye, Galv Steel, ISO-M, 62kN Min Fail Load c/w Galv Hex Nut, Dwg 01-02-01, ETS 01-01-02, Pack of 15 | GREGSF | GREG SEWELL FORGINGS PTY LTD | 2400046 | Active | 1
2400052 | BOLT,EYE | M16 x 600mm, Galv c/w Galv Hex Nut, Dwg 01-02-01, Pack of 5 | GREGSF | GREG SEWELL FORGINGS PTY LTD | 2400052 | Active | 1
2400059 | BOLT,EYE | M20 x 650mm, Galv c/w Galv Hex Nut, Dwg 01-01-01, Pack of 5 | GREGSF | GREG SEWELL FORGINGS PTY LTD | 2400059 | Active | 1
2400060 | BOLT,EYE | M20 x 800mm, 40mm ID Eye, Galv Steel, ISO-M, 98kN Min Fail Load c/w Galv Hex Nut, Dwg 01-02-02, Pack of 5 | GREGSF | GREG SEWELL FORGINGS PTY LTD | 2400060 | Active | 1
R3202 |  | TX:CUR;POST,72.5KV RATED,66KV NOM,1PH TRANSFORMER,CURRENT 72.5kV 1200/1A 50Hz, Post Type 1Ph Outdoor, 5 Core, Metering in Core 5, Hairpin Style, Long Range Me | KONCAR | KONCAR - ELECTRICAL INDUSTRY INC | CT072-22C- | Active | 1
R3200 |  | TX:CUR;POST,72.5KV RATED,66KV NOM,1PH TRANSFORMER,CURRENT 72.5kV 1200/1A 50Hz, Post Type 1Ph Outdoor, 5 Core, Metering in Core 5, Hairpin Style, Standard, L4 | KONCAR | KONCAR - ELECTRICAL INDUSTRY INC | CT072-22A- | Active | 1
R3173 |  | TX:CUR;POST,72.5KV RATED,66KV NOM,1PH TRANSFORMER,CURRENT 72.5kV, 1200/5A, 50H z, Post Type 1Ph Outdoor, 5 Core, Meteri ng in Core 3, Standard, L4 Pollution, ET | KONCAR | KONCAR - ELECTRICAL INDUSTRY INC | CT072-13A- | Active | 1
R3016 |  | TX:V;1PH,50/60HZ,785X1950MM,AS60044,IEC TRANSFORMER,VOLTAGE 72.5kV, CVE, 72.5/32 5/50, Dwg # 933254, ETS 2006/0084/T (scm ) | ADAPTAUS | ADAPT AUSTRALIA PTY LTD | CVE: 72.5/ | Active | 1
R3670 |  | TX;11KV,240A,ONAN,IEC60076-6,8KA/30SEC TRANSFORMER,EARTHING 11kV, 240A, 8kA/30 Sec, 2.5 Ohms, No Aux Supply, for Effeci tvely Earthed Systems, ZN Vector Group, | WILSON | WILSON TRANSFORMER CO. PTY LTD | DWG 104456 | Active | 1
R3576 |  | TX:CUR;36KV RATED,33KV NOM,1PH,50 TO 60H TRANSFORMER,CURRENT 30/70/170kV Insulati on Level, 5 Core, Core 1 & 2: 1200/800/1 A, Class PX, Core 3 & 4: 800/1A, 5VA, Cl | ABBAUST | ABB AUSTRALIA PTY LTD | LZZBJ9-36/ | Active | 1
R3497 |  | TX:CUR;POST,245KV RATED,220KV NOM,1PH TRANSFORMER,CURRENT 245kV, 1600/1A, 50Hz , Post Type 1Ph Outdoor, 6 Core, Meterin g in Core 5 & 6, Long Range Metering & S | KONCAR | KONCAR - ELECTRICAL INDUSTRY INC | CT245-37B- | Active | 1
R3498 |  | TX:CUR;POST,245KV RATED,220KV NOM,1PH TRANSFORMER,CURRENT 245kV, 1600/1A, 50Hz , Post Type 1Ph Outdoor, 6 Core, Meterin g in Core 5 & 6, Long Range Metering, L4 | KONCAR | KONCAR - ELECTRICAL INDUSTRY INC | CT245-37C- | Active | 1
R3270 |  | REG:V;11KV,300A,IEEE,PHASE-NO:1PH REGULATOR,VOLTAGE 11kV, 300A, VR32 c/w C L6B Control & SCADA Interface | COOPER | COOPER ELECTRICAL AUSTRALIA PTY LTD | WED33B79RZ | Active | 1
R3015 |  | TX:V;1PH,50/60HZ,700X1810MM,AS60044,IEC TRANSFORMER,VOLTAGE 72.5kV, IVT, 3CAD 28 10, Dwg # 933253, ETS 2006/0084/T (scm) | ADAPTAUS | ADAPT AUSTRALIA PTY LTD | IVT: 72.5/ | Active | 1
24964 | PANEL,ASSEMBLY | CL-7 Single Phase Panel, Replacement of CL-6, CL-7 Control w/o Control Cable, ST Fibre Connectors | COOPER | COOPER ELECTRICAL AUSTRALIA PTY LTD | 577P12000000009300 | Active | 1
2600110 | SHOVEL,HAND | SHOVEL:HAND;POST HOLE,SQ,190X230MM,STL SHOVEL,HAND; Cyclone Post Hole Shovel, S quare Mouth, 2mm Treaded Steel Blade, 19 0mm W, 230mm H, Hardwood Handle | CYCLONE | AMES AUSTRALASIA P/L T/A CYCLONE TOOLS | 640001 | Active | 5
2600110 | SHOVEL,HAND | SHOVEL:HAND;POST HOLE,SQ,190X230MM,STL SHOVEL,HAND; Cyclone Post Hole Shovel, S quare Mouth, 2mm Treaded Steel Blade, 19 0mm W, 230mm H, Hardwood Handle | TDETOOL | TRADE TOOLS DIRECT PTY LTD | 640001 | Active | 1
R104250 | SWITCHGEAR | SW/GEAR;RING MAIN UN,24KV,3S1F,3 X FEEDE SWITCHGEAR RMU, 24kV, 3 x Feeder Switche s, 1 x Switch Fuse c/w Cubicle & Plinth, GAC 3K1TS, JTS 06-08-01 (scm) | ORMAUST | ORMAZABAL AUSTRALIA P/L | EE0104250 | Active | 1
2502359 | AIR CONDITIONER | Wall-mounted Cooling Unit, Blue e+, 1500W, 110-240V 1Ph, 380-480V 3Ph, 50/60Hz, 415 x 990 x 280mm, Outdoor | RITTAL | RITTAL AUSTRALIA PTY LTD | 3185330 | Active | 5
2502359 | AIR CONDITIONER | Wall-mounted Cooling Unit, Blue e+, 1500W, 110-240V 1Ph, 380-480V 3Ph, 50/60Hz, 415 x 990 x 280mm, Outdoor | RITTAL | RITTAL AUSTRALIA PTY LTD | SK3185.330 | Active | 1
2502748 | INSULATION SLEEVING,ELEC,SPEC | Insulating Boot, MV Right Angle, 33kV Cable/Bushing Sleeve, Heatshrink, 60/30mm Cable End, 130/60mm Bushing End | NEXANS | NEXANS GROUP | IXL530 | Active | 1
2449403 | CIRCUIT BREAKER | LV 1200/1600A, 3Ph, suit Mounting on Schneider LV Frame in 22kV, 1000kVA Padmount c/w Busbar Subassembly (scm) | SCHNEIDR | SCHNEIDER PTY LTD (MANUFACTURER) | EZERG13 | Active | 5
17321 | ROD,EARTH | 1800 x 13mm Dia, Cu Bonded Steel, Extendable, may be either Hand or Machine Driven, Bundle of 10 | PLP | PREFORMED LINE PRODUCTS (AUST) | CBE-127-1800 | Active | 2
17321 | ROD,EARTH | 1800 x 13mm Dia, Cu Bonded Steel, Extendable, may be either Hand or Machine Driven, Bundle of 10 | ACCULEC | ACCULEC PTY LTD (303899) | CER1318S | Active | 1
24213 | HOIST,CHAIN | Vital Lever Hoist, 1.5m Height of Lift, 800kg WLL, AS1418.2 | STEHOUSE | STENHOUSE LIFTING & SAFETY SOLUTIONS | VR2-08 | Active | 2
24213 | HOIST,CHAIN | Vital Lever Hoist, 1.5m Height of Lift, 800kg WLL, AS1418.2 | STEHOUSE | STENHOUSE LIFTING & SAFETY SOLUTIONS | 44202 | Active | 1
R2451797 |  | SW/GEAR;RING MAIN UN,12KV RATED,11KV NOM SWITCHGEAR RMU, 12kV, 4 x Feeder Switch c/w Remote Control Kit to control 3 x Ca ble Switch Disconnectors, Motor Actuator | ABBAUST | ABB AUSTRALIA PTY LTD | 5811950 | Active | 1
R2451748 |  | SW/GEAR;RING MAIN UN,12KV RATED,11KV NOM SWITCHGEAR RMU, 12kV, SafeLink 2 CCCC c/ w Operating Handle, Outdoor Enclosure & Plinth, JTS 06-08-01 (scm) | ABBAUST | ABB AUSTRALIA PTY LTD | 5811945 | Active | 1
R2451730 |  | SW/GEAR;RING MAIN UN,12KV RATED,11KV NOM SWITCHGEAR RMU, 12kV, SafeLink 2 CCC c/w Operating Handle, Mounting Plinth & Out door Encl, JTS 06-08-01 | ABBAUST | ABB AUSTRALIA PTY LTD | 5811944 | Active | 1
R2451706 |  | SW/GEAR;RING MAIN UN,12KV RATED,11KV NOM SWITCHGEAR RMU, 12kV, SafeLink 2 CFC c/w Operating Handle, Mounting Plinth & Out door Encl, for 11kV Oil Type Transformer | ABBAUST | ABB AUSTRALIA PTY LTD | 5811942 | Active | 1
R2451763 |  | SW/GEAR;RING MAIN UN,12KV RATED,11KV NOM SWITCHGEAR RMU, 12kV, 2 x Feeder Switch, 2 x Switch Fuses, for 11kV Oil-type Tra nsformer connection to 1000kVA c/w Remot | ABBAUST | ABB AUSTRALIA PTY LTD | 5811947 | Active | 1
R2451771 |  | SW/GEAR;RING MAIN UN,12KV RATED,11KV NOM SWITCHGEAR RMU, 12kV, 3 x Feeder Switch, 1 x Switch Fuse, for 11kV Oil-type Tran sformer connection to 1000kVA c/w Remote | ABBAUST | ABB AUSTRALIA PTY LTD | 5811948 | Active | 1
R2451698 |  | SW/GEAR;RING MAIN UN,12KV RATED,11KV NOM SWITCHGEAR RMU, 12kV, 2 x Feeder Switch, 1 x Switch Fuse, for 11kV Oil-type Tran sformer connection to 1000kVA, JTS 06-08 | ABBAUST | ABB AUSTRALIA PTY LTD | 5811941 | Active | 1
R2451755 |  | SW/GEAR;RING MAIN UN,12KV RATED,11KV NOM SWITCHGEAR RMU, 12kV, 2 x Feeder Switch, 1 x Switch Fuse, for 11kV Oil-type Tran sformer connection to 1000kVA c/w Remote | ABBAUST | ABB AUSTRALIA PTY LTD | 5811946 | Active | 1
R2434348 |  | RECLOSER;400A,19.1KV,6KA,SWER RECLOSER,AUTO 19.1kV, SWER, 400A, 6kA Ca p c/w Ctrl Cub suit ext 240V Supply in S ubs, 7m Ctrl Cable, 20mm Dia Stem Termin | CLIPSAL | CLIPSAL (BY SCHNEIDER ELECTRIC) | W27-ACR-SO | Active | 1
R2434330 |  | RECLOSER;400A,12.7KV,6KA,SWER,W/ CTRL CU RECLOSER,AUTO 12.7kV, SWER, 400A, 6kA Ca p c/w Ctrl Cub suit ext 240V Supply in S ubs, 7m Ctrl Cable, 20mm Dia Stem Termin | CLIPSAL | CLIPSAL (BY SCHNEIDER ELECTRIC) | W27-ACR-SO | Active | 1
R2434249 |  | SECTLISER;LOAD BREAK,ELTRNC,11KV,400A SECTIONALISER Load Break, 11kV, 400A, Ho rizontal Mount, Enclosed, SF6 Insulated, Remote Controllable c/w Ctrl Cub, Insul | CLIPSAL | CLIPSAL (BY SCHNEIDER ELECTRIC) | RL27-LBS-S | Active | 1
R2434264 |  | SECTLISER;LOAD BREAK,ELTRNC,33KV,400A SECTIONALISER Load Break, 33kV, 400A, Ho rizontal Mount, Enclosed, SF6 Insulated, Remote Controllable c/w Ctrl Cub, Insul | CLIPSAL | CLIPSAL (BY SCHNEIDER ELECTRIC) | RL2-LBS-SF | Active | 1
R2435634 |  | TX:DIST;315KVA,22KV,433 TO 250V,3PH,RECT TRANSFORMER,DISTRIBUTION Padmount, 22kV/ 433-250V, 315kVA, 3 Ph, ONAN, LV Switchg ear & Schneider RM6 HV RMU, 2 x Switch D | CLIPSAL | CLIPSAL (BY SCHNEIDER ELECTRIC) | X0315V22EA | Active | 1
R2435717 |  | TX:DIST;1000KVA,22KV,433 TO 250V,3PH TRANSFORMER,DISTRIBUTION Padmount, 22kV/ 433-250V, 1000kVA, 3 Ph, ONAN (Rect) LV Switchgear (incl LV CB) & Schneider RM6 | CLIPSAL | CLIPSAL (BY SCHNEIDER ELECTRIC) | X1000V22EA | Active | 1
R2435709 |  | TX:DIST;1000KVA,22KV,433 TO 250V,3PH TRANSFORMER,DISTRIBUTION Padmount, 22kV/ 433-250V, 1000kVA, 3 Ph, ONAN (Rect) LV Switchgear (incl LV CB) & Schneider RM6 | CLIPSAL | CLIPSAL (BY SCHNEIDER ELECTRIC) | X1000V22EA | Active | 1
R2435683 |  | TX:DIST;500KVA,22KV,433 TO 250V,3PH,RECT TRANSFORMER,DISTRIBUTION Padmount, 22kV/ 433-250V, 500kVA, 3 Ph, ONAN (Rect) LV S witchgear & Schneider RM6 HV RMU, 2 x Sw | CLIPSAL | CLIPSAL (BY SCHNEIDER ELECTRIC) | X0500V22EA | Active | 1
R2435659 |  | TX:DIST;315KVA,22KV,433 TO 250V,3PH,RECT TRANSFORMER,DISTRIBUTION Padmount, 22kV/ 433-250V, 315kVA, 3 Ph, ONAN (Rect) LV S witchgear & Schneider RM6 HV RMU, 2 x Sw | CLIPSAL | CLIPSAL (BY SCHNEIDER ELECTRIC) | X0315V22EA | Active | 1
R2435626 |  | TX:DIST;200KVA,22KV,433 TO 250V,3PH,RECT TRANSFORMER,DISTRIBUTION Padmount, 22kV/ 433-250V, 200kVA, 3 Ph, ONAN (Rect) LV S witchgear & Schneider RM6 HV SFU, 1 x Sw | CLIPSAL | CLIPSAL (BY SCHNEIDER ELECTRIC) | X0200V22EA | Active | 1
R2435618 |  | TX:DIST;1000KVA,11KV,433 TO 250V,3PH,SQ TRANSFORMER,DISTRIBUTION Padmount, 11kV/ 433-250V, 1000kVA, 3 Ph (Sq) LV Switchge ar, LV Statistical Meter & FBX HV RMU, J | WILSON | WILSON TRANSFORMER CO. PTY LTD | 880-0644-1 | Active | 1
R2424042 |  | TX:V;50VA,11KV,240V,1PH,TX-RATING-1:0.05 TRANSFORMER,VOLTAGE 11kV/240V, 50VA, 1 P h, External Aux Power Supply c/w Pole Mo unting Bracket, suits Schneider ONLY, ET | CLIPSAL | CLIPSAL (BY SCHNEIDER ELECTRIC) | 990003200 | Active | 1
R2424059 |  | TX:V;50VA,22KV,240V,1PH,375X475MM,SUITS TRANSFORMER,VOLTAGE 22kV/240V, 50VA, 1 P h, External Aux Power Supply c/w Pole Mo unting Bracket, suits Schneider ONLY, ET | CLIPSAL | CLIPSAL (BY SCHNEIDER ELECTRIC) | 990000077 | Active | 1
R2424000 |  | TX:V;50VA,33KV,240V,1PH,CLASSIF:13,EXT TRANSFORMER,VOLTAGE 33kV/240V, 50VA, 1 P h, External Aux Power Supply c/w Pole Mo unting Bracket, suits Schneider ONLY, ET | CLIPSAL | CLIPSAL (BY SCHNEIDER ELECTRIC) | 990000705 | Active | 1
R2424034 |  | RECLOSER;400A,630A RATED,33KV,12.5KA,3PH RECLOSER,AUTO 33kV, 3 Ph, 400A, 12.5kA C ap, Vacuum Interrupting, SF6 insulated, O/door Pole Mount c/w Ctrl Cub, Insulate | CLIPSAL | CLIPSAL (BY SCHNEIDER ELECTRIC) | N38-ACR-SF | Active | 1
R2424026 |  | RECLOSER;400A,630A RATED,22KV,12.5KA,3PH RECLOSER,AUTO 22kV, 3 Ph, 400A, 12.5kA C ap, Vacuum Interrupting, SF6 insulated, O/door Pole Mount c/w Ctrl Cub, Insulate | CLIPSAL | CLIPSAL (BY SCHNEIDER ELECTRIC) | N27-ACR-SF | Active | 1
2439750 | CROSSARM,COMPOSITE | Fibre, Predrilled, 3300mm Lg Nom, 125 x 125mm, 11kV Strain/Termination, Dwg 1030985-01 | WAGNERS | WAGNERS CFT MANUFACTURING | EC006-00086 | Active | 5
3007 | TRANSFORMER,POWER | 66/11kV, 20MVA, Dyn1, 15%, A/C, 21T -20/+5%, 110V, Conservator, CT-66-3-8, CT-11-1-L4, CT-N-1-16N, ETS 2006/0132/T(31B-1) | WILSON | WILSON TRANSFORMER CO. PTY LTD | P1118 | Active | 1
2504272 | CHAIN | Snigging Chain, 8mm x 5m, G70 Grade, Grab Hook c/w bag | AMPLITUD | AMPLITUDE PTY LTD (396777) | EQLSNIGC | Active | 1
2458990 | ARRESTER,ELECTRICAL SURGE | Ethernet Surge Diverter, 1000Mbps, Shielded RJ45 Connectors, suit GUSS | CITEL | CITEL (MANUFACTURER) | MJ8-CAT5E | Active | 5
2470904 | ARRESTER,ELECTRICAL SURGE | LDC3, Ur=72.5kV, Uc=58kV, 10kA, Gapless Metal Oxide c/w Insulated Base for 66kV Non-effectively Earthed Systems, JTS 09-03-01 | SIEMENS | SIEMENS LTD | 3EL1 072-1PM32-4XA1 | Active | 1
2496412 | ARRESTER,ELECTRICAL SURGE | Surge Protector, DIN Rail, c/w Common Mode Filter, Cape River East StatCom | AMSC | AMSC AUSTRALIA PTY LTD | 2000284 | Active | 1
2496412 | ARRESTER,ELECTRICAL SURGE | Surge Protector, DIN Rail, c/w Common Mode Filter, Cape River East StatCom | AMSC | AMSC AUSTRALIA PTY LTD | 2000284 | Active | 5
2501773 | TELEMETRY SYSTEM | SEL3530-4, RTAC, RTU, Small Form Factor, 24-48VDC, WebHMI, RJ45 & 100BaseFX Enet | SEL | SCHWEITZER ENGINEERING LAB PTY LTD | 3530-5AL7 | Active | 1
2501799 | CLAMP,LIVE LINE | Blacket Clamp Peg, Nylon, Extendable 255 to 300mm OAL, 130mm Max Opening, Soft Tip Grip | TEN | THE ENERGY NETWORK (AUST) PTY LTD | BP-1022 | Active | 1
2501849 | RECEIVER,RIPPLE CONTROL | R1100, 217Hz, NQ-T, Program 213 - 214, Decabit, T33/T33/T33 c/w 3 x Switch Fitted R1/R2/R3 | LANDIS | LANDIS GYR (AUST) PTY LTD | R1100200NNXXXNNEQ 213 - 214 | Active | 5
2501922 | SOCKET,SOCKET WRENCH | Impact, Female, 32 x 200mm Lg, 1/2" Drive, 6 Point Extra Long Deep Impact Socket | DAYTONA | DAYTONA TOOLS | DLS3212 | Active | 5
2501922 | SOCKET,SOCKET WRENCH | Impact, Female, 32 x 200mm Lg, 1/2" Drive, 6 Point Extra Long Deep Impact Socket | SYDTOOL | SYDNEY TOOLS PTY LTD | 219809 | Active | 1
2501930 | TERMINAL,LUG | Bellmouth, Cu, 70mm2, M10 Bolt Hole, Hex Die A/F 11.5mm, suit Flex Cable 7/3/50/0.25 | CABAC | CABAC (MANUFACTURER) | CAL70-10BM | Active | 5
2501930 | TERMINAL,LUG | Bellmouth, Cu, 70mm2, M10 Bolt Hole, Hex Die A/F 11.5mm, suit Flex Cable 7/3/50/0.25 | ACCULEC | ACCULEC PTY LTD (303899) | CAL70-10BM | Active | 1
861018 | TRANSFORMER,DISTRIBUTION | Groundmount, 11kV, 750kVA, 3 Ph, HV Air Cable Box | ABBAUST | ABB AUSTRALIA PTY LTD | 253780 | Phasing | 5
2451094 | BATTERY,NONRECHARGEABLE | AA, Heavy Duty, Lithium | MMELEC | MM ELECTRICAL MERCHANDISING | EVRL91BP2T | Active | 2
2451094 | BATTERY,NONRECHARGEABLE | AA, Heavy Duty, Lithium | ATOMSUPP | ATOM SUPPLY GROUP P/L | 3433006 | Active | 1
2451094 | BATTERY,NONRECHARGEABLE | AA, Heavy Duty, Lithium | ATOMSUPP | ATOM SUPPLY GROUP P/L | 95550161 | Active | 2
2468320 | CIRCUIT BREAKER | LV 1600A, 3 Ph, to suit Mounting on Jean Mulle LV Switchboards, 11kV 1000kVA, Wilson Padmount c/w Busbar Subassembly (scm) | WEBER | WEBER SOUTH PACIFIC PTY LTD | V-RF-1600-ERG02 | Active | 1
2468528 | CIRCUIT BREAKER | 145kV, 2000A, 40kA/3sec, 125V DC Control, 240V AC Motor, L4 Pollution, Composite Bushings, 1 Pole, 00000977 Part 3 Item 10, GE GL312P F3 | GE | GENERAL ELECTRIC COMPANY | GL312P F3 | Active | 1
2468643 | CIRCUIT BREAKER | 145kV Dead Tank, 2000A, 40kA, Outdoor Unit c/w 125V DC Aux Supply & 240V AC Spring Motor Charge, 1A CTs 4 x Prot & 2 x Mtrg, 1 Pole, 00000977 Part 3 | GE | GENERAL ELECTRIC COMPANY | GL312P F3 | Active | 1
2468718 | CIRCUIT BREAKER | 72.5kV, 2000A, 40kA/3sec, 110V DC Control, 110V DC Motor, L4 Pollution, 1 Pole, JBP 10142K Item 11, GE GL309 F3 | GE | GENERAL ELECTRIC COMPANY | GL309 F3 | Active | 5
2479905 | CIRCUIT BREAKER | LV 1600A, 3 Ph, to suit Mounting on Schneider LV Switchboards, 22kV 1000kVA, 22kV 1000kVA, Schneider Padmount c/w Busbar Subassembly (scm) | WEBER | WEBER SOUTH PACIFIC PTY LTD | V-RF-1600-ERG10 | Active | 1
2480572 | CIRCUIT BREAKER | 1600A, 42kA/1 Sec, MCCB Std Retrofit Kit, Sentron 3VA2, ETU350 | WEBER | WEBER SOUTH PACIFIC PTY LTD | V-RF1600-EQ03 | Active | 5
2484871 | CIRCUIT BREAKER | 1600A, 42kA/1Sec, ACB Std, Sentron 3WL, ETU45B | SIEMENS | SIEMENS LTD | 3WL1116-3FB62-1AA2-Z | Active | 1
2484871 | CIRCUIT BREAKER | 1600A, 42kA/1Sec, ACB Std, Sentron 3WL, ETU45B | WEBER | WEBER SOUTH PACIFIC PTY LTD | SIE-1600ETU45B | Active | 2
2503480 | GLOVES,CHEMICAL PROTECTIVE | AlphaTec 53-002, Size 11, 350mm Lg, Neoprene & Laminate Material, Nylon Lined, Chemical & Liquid Resistant, Black | ANSELL | ANSELL LTD | 53002110 | Active | 5
2503480 | GLOVES,CHEMICAL PROTECTIVE | AlphaTec 53-002, Size 11, 350mm Lg, Neoprene & Laminate Material, Nylon Lined, Chemical & Liquid Resistant, Black | BLKWOODJ | J BLACKWOOD & SONS LIMITED | 4073476 | Active | 1
R2402928 |  | TX:DIST;315KVA,33KV,22KV,3PH,PAD,HV BUSH TRANSFORMER,DISTRIBUTION Padmount, 33/22 kV, 315kVA, 3 Ph, HV Bush, 180 LV Bush | ABBAUST | ABB AUSTRALIA PTY LTD | 102870 | Active | 1
R2402865 |  | TX:DIST;1000KVA,33KV,433V,3PH,50HZ,GND TRANSFORMER,DISTRIBUTION Groundmount, 33 kV/433V, 1000kVA, 3 Ph, 50Hz, O/A 2004 x 1849mm, KNAN, Dyn11, HV Busing DIN Inte | TYREE | TYREE TRANSFORMERS PTY LTD | 0750-1591 | Active | 1
R2402829 |  | TX:DIST;25KVA,33KV,3PH,POLE TRANSFORMER,DISTRIBUTION Pole Mount, 33k V, 25kVA, 3 Ph | ABBAUST | ABB AUSTRALIA PTY LTD | 165228MODX | Active | 1
R2427243 |  | TX:DIST;500KVA,11KV,433 TO 250V,3PH,7 TRANSFORMER,DISTRIBUTION Groundmount, 11 kV/433-250V, 500kVA, 3Ph, 180 LV Bsh, HV & LV Air Cable Box, ONAN, Dyn11, 7 Tap | TYREE | TYREE TRANSFORMERS PTY LTD | 500M4INQ-B | Active | 1
R2427268 |  | TX:DIST;1000KVA,11KV,433 TO 250V,3PH,GND TRANSFORMER,DISTRIBUTION Groundmount, 11 kV/433-250V, 1000kVA, 3Ph, ONAN, HV & LV Air Cable Box, JTS 02-03-01 (scm) | TYREE | TYREE TRANSFORMERS PTY LTD | 1000M4INQ- | Active | 1
R2427250 |  | TX:DIST;750KVA,11KV,433 TO 250V,3PH,GND TRANSFORMER,DISTRIBUTION Groundmount, 11 kV/433-250V, 750kVA, 3Ph, HV & LV Air Ca ble Box, JTS 02-03-01 (scm) | TYREE | TYREE TRANSFORMERS PTY LTD | 750M4INQ-B | Active | 1
R2427896 |  | BX:ELEC;LOW V,BOLTS & NUTS,500KVA CABLE BOX ASSEMBLY LV, Air Cable Box, su it 22kV, 500kVA Groundmount Transformer c/w Busbar, Flexible Connections, Bolts | WILSON | WILSON TRANSFORMER CO. PTY LTD | 874-0645-1 | Active | 1
R2427904 |  | BX:ELEC;LOW V,BOLTS & NUTS,FLEX CABLE BOX ASSEMBLY LV, Air Cable Box, su it 22kV, 1000kVA Groundmount Transformer c/w Busbar, Flexible Connections, Bolts | WILSON | WILSON TRANSFORMER CO. PTY LTD | 875-0646-1 | Active | 1
R2404635 |  | TX:DIST;500KVA,6.6KV,3PH,POLE TRANSFORMER,DISTRIBUTION Pole Mount, 6.6 kV, 500kVA, 3 Ph | ABBAUST | ABB AUSTRALIA PTY LTD | 169097 | Active | 1
R2404521 |  | SW/GEAR;RING MAIN UN,24KV RATED,22KV NOM SWITCHGEAR RMU, 24kV, 2 x Feeder Switche s, 2 x Switch Fuse, GAC 2K2TS, JTS 06-08 -01 (scm) | ORMAUST | ORMAZABAL AUSTRALIA P/L | 500018315 | Active | 1
R2404520 |  | SW/GEAR;RING MAIN UN,24KV RATED,22KV NOM SWITCHGEAR RMU, 24kV, 2 x Feeder Switche s, 1 x Switch Fuse, GAC 2K1TS, JTS 06-08 -01 (scm) | ORMAUST | ORMAZABAL AUSTRALIA P/L | 500016115 | Active | 1
R2404519 |  | SW/GEAR;RING MAIN UN,24KV RATED,22KV NOM SWITCHGEAR RMU, 24kV, 3 x Feeder Switche s, 1 x Switch Fuse, GAC 3K1TS, JTS 06-08 -01 (scm) | ORMAUST | ORMAZABAL AUSTRALIA P/L | 500017837 | Active | 1
R854259 |  | RECLOSER;OIL CCT,5A,11/12.7/19.1KV,SWER RECLOSER,AUTO Oil Circuit, 11/12.7/19.1k V, SWER, 5A, ETS 06-07-01 (scm) | COOPER | COOPER ELECTRICAL AUSTRALIA PTY LTD | KE10C13 | Active | 1
R2401988 |  | TX:DIST;11KV,6.6KV,3PH,POLE,NQ TS M195 TRANSFORMER,DISTRIBUTION Pole Mount, 11/ 6.6kV, 100kV, 3 Ph, Bushing Entry, NQ TS M195 | ABBAUST | ABB AUSTRALIA PTY LTD | 169089 | Active | 1
R2401985 |  | TX:DIST;25KVA,6.6KV,3PH,POLE,BUSHING TRANSFORMER,DISTRIBUTION Pole Mount, 6.6 kV, 25kVA, 3 Ph, Bushing Entry, NQ TS M1 95 | ABBAUST | ABB AUSTRALIA PTY LTD | 741606 | Active | 1
R104710 |  | TX:DIST;100KVA,11KV,22KV,3PH,POLE,JTS TRANSFORMER,DISTRIBUTION Pole Mount, 11/ 22kV, 100kVA, 3 Ph, S/Steel Gde 316 Tank , External Off Line Tap Charger for Swit | ABBAUST | ABB AUSTRALIA PTY LTD | 105972 | Active | 1
R104711 |  | TX:DIST;25KVA,11KV,22KV,1PH,POLE TRANSFORMER,DISTRIBUTION Pole Mount, 11/ 22kV, 25kVA, 1 Ph, S/Steel Gde 316 Tank, External Off Line Tap Changer for Switc | ABBAUST | ABB AUSTRALIA PTY LTD | 105980 | Active | 1
R104695 |  | RECLOSER;HYD,50A,11/12.7/19.1KV,25A COIL RECLOSER,AUTO Hydraulic, 11/12.7/19.1kV, SWER, 25A Coil, 50A Trip 1A3C Sequence, ETS 06-07-01 (scm) | COOPER | COOPER ELECTRICAL AUSTRALIA PTY LTD | KE25C13 | Active | 1
R104698 |  | RECLOSER;HYD,30A,11/12.7/19.1KV,15A COIL RECLOSER,AUTO Hydraulic, 11/12.7/19.1kV, SWER, 15A Coil, 30A Trip 2A2B Sequence, ETS 06-07-01 (scm) | COOPER | COOPER ELECTRICAL AUSTRALIA PTY LTD | KE15B22 | Active | 1
2502045 | CIRCUIT BREAKER | MCB, 240V AC, 6A, 1P, 10kA, C-Curve, Rail Mount, General Purpose, Pack of 1 | NHPELEC | NHP ELECTRICAL ENGINEERING | DTM10106C | Active | 1
2502094 | CIRCUIT BREAKER | MCB, 240V AC, 50A, 1P, 10kA, C-Curve, Rail Mount, General Purpose, Pack of 1 | NHPELEC | NHP ELECTRICAL ENGINEERING | DTM10150C | Active | 1
2502110 | CIRCUIT BREAKER | MCB, 415V AC, 10A, 3P, 10kA, C-Curve, Rail Mount, General Purpose, Pack of 1 | NHPELEC | NHP ELECTRICAL ENGINEERING | DTM10310C | Active | 1
2502136 | CIRCUIT BREAKER | MCB, 415V AC, 63A, 3P, 10kA, C-Curve, Rail Mount, General Purpose, Pack of 1 | NHPELEC | NHP ELECTRICAL ENGINEERING | DTM10363C | Active | 1
2502144 | CIRCUIT BREAKER | MCB, 240V AC, 25A, 1P, 10kA, D-Curve, Rail Mount, Special Purpose, Pack of 1 | NHPELEC | NHP ELECTRICAL ENGINEERING | DTM10125D | Active | 1
2502151 | CIRCUIT BREAKER | MCB, 240V AC, 32A, 1P, 10kA, D-Curve, Rail Mount, Special Purpose, Pack of 1 | NHPELEC | NHP ELECTRICAL ENGINEERING | DTM10132D | Active | 1
2502201 | CIRCUIT BREAKER | RCBO, 240V AC, 25A, 1P+N, 10kA, C-Curve, 30mA, Type A, Rail Mount, General Purpose, Pack of 1 | NHPELEC | NHP ELECTRICAL ENGINEERING | DTRL2530A | Active | 1
2502219 | CIRCUIT BREAKER | RCBO, 240V AC, 32A, 1P+N, 10kA, C-Curve, 30mA, Type A, Rail Mount, General Purpose, Pack of 1 | NHPELEC | NHP ELECTRICAL ENGINEERING | DTRL3230A | Active | 1
2502284 | CIRCUIT BREAKER | RCBO, 415V AC, 25A, 3P+N, 10kA, C-Curve, 30mA, Type A, Rail Mount, General Purpose, Pack of 1 | NHPELEC | NHP ELECTRICAL ENGINEERING | DTRT2530A | Active | 1
30155 | PLATE,JOINING,CABLE RACK | Splice, Non-Hinged Plate, NEMA 12B Steel, Galv Steel | EZYSTRUT | EZYSTRUT CABLE & PIPE SUPPORTS | N1SH | Active | 1
30156 | PLATE,JOINING,CABLE RACK | Splice, Hinged Horizontal, NEMA 12B Steel, Galv Steel | EZYSTRUT | EZYSTRUT CABLE & PIPE SUPPORTS | N1HSH | Active | 1
30157 | PLATE,JOINING,CABLE RACK | Splice, Hinged Vertical, NEMA 12B Steel, Galv Steel | EZYSTRUT | EZYSTRUT CABLE & PIPE SUPPORTS | N1VSH | Active | 1
30174 | PLATE,JOINING,CABLE RACK | ST3 Bendside, 3m Lg, 50mm H, Galvabond, to create bends of varying degrees | EZYSTRUT | EZYSTRUT CABLE & PIPE SUPPORTS | ET3RPG | Active | 1
30175 | PLATE,JOINING,CABLE RACK | ST3 Bendside, 3m Lg, 50mm H, Galv Steel, to create bends of varying degrees | EZYSTRUT | EZYSTRUT CABLE & PIPE SUPPORTS | ET3RPH | Active | 1
30176 | PLATE,JOINING,CABLE RACK | ST5 Bendside, 3m Lg, 75mm H, Galvabond, to create bends of varying degrees | EZYSTRUT | EZYSTRUT CABLE & PIPE SUPPORTS | ET5RPG | Active | 1
30182 | PLATE,JOINING,CABLE RACK | ST3 Link Plate, 50mm H, Galvabond, to join & vary the angle of a cable tray | EZYSTRUT | EZYSTRUT CABLE & PIPE SUPPORTS | ET3RLG | Active | 1
30183 | PLATE,JOINING,CABLE RACK | ST3 Link Plate, 50mm H, Galv Steel, to join & vary the angle of a cable tray | EZYSTRUT | EZYSTRUT CABLE & PIPE SUPPORTS | ET3RLH | Active | 1
30185 | PLATE,JOINING,CABLE RACK | ST5 Link Plate, 75mm H, Galv Steel, to join & vary the angle of a cable tray | EZYSTRUT | EZYSTRUT CABLE & PIPE SUPPORTS | ET5RPH | Active | 1
2502011 | SAFETY DEVICE,PERSONNEL SECURING | 3M DBI-SALA Lad-Saf, Cable Vertical Safety System Bracketry, Climbing System for Monopoles, 4 User, S/Steel | 3MAUST | 3M AUSTRALIA PTY LTD | 6116638 | Active | 5
2502011 | SAFETY DEVICE,PERSONNEL SECURING | 3M DBI-SALA Lad-Saf, Cable Vertical Safety System Bracketry, Climbing System for Monopoles, 4 User, S/Steel | HGHTDYNM | HEIGHT DYNAMICS | 6116638 | Active | 1
2502193 | CIRCUIT BREAKER | RCBO, 240V AC, 6A, 1P+N, 10kA, C-Curve, 30mA, Type A, Rail Mount, General Purpose, Pack of 1 | NHPELEC | NHP ELECTRICAL ENGINEERING | DTRL0630A | Active | 1
2502227 | CIRCUIT BREAKER | RCBO, 240V AC, 40A, 1P+N, 10kA, C-Curve, 30mA, Type A, Rail Mount, General Purpose, Pack of 1 | NHPELEC | NHP ELECTRICAL ENGINEERING | DTRL4030A | Active | 1
2502250 | CIRCUIT BREAKER | RCBO, 415V AC, 10A, 3P+N, 10kA, C-Curve, 30mA, Type A, Rail Mount, General Purpose, Pack of 1 | NHPELEC | NHP ELECTRICAL ENGINEERING | DTRT1030A | Active | 1
2502268 | CIRCUIT BREAKER | RCBO, 415V AC, 16A, 3P+N, 10kA, C-Curve, 30mA, Type A, Rail Mount, General Purpose, Pack of 1 | NHPELEC | NHP ELECTRICAL ENGINEERING | DTRT1630A | Active | 1
2502292 | CIRCUIT BREAKER | RCBO, 415V AC, 32A, 3P+N, 10kA, C-Curve, 30mA, Type A, Rail Mount, General Purpose, Pack of 1 | NHPELEC | NHP ELECTRICAL ENGINEERING | DTRT3230A | Active | 1
2502318 | CIRCUIT BREAKER | RCBO, 415V AC, 50A, 3P+N, 10kA, C-Curve, 30mA, Type A, Rail Mount, General Purpose, Pack of 1 | NHPELEC | NHP ELECTRICAL ENGINEERING | DTRT5030A | Active | 1
2400049 | BOLT,EYE | M16 x 450mm, Galv c/w Galv Hex Nut, Dwg 01-02-01, Pack of 10 | GREGSF | GREG SEWELL FORGINGS PTY LTD | 2400049 | Active | 1
2488690 | CIRCUIT BREAKER | 72.5kV, 3150A, 40kA/3sec, Outdoor SF6 Dead Tank, 3 Pole Operated CB Unit c/w 4 Bushing Protn CTs & 2 Bushing Mtrg CTs 32VDC Aux & 230VAC Motor Supply, L4 | GE | GENERAL ELECTRIC COMPANY | DT1-72.5 F1 | Active | 5
2488716 | CIRCUIT BREAKER | 72.5kV, 3150A, 40kA/3sec, Outdoor SF6 Dead Tank, 3 Pole Operated CB Unit c/w 4 Bushing Protn CTs & 2 Bushing Mtrg CTs 110VDC Aux & 230VAC Motor Supply, L4 | GE | GENERAL ELECTRIC COMPANY | DT1-72.5 F1 | Active | 5
2488849 | CIRCUIT BREAKER | 145kV, 3150A, 40kA/1sec, Outdoor SF6 Live Tank, 3 Pole Operated CB Unit c/w 125VDC Aux & 230VAC Motor Supply, L4 Pollution, 10546 item 84, GE GL312 F1 | GE | GENERAL ELECTRIC COMPANY | GL312 F1 | Active | 5
2488856 | CIRCUIT BREAKER | 145kV, 3150A, 40kA/1sec, Outdoor SF6 Live Tank, 3 Pole Operated CB Unit c/w 110VDC Aux & 110VDC Motor Supply, L4 Pollution, 10546 item 85, GE GL312 F1 | GE | GENERAL ELECTRIC COMPANY | GL312 F1 | Active | 5
2488914 | CIRCUIT BREAKER | 145kV, 3150A, 40kA/1sec, Outdoor SF6 Live Tank, 1 Pole Operated CB Unit c/w 110VDC Aux & 110VDC Motor Supply | GE | GENERAL ELECTRIC COMPANY | GL312 F3 | Active | 5
2488930 | CIRCUIT BREAKER | 145kV, 3150A, 40kA/1sec, Outdoor SF6 Dead Tank, 3 Pole Operated CB Unit c/w 4 Bushing Protn CTs & 2 Bushing Mtrg CTs 32VDC Aux & 230VAC Motor Supply | GE | GENERAL ELECTRIC COMPANY | DT1-145 F1 | Active | 5
2488948 | CIRCUIT BREAKER | 145kV, 3150A, 40kA/1sec, Outdoor SF6 Dead Tank, 3 Pole Operated CB Unit c/w 4 Bushing Protn CTs & 2 Bushing Mtrg CTs 48VDC Aux & 230VAC Motor Supply | GE | GENERAL ELECTRIC COMPANY | DT1-145 F1 | Active | 5
2488955 | CIRCUIT BREAKER | 145kV, 3150A, 40kA/1sec, Outdoor SF6 Dead Tank, 3 Pole Operated CB Unit c/w 4 Bushing Protn CTs & 2 Bushing Mtrg CTs 110VDC Aux & 230VAC Motor Supply | GE | GENERAL ELECTRIC COMPANY | DT1-145 F1 | Active | 5
2488963 | CIRCUIT BREAKER | 145kV, 3150A, 40kA/1sec, Outdoor SF6 Dead Tank, 3 Pole Operated CB Unit c/w 4 Bushing Protn CTs & 2 Bushing Mtrg CTs 125VDC Aux & 230VAC Motor Supply | GE | GENERAL ELECTRIC COMPANY | DT1-145 F1 | Active | 5
2488971 | CIRCUIT BREAKER | 145kV, 3150A, 40kA/1sec, Outdoor SF6 Dead Tank, 3 Pole Operated CB Unit c/w 4 Bushing Protn CTs & 2 Bushing Mtrg CTs 110VDC Aux & 110VDC Motor Supply | GE | GENERAL ELECTRIC COMPANY | DT1-145 F1 | Active | 5
2489003 | CIRCUIT BREAKER | 145kV, 3150A, 40kA/1sec, Outdoor SF6 Dead Tank, 1 Pole Operated CB Unit c/w 4 Bushing Protn CTs & 2 Bushing Mtrg CTs 48VDC Aux & 230VAC Motor Supply | GE | GENERAL ELECTRIC COMPANY | DT1-145 F3 | Active | 5
R104700 |  | RECLOSER;HYD,30A,11/12.7/19.1KV,15A COIL RECLOSER,AUTO Hydraulic, 11/12.7/19.1kV, SWER, 15A Coil, 30A Trip 1A3C Sequence, ETS 06-07-01 (scm) | COOPER | COOPER ELECTRICAL AUSTRALIA PTY LTD | KE15C13 | Active | 1
R104696 |  | RECLOSER;HYD,50A,11/12.7/19.1KV,25A COIL RECLOSER,AUTO Hydraulic, 11/12.7/19.1kV, SWER, 25A Coil, 50A Trip 1A3B Sequence, ETS 06-07-01 (scm) | COOPER | COOPER ELECTRICAL AUSTRALIA PTY LTD | KE25B13 | Active | 1
R104396 |  | SW/GEAR;RING MAIN UN,12KV,2S1CB,1000KVA SWITCHGEAR RMU, 12kV, 2 x Feeder Switch, 1 x CB, for 11kV Oil-type Transformer c onnection > 1000kVA c/w Mounting Plinth | ABBAUST | ABB AUSTRALIA PTY LTD | 5811989 | Active | 1
R104395 |  | SW/GEAR;RING MAIN UN,12KV,CVF,SAFEPLUS,1 SWITCHGEAR RMU, 12kV, 1 x Feeder Switch, 1 x Circuit Breaker, 1 x Switch Fuse c/ w Cubicle & Plinth, Safeplus CVF, ETS 06 | ABBAUST | ABB AUSTRALIA PTY LTD | 5810185 | Active | 1
R104383 |  | TX:DIST;50KVA,33KV,1PH,POLE,PALLETX2 TRANSFORMER,DISTRIBUTION Pole Mount, 33k V, 50kVA, 1 Ph (Pallet x 2) (scm) | WILSON | WILSON TRANSFORMER CO. PTY LTD | 873-0616-1 | Active | 1
R25117 |  | TX:DIST;315KVA,11KV,800/5A,7,SQ PAD,ONAN TRANSFORMER,DISTRIBUTION Padmount, 11kV, 315kVA, (Sq) HV Haz LV Bsh, Mineral Oil Insulated, ONAN, DYN 11, 3CR12 Cubicle, | WILSON | WILSON TRANSFORMER CO. PTY LTD | 880-A311-1 | Active | 1
R34126 |  | SW/GEAR;3-Way SW UN,SafeLink 2 CCC,11kV SWITCHGEAR 11kV, SafeLink 2 CCC, 3-Way S witching Unit, Mech D | ABBAUST | ABB AUSTRALIA PTY LTD | CCC INDOOR | Active | 1
R34125 |  | SW/GEAR;3-Way SGL SW Fuse,RMU SafeLink 2 SWITCHGEAR RMU, SafeLink 2 CFCC, 3-Way S ingle Switch Fuse, 11kV Oil Type & Dry T ype Transformer Connection up to 1500kVA | ABBAUST | ABB AUSTRALIA PTY LTD | CFCC INDOO | Active | 1
R34124 |  | SW/GEAR;DBL SW Fuse,RMU SafeLink 2 CFCF SWITCHGEAR RMU, SafeLink 2 CFCF, Double Switch Fuse, for 11kV Oil Type & Dry Typ e Transformer Connection up to 1500kVA, | ABBAUST | ABB AUSTRALIA PTY LTD | CFCF INDOO | Active | 1
R34127 |  | SW/GEAR;4-Way SW UN,SafeLink 2 CCCC,11kV SWITCHGEAR 11kV, SafeLink 2 CCCC, 4-Way Switching Unit, Mech D | ABBAUST | ABB AUSTRALIA PTY LTD | CCCC INDOO | Active | 1
R24977 |  | SW/GEAR;RING MAIN UN,12KV,630A,CCF,MTL SWITCHGEAR RMU, 12kV, 630A, 3Ph, 50Hz, 2 x Feeder Switch, 1 x Switch Fuse c/w Cu bicle & Plinth, ABB SafePlus CCF OD AFLR | ABBAUST | ABB AUSTRALIA PTY LTD | 5812027 | Active | 1
R24978 |  | SW/GEAR;RING MAIN UN,12KV,630A,CCFF,3PH SWITCHGEAR RMU, 12kV, 630A, 3Ph, 50Hz, 2 x Feeder Switch, 2 x Switch Fuse c/w Cu bicle & Plinth, ABB SafePlus CCFF OD AFL | ABBAUST | ABB AUSTRALIA PTY LTD | 5812028 | Active | 1
R25523 |  | TX:CUR;POST,24KV,1PH,800/1A,50HZ TRANSFORMER,CURRENT 24kV, 800/1A, 50Hz, Post Type 1Ph, Outdoor, 1 Core, 1x800/50 0/200/1A, 0.1PX200R1 on 200/1 | KONCAR | KONCAR - ELECTRICAL INDUSTRY INC | DWG M20452 | Active | 1
R23409 |  | TESTER;I/F,1000M ALTITUDE,50/60HZ TEST SET Interface, Field Test Equip, fo r NOJA RC10 Controller Testing c/w 10m U narmoured Control Cable | NOJA | NOJA POWER SWITCHGEAR PTY LTD | ITS-04 | Active | 1
30188 | PLATE,JOINING,CABLE RACK | ST5 Splice Plate, 75mm H, Galvabond, to join cable tray sections together | EZYSTRUT | EZYSTRUT CABLE & PIPE SUPPORTS | ET5SG | Active | 1
30189 | PLATE,JOINING,CABLE RACK | ST5 Splice Plate, 75mm H, Galv Steel, to join cable tray sections together | EZYSTRUT | EZYSTRUT CABLE & PIPE SUPPORTS | ET5SH | Active | 1
2504287 | END PLATE,TERMINAL BLOCK | End Cover, D-ST 2.5-Quattro, 29.1mm D, 2.2mm W, 72.2mm H, Grey, suit PT 2.5-MT-Quattro Terminal Block | PHOENIX | PHOENIX CONTACT PTY LTD | 3030514 | Active | 1
2504288 | RACEWAY,NONMETALLIC | Cable & Wiring Duct, Slotted, 2m Lg, 60 x 60mm, PVC, Grey c/w Lid | PHOENIX | PHOENIX CONTACT PTY LTD | 3240193 | Active | 1
2504289 | PLATE,JOINING,CABLE RACK | FCAS Plate, 6RU High, 19" Rack Mounting, 4 Hole | B&R | B&R ENCLOSURES PTY LTD | XB-619436/2 | Active | 1
2504290 | CONVERTER,DC TO DC | 20-60V Input, 110V Output 1.4A, 150W, 198 x 112 x 51mm | HELIOS | HELIOS POWER SOLUTIONS PTY LTD | DCW150-110FT-P9200 | Active | 1
20469 |  | SLEEVE:HEAT SHRINK;RESIN FILLED JOINT,W/ JOINT,ELECTRICAL POWER CABLE 11 KV;RESIN FILLED JOINT;3 PHASE;25-185 SQ MM CU PL Y MAIN TO 25-185 CU PLY BRANCH & PARALLE | SICAME | SICAME AUSTRALIA PTY LTD | WTH52462-6 | Active | 1
403291 | BASE,CONCRETE PRECAST | 800mm Dia, Dwg 990631-01 | BUNDCNCT | BUNDABERG CONCRETE CASTERS | 927 | Active | 1
2489029 | CIRCUIT BREAKER | 145kV, 3150A, 40kA/1sec, Outdoor SF6 Dead Tank, 1 Pole Operated CB Unit c/w 4 Bushing Protn CTs & 2 Bushing Mtrg CTs 125VDC Aux & 230VAC Motor Supply | GE | GENERAL ELECTRIC COMPANY | DT1-145 F3 | Active | 5
2489037 | CIRCUIT BREAKER | 145kV, 3150A, 40kA/1sec, Outdoor SF6 Dead Tank, 1 Pole Operated CB Unit c/w 4 Bushing Protn CTs & 2 Bushing Mtrg CTs 110VDC Aux & 110VDC Motor Supply | GE | GENERAL ELECTRIC COMPANY | DT1-145 F3 | Active | 5
2489045 | CIRCUIT BREAKER | 145kV, 3150A, 40kA/1sec, Outdoor SF6 Dead Tank, 1 Pole Operated CB Unit c/w 4 Bushing Protn CTs & 2 Bushing Mtrg CTs 125VDC Aux & 125VDC Motor Supply | GE | GENERAL ELECTRIC COMPANY | DT1-145 F3 | Active | 5
2489052 | CIRCUIT BREAKER | 245kV, 3150A, 40kA/1sec, Outdoor SF6 Live Tank, 1 Pole Operated CB Unit c/w 110VDC Aux & 110VDC Motor Supply | GE | GENERAL ELECTRIC COMPANY | GL314 F3 | Active | 5
2489961 | CIRCUIT BREAKER | MCB, Acti9, C60H-DC, 4A, 2 Pole, 500VDC, 6kA, C-Curve | HAYMANS | HAYMANS ELECTRICAL | A9N61524 | Active | 1
2489961 | CIRCUIT BREAKER | MCB, Acti9, C60H-DC, 4A, 2 Pole, 500VDC, 6kA, C-Curve | SCHNEIDR | SCHNEIDER PTY LTD (MANUFACTURER) | A9N61524 | Active | 5
2490001 | CIRCUIT BREAKER | MCB C60H-DC, 20A, 2 Pole, 500V DC, C-Curve | SCHNEIDR | SCHNEIDER PTY LTD (MANUFACTURER) | SCH-A9N61532 | Active | 1
2494292 | CIRCUIT BREAKER | MCB, Acti9, iC60N, 2A, 2 Pole, 415V AC, 125V DC, C-Curve | SCHNEIDR | SCHNEIDER PTY LTD (MANUFACTURER) | A9F44202 | Active | 1
2494334 | CIRCUIT BREAKER | MCB, Acti9, iC60N, 16A, 2 Pole, 415V AC, 125V DC, C-Curve | SCHNEIDR | SCHNEIDER PTY LTD (MANUFACTURER) | A9F44216 | Active | 1
2494342 | CIRCUIT BREAKER | MCB, Acti9, iC60N, 20A, 2 Pole, 415V AC, 125V DC, C-Curve | SCHNEIDR | SCHNEIDER PTY LTD (MANUFACTURER) | A9F44220 | Active | 1
2494359 | CIRCUIT BREAKER | MCB, Acti9, iC60N, 25A, 2 Pole, 415V AC, 125V DC, C-Curve | SCHNEIDR | SCHNEIDER PTY LTD (MANUFACTURER) | A9F44225 | Active | 1
2494367 | CIRCUIT BREAKER | MCB, Acti9, iC60N, 32A, 2 Pole, 415V AC, 125V DC, C-Curve | SCHNEIDR | SCHNEIDER PTY LTD (MANUFACTURER) | A9F44232 | Active | 1
2502938 | WASTE DISPOSAL,HAZMAT | Silica Vacuum, H-Class Combo Kit, 30L Tank, 36V, Cordless c/w 2 x 18V 8Ah Batteries, Dual Charger & Accsry in 140L Blue Wheelie Bin, Silica Waste Only | METABO | METABO TOOL COMPANY | AU60207520DOP-KIT/BLU | Active | 5
2502938 | WASTE DISPOSAL,HAZMAT | Silica Vacuum, H-Class Combo Kit, 30L Tank, 36V, Cordless c/w 2 x 18V 8Ah Batteries, Dual Charger & Accsry in 140L Blue Wheelie Bin, Silica Waste Only | ALLENS | ALLENS INDUSTRIAL PRODUCTS | AU60207520DOP-KIT/BLU | Active | 1
2501120 | MARKER STRIP | Type ZB6, Number 21 to 30, Horizontal, 10-Section, White, 6.15 x 10.5mm Text Field, Latch Mounting, suit Terminal Block UK6N & UDK4 6.2mm W | MMELEC | MM ELECTRICAL MERCHANDISING | PHO1051016:0021 | Active | 2
2501120 | MARKER STRIP | Type ZB6, Number 21 to 30, Horizontal, 10-Section, White, 6.15 x 10.5mm Text Field, Latch Mounting, suit Terminal Block UK6N & UDK4 6.2mm W | PHOENIX | PHOENIX CONTACT PTY LTD | 1051016:0021 | Active | 1
2501120 | MARKER STRIP | Type ZB6, Number 21 to 30, Horizontal, 10-Section, White, 6.15 x 10.5mm Text Field, Latch Mounting, suit Terminal Block UK6N & UDK4 6.2mm W | HAYMANS | HAYMANS ELECTRICAL | PHO1051016:0021 | Active | 2
2503274 | TERMINATION KIT,ELECTRICAL CABLE | In/Out LV Termination, Heatshrink, suit 300mm2 4 Core Cu XLPE/PVC, c/w 150/400 Mechanical Sheer Bolt Lug | RAYCHEM | RAYCHEM (AUSTRALIA) PTY LTD | EPKT-EQ538 | Active | 5
2503274 | TERMINATION KIT,ELECTRICAL CABLE | In/Out LV Termination, Heatshrink, suit 300mm2 4 Core Cu XLPE/PVC, c/w 150/400 Mechanical Sheer Bolt Lug | TECONN | TE CONNECTIVITY LTD | ET5293-000 | Active | 1
2468965 | WIRING HARNESS | Fuel Injector Electrical Harness, Scania Engine, DC13 Mechanical Parts | SCANIA | SCANIA AUSTRIALIA | 2395300 | Active | 5
2504207 | HEATER,SPACE,ELECTRIC | LP165 Enclosure Loop Heater, 100W I/O, 120 to 240V AC/DC, 8A, 167mm Lg, 121 x 42mm, Clip for 35mm DIN Rail, PTC Resistor | STEGO | STEGO GROUP (MANUFACTURER) | 16503.0-00 | Active | 5
2504207 | HEATER,SPACE,ELECTRIC | LP165 Enclosure Loop Heater, 100W I/O, 120 to 240V AC/DC, 8A, 167mm Lg, 121 x 42mm, Clip for 35mm DIN Rail, PTC Resistor | RSPRO | RS PRO COMPONENTS PTY LTD | 270-9913 | Active | 1
2416709 | EXTENSION,SOCKET WRENCH | 1/2" Drive, 250mm Lg Insulated 1000V for use in Insulated Tool Kit | PENTA | PENTA AUST (TMAC THEW & MCCANN/HYLEC) | PA23204 | Active | 1
2416709 | EXTENSION,SOCKET WRENCH | 1/2" Drive, 250mm Lg Insulated 1000V for use in Insulated Tool Kit | TEN | THE ENERGY NETWORK (AUST) PTY LTD | R250-250 | Active | 2
2416709 | EXTENSION,SOCKET WRENCH | 1/2" Drive, 250mm Lg Insulated 1000V for use in Insulated Tool Kit | HYLEC | HYLEC ENERGY SOLUTIONS | MS71L | Active | 2
24682 | SOCKET,SOCKET WRENCH | Impact, Female, 17mm, 1/2" Drive, Long Shank | C&LTOOL | C&L TOOL CENTRE | ACT60522017 | Active | 2
24682 | SOCKET,SOCKET WRENCH | Impact, Female, 17mm, 1/2" Drive, Long Shank | MILWAUKE | MILWAUKEE POWER TOOLS | 49666278 | Active | 5
24682 | SOCKET,SOCKET WRENCH | Impact, Female, 17mm, 1/2" Drive, Long Shank | C&LTOOL | C&L TOOL CENTRE | MILWA49666278 | Active | 1
24683 | SOCKET,SOCKET WRENCH | Impact, Female, 19mm, 1/2" Drive, Long Shank | MILWAUKE | MILWAUKEE POWER TOOLS | 49666280 | Active | 5
24683 | SOCKET,SOCKET WRENCH | Impact, Female, 19mm, 1/2" Drive, Long Shank | C&LTOOL | C&L TOOL CENTRE | MILWA49666280 | Active | 1
24683 | SOCKET,SOCKET WRENCH | Impact, Female, 19mm, 1/2" Drive, Long Shank | C&LTOOL | C&L TOOL CENTRE | ACT60522019 | Active | 2
24690 | SOCKET,SOCKET WRENCH | Impact, Female, 32mm, 1/2" Drive, Long Shank | C&LTOOL | C&L TOOL CENTRE | GEN447832 | Active | 2
24690 | SOCKET,SOCKET WRENCH | Impact, Female, 32mm, 1/2" Drive, Long Shank | MILWAUKE | MILWAUKEE POWER TOOLS | 49666293 | Active | 5
24690 | SOCKET,SOCKET WRENCH | Impact, Female, 32mm, 1/2" Drive, Long Shank | C&LTOOL | C&L TOOL CENTRE | MILWA49666293 | Active | 1
24690 | SOCKET,SOCKET WRENCH | Impact, Female, 32mm, 1/2" Drive, Long Shank | C&LTOOL | C&L TOOL CENTRE | ACT60522032 | Active | 2
2416923 | SOCKET,SOCKET WRENCH | 1/2", 17mm for use in Insulated Tool Kit | PENTA | PENTA AUST (TMAC THEW & MCCANN/HYLEC) | PA23183 | Active | 1
2416923 | SOCKET,SOCKET WRENCH | 1/2", 17mm for use in Insulated Tool Kit | HYLEC | HYLEC ENERGY SOLUTIONS | MS66-6P-17 | Active | 2
2416923 | SOCKET,SOCKET WRENCH | 1/2", 17mm for use in Insulated Tool Kit | TEN | THE ENERGY NETWORK (AUST) PTY LTD | D250-17-6P | Active | 2
2416931 | SOCKET,SOCKET WRENCH | 1/2", 18mm for use in Insulated Tool Kit | PENTA | PENTA AUST (TMAC THEW & MCCANN/HYLEC) | PA23185 | Active | 1
2416931 | SOCKET,SOCKET WRENCH | 1/2", 18mm for use in Insulated Tool Kit | HYLEC | HYLEC ENERGY SOLUTIONS | MS66-6P-18 | Active | 2
2416931 | SOCKET,SOCKET WRENCH | 1/2", 18mm for use in Insulated Tool Kit | TEN | THE ENERGY NETWORK (AUST) PTY LTD | D250-18-6P | Active | 2
2416949 | SOCKET,SOCKET WRENCH | 1/2", 19mm for use in Insulated Tool Kit | PENTA | PENTA AUST (TMAC THEW & MCCANN/HYLEC) | PA23187 | Active | 1
2416949 | SOCKET,SOCKET WRENCH | 1/2", 19mm for use in Insulated Tool Kit | HYLEC | HYLEC ENERGY SOLUTIONS | MS66-6P-19 | Active | 2
2416949 | SOCKET,SOCKET WRENCH | 1/2", 19mm for use in Insulated Tool Kit | TEN | THE ENERGY NETWORK (AUST) PTY LTD | D250-19-6P | Active | 2
2416980 | SOCKET,SOCKET WRENCH | Male, 5mm for use in Insulated Tool Kit | PENTA | PENTA AUST (TMAC THEW & MCCANN/HYLEC) | PA23196 | Active | 1
2416980 | SOCKET,SOCKET WRENCH | Male, 5mm for use in Insulated Tool Kit | HYLEC | HYLEC ENERGY SOLUTIONS | MS67-5 | Active | 2
2416980 | SOCKET,SOCKET WRENCH | Male, 5mm for use in Insulated Tool Kit | TEN | THE ENERGY NETWORK (AUST) PTY LTD | M250-5 | Active | 2
104656 | SLING | Round, 1500mm, Effective 2000kg SWL, Out Of Green Polyester, Round Slings Synthetic Fibre, to AS4497.2 | AMPLITUD | AMPLITUDE PTY LTD (396777) | 900215 | Active | 1
104656 | SLING | Round, 1500mm, Effective 2000kg SWL, Out Of Green Polyester, Round Slings Synthetic Fibre, to AS4497.2 | ROBLIFT | ROBERTSONS LIFTING & RIGGING PTY LTD | MRS2000X1.5 | Active | 2
104657 | SLING | Round, 2000mm, Effective 2000kg SWL, Out Of Green Polyester, Round Slings Synthetic Fibre, to AS4497.2 | AMPLITUD | AMPLITUDE PTY LTD (396777) | 900220 | Active | 1
104657 | SLING | Round, 2000mm, Effective 2000kg SWL, Out Of Green Polyester, Round Slings Synthetic Fibre, to AS4497.2 | ROBLIFT | ROBERTSONS LIFTING & RIGGING PTY LTD | MRS2000X2 | Active | 2
104658 | SLING | Round, 3000mm, Effective 3000kg SWL, Out Of Yellow Polyester, Round Slings Synthetic Fibre, to AS4497.2 | AMPLITUD | AMPLITUDE PTY LTD (396777) | 900330 | Active | 1
104658 | SLING | Round, 3000mm, Effective 3000kg SWL, Out Of Yellow Polyester, Round Slings Synthetic Fibre, to AS4497.2 | ROBLIFT | ROBERTSONS LIFTING & RIGGING PTY LTD | MRS3000X3 | Active | 2
104659 | SLING | Round, 4000mm, Effective 3000kg SWL, Out Of Yellow Polyester, Round Slings Synthetic Fibre, to AS4497.2 | AMPLITUD | AMPLITUDE PTY LTD (396777) | 900340 | Active | 1
104659 | SLING | Round, 4000mm, Effective 3000kg SWL, Out Of Yellow Polyester, Round Slings Synthetic Fibre, to AS4497.2 | ROBLIFT | ROBERTSONS LIFTING & RIGGING PTY LTD | MRS3000X4 | Active | 2
2417400 | SLING | Snake, 2m, AS1353.1:1997 | HGHTDYNM | HEIGHT DYNAMICS | VSL S30KN 2000 | Active | 1
2417418 | SLING | Endless, 1200mm Lg, AS1353.1:1997, Synthetic-Webbing Sling or BS EN566:1997 | HGHTDYNM | HEIGHT DYNAMICS | 3502X1.2 | Active | 1
2417426 | SLING | Endless, 400mm Lg, AS1353.1:1997, Synthetic-Webbing Sling or BS EN566:1997 | HGHTDYNM | HEIGHT DYNAMICS | 3502X0.4 | Active | 1
2427219 | SLING | Flat Synthetic Webbing, 25 x 600mm Min Effective Length, Min 32kN | HGHTDYNM | HEIGHT DYNAMICS | VSL R32 0600 BLUE | Active | 1
2483238 | SLING | Endless, 500mm, 1000Kg SWL, Violet | AMPLITUD | AMPLITUDE PTY LTD (396777) | 900105 | Active | 1
2501948 | GRIP,CABLE,JAW | Wire Grip, 8-22mm, 3T (30kN) WLL c/w Safety Latch, Laser Etching, suit Stay Wire, Bare Cu, Wire Rope, Cantenary & Rail Contact Wire | TEN | THE ENERGY NETWORK (AUST) PTY LTD | 3TON-GRIP-EQL | Active | 1
2501948 | GRIP,CABLE,JAW | Wire Grip, 8-22mm, 3T (30kN) WLL c/w Safety Latch, Laser Etching, suit Stay Wire, Bare Cu, Wire Rope, Cantenary & Rail Contact Wire | TEN | THE ENERGY NETWORK (AUST) PTY LTD | 3TON-GRIP | Active | 2
2463065 | SYNCHRONISER,TRANS | Analogue Synchronising Unit Hino JO8 Electrical Parts | HEINZMNN | HEINZMANN AUSTRALIA PTY LTD | SYG-HZA | Active | 1
2503522 | GUIDE BAR,CHAINSAW | Replacement Bar, 508mm (20") Lg, Steel, suit Milwaukee 18V Chainsaw M18F2CHS200 | MILWAUKE | MILWAUKEE POWER TOOLS | 49162755 | Active | 5
2503522 | GUIDE BAR,CHAINSAW | Replacement Bar, 508mm (20") Lg, Steel, suit Milwaukee 18V Chainsaw M18F2CHS200 | C&LTOOL | C&L TOOL CENTRE | MILW49162755 | Active | 1
2503621 | FIXTURE,LIGHTING | 148W Avento 1 (L148) 4K, High Mast, Major Road, EQTS 05-01-02 | SYLVANIA | SYLVANIA SCHREDER | AV1HM40BD11L152 | Active | 1
2503647 | FIXTURE,LIGHTING | 11W Bobcat (L11A) 4K, Minor Road, EQTS 05-01-02 | GE | GENERAL ELECTRIC COMPANY | S70525R | Active | 5
2503647 | FIXTURE,LIGHTING | 11W Bobcat (L11A) 4K, Minor Road, EQTS 05-01-02 | CLS | CONNECTED LIGHT SOLUTIONS | S70525R | Active | 1
2503654 | FIXTURE,LIGHTING | 12W Bobcat (L12A) 3K, Minor Road, EQTS 05-01-02 | GE | GENERAL ELECTRIC COMPANY | S70529R | Active | 5
2503654 | FIXTURE,LIGHTING | 12W Bobcat (L12A) 3K, Minor Road, EQTS 05-01-02 | CLS | CONNECTED LIGHT SOLUTIONS | S70529R | Active | 1
2503779 | FIXTURE,LIGHTING | 19W Avenue MK3 (L19) 3K, Nostalgia Type 1, Green, Minor Road c/w Bracket, Bracket to Dwg 05-01-01, EQTS 05-01-02 | SYLVANIA | SYLVANIA SCHREDER | R1S3BD2011L19 | Active | 1
2503803 | FIXTURE,LIGHTING | 14W Avenue MK3 (L14) 4K, Nostalgia Type 2, Green, Minor Road c/w Bracket, Bracket to Dwg 05-01-07, EQTS 05-01-02 | SYLVANIA | SYLVANIA SCHREDER | R1S4BD2021L14 | Active | 1
2502052 | CIRCUIT BREAKER | MCB, 240V AC, 10A, 1P, 10kA, C-Curve, Rail Mount, General Purpose, Pack of 1 | NHPELEC | NHP ELECTRICAL ENGINEERING | DTM10110C | Active | 1
20043 | CIRCUIT BREAKER | MCB, 240V AC, 63A, 1P, 10kA, D-Curve, Rail Mount, Special Purpose, Pack of 1 | NHPELEC | NHP ELECTRICAL ENGINEERING | DTM10163D | Active | 1
2502342 | CIRCUIT BREAKER | RCCB, 415V AC, 63A, 3P±N, 30mA, Type A, 72mm, Rail Mount, General Purpose, Pack of 1 | NHPELEC | NHP ELECTRICAL ENGINEERING | DTRCD46330A | Active | 1
2465565 | FILTER,FLUID | Fuel Sock Filter | DETROIT | DETROIT DIESEL PARTS & ENGINES | MFS-30/50 | Active | 1
2476729 | FILTER,FLUID | Donaldson, Fuel Filter, Water Seperator, Spin on, Scania 13L | DONALDSN | DONALDSON FILTRATION SOLUTIONS | P550106 | Active | 1
2503050 | TRANSDUCER,ELECTRICAL | MCR Slimline 3-Way Isolated Temperature Measuring Transducer, for PT100 Resistance Thermometer, 6.2mm Wide, DIP Switch Configured, DIN Rail | PHOENIX | PHOENIX CONTACT PTY LTD | MINI MCR-SL-PT100-UI-NC | Active | 1
2503050 | TRANSDUCER,ELECTRICAL | MCR Slimline 3-Way Isolated Temperature Measuring Transducer, for PT100 Resistance Thermometer, 6.2mm Wide, DIP Switch Configured, DIN Rail | MMELEC | MM ELECTRICAL MERCHANDISING | MINI MCR-SL-PT100-UI-NC | Active | 2
2478048 | WHEEL,ABRASIVE | General Purpose Metal Grinding Wheel, Mild Steel, Max RPM 12250 | C&LTOOL | C&L TOOL CENTRE | FLE6012768 | Active | 1
2487247 | LIGHT UNIT,PORTABLE | Milwaukee, 4V Pocket Flood Light Kit c/w 3.0Ah Red Lithium USB Rechargeable Battery & Charging Lead | MILWAUKE | MILWAUKEE POWER TOOLS | L4FL301 | Active | 5
2487247 | LIGHT UNIT,PORTABLE | Milwaukee, 4V Pocket Flood Light Kit c/w 3.0Ah Red Lithium USB Rechargeable Battery & Charging Lead | C&LTOOL | C&L TOOL CENTRE | MILWAL4FL301 | Active | 1
2497410 | CLAMP | Trademaster Multi Adjustable Clamp, 0-250mm Span, 120mm Depth, Plastic, Rubber Grip Handle | TRADMSTR | TRADEMASTER (MANUFACTURER) | TC-0159 | Active | 5
2497410 | CLAMP | Trademaster Multi Adjustable Clamp, 0-250mm Span, 120mm Depth, Plastic, Rubber Grip Handle | C&LTOOL | C&L TOOL CENTRE | ITMTC-0159 | Active | 1
19815 | GRIP,DEADEND | OPGW, 10.80 to 11.29mm Dia Cable Range, Colour Code Green, Left Hand Lay, OF Outer Most Layer of OPGW c/w P/9/05, S-070-1, OFW-1086-1125, OFDERR | PLP | PREFORMED LINE PRODUCTS (AUST) | OPGWTS-1080L-EN | Active | 1
2401721 | PAD,SCOURING | 3M, Economy, Medium Duty, 230 x 150mm, Nylon, Green, Industrial | BLKWOODJ | J BLACKWOOD & SONS LIMITED | 3445244 | Active | 1
2401721 | PAD,SCOURING | 3M, Economy, Medium Duty, 230 x 150mm, Nylon, Green, Industrial | BLKWOODJ | J BLACKWOOD & SONS LIMITED | BLA03445244 | Active | 2
2403658 | PAD,SCOURING | Eager Beaver, White, Non Scratching, for Live Line Cleaning | ACCULEC | ACCULEC PTY LTD (303899) | SABCOCLOTH | Active | 1
2403658 | PAD,SCOURING | Eager Beaver, White, Non Scratching, for Live Line Cleaning | BRITECH | BRI-TECH PTY LTD | SABCOCLOTH | Active | 2
2464501 | PAD,SCOURING | 3M, Scotch Brite 7447, 150 x 230mm, Industrial Hand Pads, General Purpose | 3MAUST | 3M AUSTRALIA PTY LTD | 6150012323 | Active | 1
2464501 | PAD,SCOURING | 3M, Scotch Brite 7447, 150 x 230mm, Industrial Hand Pads, General Purpose | BLKWOODJ | J BLACKWOOD & SONS LIMITED | 3127599 | Active | 1
2464501 | PAD,SCOURING | 3M, Scotch Brite 7447, 150 x 230mm, Industrial Hand Pads, General Purpose | 3MAUST | 3M AUSTRALIA PTY LTD | 61500123239 | Active | 5
1959070 | ROD,WELDING | Brazing, 2.5mm Silver Alloy 5% Sliver, 2.5kg Pack (Silfos No 5) | BOCGAS | BOC GASES LIMITED | LTAP0522 | Active | 1
2485803 | WRENCH,SOCKET | 3 in 1 Square Nut Socket Impact Rated 7/16" Hex, suits 3/4", 1" & 1 1/8" Square Nuts | C&LTOOL | C&L TOOL CENTRE | MILWA49665101 | Active | 1
2416998 | SOCKET,SOCKET WRENCH | Male, 6mm for use in Insulated Tool Kit | PENTA | PENTA AUST (TMAC THEW & MCCANN/HYLEC) | PA23197 | Active | 1
2416998 | SOCKET,SOCKET WRENCH | Male, 6mm for use in Insulated Tool Kit | HYLEC | HYLEC ENERGY SOLUTIONS | MS67-6 | Active | 2
2416998 | SOCKET,SOCKET WRENCH | Male, 6mm for use in Insulated Tool Kit | TEN | THE ENERGY NETWORK (AUST) PTY LTD | M250-6 | Active | 2
2417004 | SOCKET,SOCKET WRENCH | Male, 7mm for use in Insulated Tool Kit | PENTA | PENTA AUST (TMAC THEW & MCCANN/HYLEC) | PA23198 | Active | 1
2417004 | SOCKET,SOCKET WRENCH | Male, 7mm for use in Insulated Tool Kit | HYLEC | HYLEC ENERGY SOLUTIONS | MS67-7 | Active | 2
2417004 | SOCKET,SOCKET WRENCH | Male, 7mm for use in Insulated Tool Kit | TEN | THE ENERGY NETWORK (AUST) PTY LTD | M250-7 | Active | 2
2417012 | SOCKET,SOCKET WRENCH | Male, 8mm for use in Insulated Tool Kit | PENTA | PENTA AUST (TMAC THEW & MCCANN/HYLEC) | PA23199 | Active | 1
2417012 | SOCKET,SOCKET WRENCH | Male, 8mm for use in Insulated Tool Kit | HYLEC | HYLEC ENERGY SOLUTIONS | MS67-8 | Active | 2
2417012 | SOCKET,SOCKET WRENCH | Male, 8mm for use in Insulated Tool Kit | TEN | THE ENERGY NETWORK (AUST) PTY LTD | M250-8 | Active | 2
2417020 | SOCKET,SOCKET WRENCH | Male, 9mm for use in Insulated Tool Kit | PENTA | PENTA AUST (TMAC THEW & MCCANN/HYLEC) | PA23200 | Active | 1
2417020 | SOCKET,SOCKET WRENCH | Male, 9mm for use in Insulated Tool Kit | HYLEC | HYLEC ENERGY SOLUTIONS | MS67-9 | Active | 2
2417020 | SOCKET,SOCKET WRENCH | Male, 9mm for use in Insulated Tool Kit | TEN | THE ENERGY NETWORK (AUST) PTY LTD | M250-9 | Active | 2
2417038 | SOCKET,SOCKET WRENCH | Male, 10mm for use in Insulated Tool Kit | PENTA | PENTA AUST (TMAC THEW & MCCANN/HYLEC) | PA23201 | Active | 1
2417038 | SOCKET,SOCKET WRENCH | Male, 10mm for use in Insulated Tool Kit | HYLEC | HYLEC ENERGY SOLUTIONS | MS67-10 | Active | 2
2417038 | SOCKET,SOCKET WRENCH | Male, 10mm for use in Insulated Tool Kit | TEN | THE ENERGY NETWORK (AUST) PTY LTD | M250-10 | Active | 2
2436095 | SOCKET,SOCKET WRENCH | Female, 13 x 56mm, 12 Point 1/2" Drive, Insulated 1000V, for Insulated Tool Kit | PENTA | PENTA AUST (TMAC THEW & MCCANN/HYLEC) | PA23177 | Active | 1
2436095 | SOCKET,SOCKET WRENCH | Female, 13 x 56mm, 12 Point 1/2" Drive, Insulated 1000V, for Insulated Tool Kit | HYLEC | HYLEC ENERGY SOLUTIONS | MS66-13 | Active | 2
2436095 | SOCKET,SOCKET WRENCH | Female, 13 x 56mm, 12 Point 1/2" Drive, Insulated 1000V, for Insulated Tool Kit | TEN | THE ENERGY NETWORK (AUST) PTY LTD | D250-13-6P | Active | 2
2495190 | END PLATE,TERMINAL BLOCK | D-URTK - Cover, End Cover, 41.5 x 2.2 x 72mm, Grey | PHOENIX | PHOENIX CONTACT PTY LTD | 310020 | Active | 1
2454999 | BREATHER | Omni-tuff, 0.4kg Capacity, Desiccant Silica Gel, 3/4" BSP Connection c/w Oil Bath & e-Gel (Orange Unspent, Green Spent) | SMSOMNI | SMS OMNI-TUFF GROUP PTY LTD | 09-YDB1 | Active | 5
2455004 | BREATHER | Omni-tuff, 0.8kg Capacity, Desiccant Silica Gel, 3/4" BSP Connection c/w Oil Bath & e-Gel (Orange Unspent, Green Spent) | SMSOMNI | SMS OMNI-TUFF GROUP PTY LTD | 09-YDB2 | Active | 5
2455020 | BREATHER | Omni-tuff, 2.8kg Capacity, Desiccant Silica Gel, 3/4" BSP Connection c/w Oil Bath & e-Gel (Orange Unspent, Green Spent) | SMSOMNI | SMS OMNI-TUFF GROUP PTY LTD | 09-YDB4 | Active | 5
2455046 | BREATHER | Omni-tuff, 6.5kg Capacity, Desiccant Silica Gel, 3 Connections 3/4" BSP & 1" BSP & Flange Mount c/w Oil Bath & e-Gel (Orange Unspent, Green Spent) | SMSOMNI | SMS OMNI-TUFF GROUP PTY LTD | 09-YDB6 | Active | 5
2455061 | BREATHER | Omni-tuff, 10.5kg Capacity, Desiccant Silica Gel, 3 Connections 3/4" BSP & 1" BSP & Flange Mount c/w Oil Bath & e-Gel (Orange Unspent, Green Spent) | SMSOMNI | SMS OMNI-TUFF GROUP PTY LTD | 09-YDB7 | Active | 1
2503969 | FIXTURE,LIGHTING | 18W Zeta (L18) 3K, Black, Minor Road, No Bracket, suit Fitting Boulevard Estate Pole, EQTS 05-01-02 | CLS | CONNECTED LIGHT SOLUTIONS | S70638R | Active | 1
2417 | SHOVEL,HAND | SHOVEL:HAND;SOLID CORE POST HOLE,2MM,CS SHOVEL,HAND Post Hole,Treaded;190 MM X 2 75 MM Blade, C/W Solid Fibreglass Handle 25-30 Deg to Handle Axis; For Lighter A | STATEWD | STATEWIDE FASTNERS & ENGEERING SUPPLIES | SJ-SCPH | Active | 1
2600011 | HAND STICK,INSULATED | INSUL JUMPER HLR, S1600-7, 380MM SHAFT HAND STICK,INSULATED; Jumper Holder, Ins ulated, S1600-7, 32 x 380mm (1.26 x 15") Fibreglass Shaft, 12.7mm Dia (1/2") Met | TEN | THE ENERGY NETWORK (AUST) PTY LTD | S1600-7 | Active | 1
2600031 | RACK,ELEC EQUIP | BATTERY RACK KIT, GENZ UNI SHELF RACK,ELEC EQUIP; Battery Rack Kit, GenZ Universal Shelf, 500 x 600 x 120mm | RADLINK | RADLINK COMMUNICATIONS | GZ-UNI-SHLF-KT | Active | 1
20380 |  | SLEEVE:HEAT SHRINK;TRIPLEX-PLY STR JOINT JOINT,ELECTRICAL POWER CABLE 11 KV;UNDER GROUND; TRIPLEX - PLY STRIGHT JOINT;3 CO RE;11 KV TR XLPE 95 SQ MM AL TRIPLEX TO | TECONN | TE CONNECTIVITY LTD | MXSU-EX337 | Active | 1
1766656 | ROD,ANCHOR | Screw, M24 x 1066mm, Galv, ETS 01-01-01 Dwg 01-03-03 (P10) (scm) S 01-01-01 Dwg 01-03-03 (P10) (scm) | GREGSF | GREG SEWELL FORGINGS PTY LTD | 1766656 | Active | 1
1727679 | BOLT,MACHINE | M12 x 50mm, Hex, S/Steel Gde 316 c/w S/Steel Gde 304 Hex Nut, Aust Std (P50) (scm) | THEBLTPL | THE BOLT PLACE | 1727679 | Active | 1
R24822 |  | LT:SPOT;CORDLESS H O/P LED,12V,IP24 SPOTLIGHT Milwaukee, M12 LED High Output Spotlight 12V, 750 Lumens, 640m Beam, I P24, Skin Only | MILWAUKE | MILWAUKEE POWER TOOLS | M12SLED-0 | Active | 1
2600056 | EARTHING STIRRUP | STIRRUP:EARTHING;PLATE,AS5,90DEG,ALUM EARTHING STIRRUP; Earth Stirrup Plate, A S5 Palm, 90Deg Stirrup, Al Alloy, AS1154 , PLP Dwg 001344-CD | PLP | PREFORMED LINE PRODUCTS (AUST) | ESP-AS5-90 | Active | 1
2468973 | PULLEY | Idler Ribbed, V-Ribbed Belt Tensioner Pulley, Scania DC13 Mechanical Parts | SCANIA | SCANIA AUSTRIALIA | 2129402 | Active | 5
2468981 | PULLEY | Idler Smooth, Belt Tensioner Pulley, Scania DC13 Mechanical Parts | SCANIA | SCANIA AUSTRIALIA | 2129404 | Active | 5
19046 | EXTENSION SHAFT | 2.13m Lg, 38mm2, 9.5kN, Galv, for Multi-Helix Swamp Anchor | ACCULEC | ACCULEC PTY LTD (303899) | 12657 | Active | 1
2497311 | LIFTER | Streetlight Lifting Device, WLL 800kg | TLIFTCO | THE LIFTING COMPANY (TLC) | SLB | Active | 5
2497311 | LIFTER | Streetlight Lifting Device, WLL 800kg | AMPLITUD | AMPLITUDE PTY LTD (396777) | TLC SLB | Active | 1
2437804 | CONNECTOR,COMPRESSION | C Crimp, Hyground, 120 - 150mm2, IEEE Std 837, Dwg # EESS-10031-04 | ERICO | NVENT ERICO PRODUCTS AUSTRALIA P/L | ELT-6 | Active | 1
2437804 | CONNECTOR,COMPRESSION | C Crimp, Hyground, 120 - 150mm2, IEEE Std 837, Dwg # EESS-10031-04 | ERICO | NVENT ERICO PRODUCTS AUSTRALIA P/L | ELT-6-MM | Active | 2
2437804 | CONNECTOR,COMPRESSION | C Crimp, Hyground, 120 - 150mm2, IEEE Std 837, Dwg # EESS-10031-04 | PHOENIXS | PHOENIX STEEL SALES PTY LTD | YGHC34C29 | Active | 5
2437812 | CONNECTOR,COMPRESSION | C Crimp, Hyground, 150 - 150mm2, IEEE Std 837, Dwg # EESS-10031-04 | ERICO | NVENT ERICO PRODUCTS AUSTRALIA P/L | ELT-8 | Active | 1
2437812 | CONNECTOR,COMPRESSION | C Crimp, Hyground, 150 - 150mm2, IEEE Std 837, Dwg # EESS-10031-04 | ERICO | NVENT ERICO PRODUCTS AUSTRALIA P/L | ELT-8-MM | Active | 2
2437812 | CONNECTOR,COMPRESSION | C Crimp, Hyground, 150 - 150mm2, IEEE Std 837, Dwg # EESS-10031-04 | PHOENIXS | PHOENIX STEEL SALES PTY LTD | YGHC34C34 | Active | 5
2437820 | CONNECTOR,COMPRESSION | P Crimp, Hyground, 13mm Dia, Earth Stake 70mm2, Stranded Cu Conductor, IEEE Std 837, Dwg # EESS-10031-04 | PHOENIXS | PHOENIX STEEL SALES PTY LTD | YGHP29C26 | Active | 5
2437838 | CONNECTOR,COMPRESSION | P Crimp, Hyground, 13mm Dia, Earth Stake 120mm2, Stranded Cu Conductor, IEEE Std 837, Dwg # EESS-10031-04 | PHOENIXS | PHOENIX STEEL SALES PTY LTD | YGHP29C29 | Active | 5
2495778 | PAINT | Fireshell F1E HV, Grey, 15L, Intumescent Bushfire Resistant Coating | EXFIRE | EXFIRE PTY LTD | FIRESHELL F1E HV | Active | 5
2503449 | GLOVES,CHEMICAL PROTECTIVE | AlphaTec 53-002, Size 7, 350mm Lg, Neoprene & Laminate Material, Nylon Lined, Chemical & Liquid Resistant, Black | ANSELL | ANSELL LTD | 53002070 | Active | 5
2503449 | GLOVES,CHEMICAL PROTECTIVE | AlphaTec 53-002, Size 7, 350mm Lg, Neoprene & Laminate Material, Nylon Lined, Chemical & Liquid Resistant, Black | BLKWOODJ | J BLACKWOOD & SONS LIMITED | 4073493 | Active | 1
2504124 | TRANSFORMER,DISTRIBUTION | Padmount, 22kV/433-250V, 315kVA, 3 Ph, KNAN, LV Switchgear & Schneider RM6 HV RMU, 2 x Switch Disconnectors & 1 x Fuse Switch, Rect Plinth Nominal, | TYREE | TYREE TRANSFORMERS PTY LTD | 315K5EQ02 | Active | 1
2504140 | TRANSFORMER,DISTRIBUTION | Padmount, 22kV/433-250V, 500kVA, 3 Ph, KNAN, LV Switchgear & Schneider RM6 HV RMU, 2 x Switch Disconnectors & 1 x Fuse Switch, Rect Plinth Nominal, | TYREE | TYREE TRANSFORMERS PTY LTD | 500KEQ03 | Active | 1
2504165 | TRANSFORMER,DISTRIBUTION | Padmount, 22kV/433-250V, 1000kVA, 3 Ph, KNAN, LV Switchgear & Schneider RM6 HV RMU, 2 x Switch Disconnectors & 1 x Fuse Switch, Rect Plinth Nominal, | TYREE | TYREE TRANSFORMERS PTY LTD | 1000K5EQ03 | Active | 1
104357 | BOOM,SPILL CONTAINMENT,HAZMAT | Absorbent Sock, 1m x 75mm, Bio-Active Organic Boom, Spill Containment (P20) | ABSORBES | ABSORB ENVIRONMENTAL SOLUTIONS | AES100 | Active | 1
104358 | BOOM,SPILL CONTAINMENT,HAZMAT | Absorb Sock, 3m x 75mm, Bio-Active Organic (P10) | ABSORBES | ABSORB ENVIRONMENTAL SOLUTIONS | AES300 | Active | 5
3414 | CIRCUIT BREAKER | MCB RCD, 240V AC, 20A, 10kA, 30mA, 1 Pole, 13.8 Lg x 4 W x 8cm H, DIN-T, EE Dwg 948063-08 | NHPELEC | NHP ELECTRICAL ENGINEERING | NHPDTRL2030A | Active | 1
3414 | CIRCUIT BREAKER | MCB RCD, 240V AC, 20A, 10kA, 30mA, 1 Pole, 13.8 Lg x 4 W x 8cm H, DIN-T, EE Dwg 948063-08 | NHPELEC | NHP ELECTRICAL ENGINEERING | DTRL2030A | Active | 5
3416 | CIRCUIT BREAKER | MCB, 240V AC, 16A, 10kA, 1 Pole, C-Curve, DIN-T10 | TERASAKI | TERASAKI ELECTRICAL CO LTD | DTCB10116C | Active | 1
3422 | CIRCUIT BREAKER | MCB, 240/415V AC, 40A, 10kA, 3 Pole, C-Curve, DIN-T10 | TERASAKI | TERASAKI ELECTRICAL CO LTD | DTCB10340C | Active | 1
3915 | CIRCUIT BREAKER | MCB iC60H, 32A, 2 Pole, 415V AC 15kA C-Curve, 125V DC 15kA, 36 x 85 x 79mm, 35mm DIN Rail Mount | SCHNEIDR | SCHNEIDER PTY LTD (MANUFACTURER) | A9F54232 | Active | 1
24091 | CROSSARM,COMPOSITE | Fibre, Predrilled, 2700mm Lg Nom, 125 x 125mm 11kV Suspension, Energex 11SUA 11SUAH, 33P | WAGNERS | WAGNERS CFT MANUFACTURING | EC003-00050 | Active | 1
2500296 | KEY,SOCKET HEAD SCREW | Allen Hex Bit, 8mm, 19mm Lg min, 1/2" Drive Impact for Shear Off | NEXANS | NEXANS GROUP | IT4581 | Active | 1
3021 | CIRCUIT BREAKER | 145kV, 3150A, 40kA/3sec, 110V DC Control 110V DC Motor, L3 Pollution, ETS 2009/0092/T Item 3, Alstom GL312 F1/4031 | ALSTOM | ALSTOM GRID AUSTRALIA LIMITED | CB145-OD-LT-L3-110VDCC-110VDCM | Phasing | 1
2502714 | ELECTROLYTE | Body Armour, Hydrate+ Hypotonic Icy Poles, Mixed Flavours, Natural Flavours Colours & Sweetners, 90ml Ice Block, Pack of 12 | BODYARMR | BODY ARMOUR AUSTRALIA | BAIPP12P | Active | 5
2502714 | ELECTROLYTE | Body Armour, Hydrate+ Hypotonic Icy Poles, Mixed Flavours, Natural Flavours Colours & Sweetners, 90ml Ice Block, Pack of 12 | ATOMSUPP | ATOM SUPPLY GROUP P/L | 584829 | Active | 1
2502896 | BIT,AUGER | Shockwave Impact Duty, 15/16" Dia, 559mm (22") OAL, 158mm Lg Flute, 518mm Drill Depth, Fiberglass Drill Bit | MILWAUKE | MILWAUKEE POWER TOOLS | 48137809 | Active | 5
2502896 | BIT,AUGER | Shockwave Impact Duty, 15/16" Dia, 559mm (22") OAL, 158mm Lg Flute, 518mm Drill Depth, Fiberglass Drill Bit | C&LTOOL | C&L TOOL CENTRE | MILWA48137809 | Active | 1
2502920 | ARBOR,HOLE SAW | Diamond Series DA01, TCT Pilot Drill Bit, 19-30mm Hole Range, 11/32" Hex Shank, for Diamond Grit Holesaws | SUTTON | SUTTON TOOLS (MANUFACTURER) | H115DA01 | Active | 5
2502920 | ARBOR,HOLE SAW | Diamond Series DA01, TCT Pilot Drill Bit, 19-30mm Hole Range, 11/32" Hex Shank, for Diamond Grit Holesaws | C&LTOOL | C&L TOOL CENTRE | SUTH115DA01 | Active | 1
22382 |  | SLEEVE:HEAT SHRINK;TRANSITION JOINT,3PH JOINT,ELECTRICAL POWER CABLE 33kV, Trans ition Joint, Heatshrink, 1Ph, 1 Core, su it 1000mm2 Al XLPE/CWS/LAT/ LLDPE/MDPE t | TECONN | TE CONNECTIVITY LTD | MXSU-6181- | Active | 1
2501906 | SOCKET,SOCKET WRENCH | Impact, Female, 24 x 200mm Lg, 1/2" Drive, 6 Point Extra Long Deep Impact Socket | DAYTONA | DAYTONA TOOLS | DLS2412 | Active | 5
2501906 | SOCKET,SOCKET WRENCH | Impact, Female, 24 x 200mm Lg, 1/2" Drive, 6 Point Extra Long Deep Impact Socket | SYDTOOL | SYDNEY TOOLS PTY LTD | 219798 | Active | 1
2503001 | CIRCUIT BREAKER | MCB Acti9 iC60N, 10A, 1 Pole, C-Curve, DIN Rail | SCHNEIDR | SCHNEIDER PTY LTD (MANUFACTURER) | A9F44110 | Active | 1
2504249 | BIT,SCREWDRIVER | In-Hex Power Bit, 4mm x 1/4" Hex Tamper, 50mm Lg, for Street Lights | C&LTOOL | C&L TOOL CENTRE | 50773 | Active | 5
2504249 | BIT,SCREWDRIVER | In-Hex Power Bit, 4mm x 1/4" Hex Tamper, 50mm Lg, for Street Lights | C&LTOOL | C&L TOOL CENTRE | TE50773 | Active | 1
2504264 | TOOL,APPLICATION | Hot Stick Attachment Tool, for Non-rechargable Battery for FuseSaver Comms Module | SIEMENS | SIEMENS LTD | 3AX1350-1B | Active | 1
2504281 | HINGE | Replacement Part, Esky Hinge, White, for EvaKool 24 Litre Esky, Pack of 2 | NEXBERG | NEXBERG PTY LTD T/A EVAKOOL ICE BOXES | KHI-IK | Active | 1
2504282 | HANDLE | Replacement Part, Esky Handle, White, for EvaKool 24 Litre Esky, Pack of 2 | NEXBERG | NEXBERG PTY LTD T/A EVAKOOL ICE BOXES | KHA-IK | Active | 1
2504298 | REACTOR | AF Blocking, 16.2mH, 100A, 12kV, 25kVA, 1 Ph, 50/1050Hz, 0.2kA/3 Sec, Oil Insulated, Outdoor, Crossarm Mtg, AS1028-1992 | TYREE | TYREE TRANSFORMERS PTY LTD | Q-A1 | Active | 1
R2469666 |  | CUTTER:CBL;SCISSOR,400/500MM2,355MM,TO CUTTER,BATTERY OPERATED M18 ForceLogic 6 T Cable Cutter, Scissor Action, 18V, 355 mm Lg, suit Al/Cu Cable to 35mm Dia & AC | MILWAUKE | MILWAUKEE POWER TOOLS | M18HCC-0C | Active | 1
R24187 |  | HAMMER:PWR;ROT,DRL,325MM,18V,SKIN ONLY DRILL Milwaukee, 18V Hammer Drill, M18 F uel Rotary, 3-Mode, Skin Only | MILWAUKE | MILWAUKEE POWER TOOLS | M18FHP-0 | Active | 1
R23952 |  | WRCH:IMPT;CORDLESS,7/16IN,1016NM,0 TO WRENCH/DRILL,IMPACT,BATTERY Milwaukee 18 V, M18 Fuel, 7/16" Hex High Impact Drill , Hi-Torq | MILWAUKE | MILWAUKEE POWER TOOLS | M18ONEFHIW | Active | 1
2400939 | JOINT,ELECTRICAL POWER CABLE | 11kV, Transition, 16 to 50mm, 3 Core PLY 3 Core XLPE c/w Solvent Wipes | GILBERT | GILBERT LODGE AUSTRALIA PTY LTD | EFSJ11AT6 | Active | 1
2497105 | DYNAMOMETER,ELECTRONIC | Tractel Dynafor Industrial, 3.2t, Digital Load Cell | SPECFORC | SPECIALISED FORCE PTY LTD | INDUSTRIAL-32 | Active | 1
2501781 | GROUNDING SET | PED Lead, 150mm2, Al, 8m | PENTA | PENTA AUST (TMAC THEW & MCCANN/HYLEC) | PA23655 | Active | 5
2501781 | GROUNDING SET | PED Lead, 150mm2, Al, 8m | PENTA | PENTA AUST (TMAC THEW & MCCANN/HYLEC) | MT1080B NB8 | Active | 1
2501823 | RECEIVER,RIPPLE CONTROL | R1100, 317Hz, FN, Program 108 - 109, Decabit, T33/T33/T33 c/w 3 x Switch Fitted R1/R2/R3 | LANDIS | LANDIS GYR (AUST) PTY LTD | R1100200NNXXXNNEQ 108 -109 | Active | 5
2501856 | RECEIVER,RIPPLE CONTROL | R1100, 225Hz, CA, Program 507 - 508, Ricontic-B, T33/T33/T33 c/w 3 x Switch Fitted R1/R2/R3 | LANDIS | LANDIS GYR (AUST) PTY LTD | R1100200NNXXXNNEQ 507 - 708 | Active | 5
2501864 | RECEIVER,RIPPLE CONTROL | R1100, 225Hz, CA, Program 511 - 512, Ricontic-B, T31/T31/T31 c/w 3 x Switch Fitted R1/R2/R3 | LANDIS | LANDIS GYR (AUST) PTY LTD | R1100200NNXXXNNEQ 511 - 512 | Active | 5
22689 | GUARD | Wildlife Guard, HDPE, 1140 x 450mm c/w Fillet Corners, for HV Poles (scm) | BRITECH | BRI-TECH PTY LTD | HDPE | Active | 2
22689 | GUARD | Wildlife Guard, HDPE, 1140 x 450mm c/w Fillet Corners, for HV Poles (scm) | RMSRVR | RMS (RIVERSLEIGH MANAGEMENT SERVICES) | 22689 | Active | 1
104201 | GUARD | Polymeric, Cable Guard Set of 2 to make it 2700mm Lg, suit 100mm Dia Cable, Secured to Pole by Straps/Wood Screws | FULTON | FULTON INDUSTRIES AUSTRALIA P/L | PCG1500 | Active | 1
104201 | GUARD | Polymeric, Cable Guard Set of 2 to make it 2700mm Lg, suit 100mm Dia Cable, Secured to Pole by Straps/Wood Screws | TRI UGRD | TRI UNDERGROUND AUSTRALIA PTY LTD | TRIGUARD100 | Active | 2
104201 | GUARD | Polymeric, Cable Guard Set of 2 to make it 2700mm Lg, suit 100mm Dia Cable, Secured to Pole by Straps/Wood Screws | VISCOUNT | VISCOUNT ROTATIONAL MOULDINGS | 2 X CM0029XA | Active | 1
431526 | GUARD | Wildlife Galv Sheet, Dwg 875777-01-0B (scm) | BRITECH | BRI-TECH PTY LTD | GWLG | Active | 2
431526 | GUARD | Wildlife Galv Sheet, Dwg 875777-01-0B (scm) | ACCULEC | ACCULEC PTY LTD (303899) | GWLG | Active | 1
2401264 | GUARD | Cable Galv 70mm SA4 | STEELWAY | STEELWAY ENGINEERING | DWG A48101 | Active | 2
2401264 | GUARD | Cable Galv 70mm SA4 | ADNOUGHT | ADNOUGHT SHEETMETAL FABRICATIONS | DWG A48101 | Active | 1
2502490 | BEARING,SLEEVE | Sprag Bearing, Drawn Cup, Needle Roller Clutch, 25mm ID, 32mm OD, 30mm W, Steel | SCHFFLER | SCHAEFFLER GROUP (LUK INA FAG) | HFL2530-L564 INA | Active | 5
2502490 | BEARING,SLEEVE | Sprag Bearing, Drawn Cup, Needle Roller Clutch, 25mm ID, 32mm OD, 30mm W, Steel | MOTION | MIMOTION INDUSTRIES AUST P/L | 10653847 | Active | 1
2502581 | HELMET,SAFETY | Versaflo M-406, High Impact Helmet c/w M-448 Shroud, Lightweight, Respiratory & Head Protection, PC/PBT Alloy Shell, PC Visor, Nylon Shroud, Black, 51-64cm | 3MAUST | 3M AUSTRALIA PTY LTD | M406 | Active | 5
2502581 | HELMET,SAFETY | Versaflo M-406, High Impact Helmet c/w M-448 Shroud, Lightweight, Respiratory & Head Protection, PC/PBT Alloy Shell, PC Visor, Nylon Shroud, Black, 51-64cm | ALLENS | ALLENS INDUSTRIAL PRODUCTS | XA007707483 | Active | 1
482861 | CLEVIS ASSEMBLY,BALL | Ref 70/BC, to AS 1554 (P30) | GREGSF | GREG SEWELL FORGINGS PTY LTD | 482861 | Active | 1
2600060 | CONTROLLER | CTRLR; MCSU, 4W, 32VDC, FOR 32V BATT CHG CONTROLLER; MiniCSU, 4W, 32V DC, suit 32 V Battery Chargers | RTP | RECTIFIER TECHNOLOGIES PACIFIC PTY LTD | RT03200MCSU-RTP | Active | 5
2600060 | CONTROLLER | CTRLR; MCSU, 4W, 32VDC, FOR 32V BATT CHG CONTROLLER; MiniCSU, 4W, 32V DC, suit 32 V Battery Chargers | ACCULEC | ACCULEC PTY LTD (303899) | RT03200MCSU-RTP | Active | 1
2600071 | COUPLING,ELECTRICAL CONDUIT | CPLG:CONDT;HD,50MM,PVC,ORG,COUPLER COUPLING,ELECTRICAL CONDUIT; PVC, 50mm, HD Coupler, Electrical Orange, AS/NZS 61 386.23:2022 | CABAC | CABAC (MANUFACTURER) | TC050-P | Active | 5
2600071 | COUPLING,ELECTRICAL CONDUIT | CPLG:CONDT;HD,50MM,PVC,ORG,COUPLER COUPLING,ELECTRICAL CONDUIT; PVC, 50mm, HD Coupler, Electrical Orange, AS/NZS 61 386.23:2022 | MMELEC | MM ELECTRICAL MERCHANDISING | CAATC050-P | Active | 1
20578 |  | TERMINATION KIT:CBL;HEAT SHRINK,OTDR TERMINATION,ELECTRICAL POWER CABLE 33 KV ;FOR 630 SQ MM S/C CU XLPE/LY/HDPE CABLE ;HEAT SHRINK;3 PHASE;OUTDOOR TERMINATION | TECONN | TE CONNECTIVITY LTD | EPKT-EX40- | Active | 1
1140339 | LAMP,FLUORESCENT | 36W, T8 White, Tube, G13 Cap, 1200 x 26mm, JTS 05-01-01, JBP 2010/0444/T (P25) | SYLVANIA | SYLVANIA SCHREDER | 218010 | Active | 1
2438133 | LAMP,FLUORESCENT | 24W, T5 White, Tube, JTS 05-01-01, JBP 2010/0444/T (P25) (scm) | SYLVANIA | SYLVANIA SCHREDER | 200773 | Active | 1
2438141 | LAMP,FLUORESCENT | 32W, Compact, CX24q-3 Base, EQTS 05-03-01 (scm) | CLS | CONNECTED LIGHT SOLUTIONS | S70403 | Active | 1
2438141 | LAMP,FLUORESCENT | 32W, Compact, CX24q-3 Base, EQTS 05-03-01 (scm) | PHILIPS | PHILIPS AUSTRALIA PTY LTD | 927912584014 | Active | 2
2438141 | LAMP,FLUORESCENT | 32W, Compact, CX24q-3 Base, EQTS 05-03-01 (scm) | LSS | LIGHT SOURCE SOLUTIONS | S93112574 | Active | 5
2416816 | WRENCH,OPEN END | Single Spanner, 10mm, Insulated 1000V | PENTA | PENTA AUST (TMAC THEW & MCCANN/HYLEC) | PA23105 | Active | 1
2416816 | WRENCH,OPEN END | Single Spanner, 10mm, Insulated 1000V | HYLEC | HYLEC ENERGY SOLUTIONS | MS16-10 | Active | 2
2416816 | WRENCH,OPEN END | Single Spanner, 10mm, Insulated 1000V | TEN | THE ENERGY NETWORK (AUST) PTY LTD | D14-10 | Active | 2
2416824 | WRENCH,OPEN END | Single Spanner, 11mm, Insulated 1000V, for use in Insulated Tool Kit | PENTA | PENTA AUST (TMAC THEW & MCCANN/HYLEC) | PA23106 | Active | 1
2416824 | WRENCH,OPEN END | Single Spanner, 11mm, Insulated 1000V, for use in Insulated Tool Kit | HYLEC | HYLEC ENERGY SOLUTIONS | MS16-11 | Active | 2
2416824 | WRENCH,OPEN END | Single Spanner, 11mm, Insulated 1000V, for use in Insulated Tool Kit | TEN | THE ENERGY NETWORK (AUST) PTY LTD | D14-11 | Active | 2
2416832 | WRENCH,OPEN END | Single Spanner, 12mm, Insulated 1000V, for use in Insulated Tool Kit | PENTA | PENTA AUST (TMAC THEW & MCCANN/HYLEC) | PA23107 | Active | 1
2416832 | WRENCH,OPEN END | Single Spanner, 12mm, Insulated 1000V, for use in Insulated Tool Kit | HYLEC | HYLEC ENERGY SOLUTIONS | MS16-12 | Active | 2
2416832 | WRENCH,OPEN END | Single Spanner, 12mm, Insulated 1000V, for use in Insulated Tool Kit | TEN | THE ENERGY NETWORK (AUST) PTY LTD | D14-12 | Active | 2
2416840 | WRENCH,OPEN END | Single Spanner, 13mm, Insulated 1000V, for use in Insulated Tool Kit | PENTA | PENTA AUST (TMAC THEW & MCCANN/HYLEC) | PA23108 | Active | 1
2416840 | WRENCH,OPEN END | Single Spanner, 13mm, Insulated 1000V, for use in Insulated Tool Kit | HYLEC | HYLEC ENERGY SOLUTIONS | MS16-13 | Active | 2
2416840 | WRENCH,OPEN END | Single Spanner, 13mm, Insulated 1000V, for use in Insulated Tool Kit | TEN | THE ENERGY NETWORK (AUST) PTY LTD | D14-13 | Active | 2
2416857 | WRENCH,OPEN END | Single Spanner, 14mm, Insulated 1000V, for use in Insulated Tool Kit | PENTA | PENTA AUST (TMAC THEW & MCCANN/HYLEC) | PA23110 | Active | 1
2416857 | WRENCH,OPEN END | Single Spanner, 14mm, Insulated 1000V, for use in Insulated Tool Kit | HYLEC | HYLEC ENERGY SOLUTIONS | MS16-14 | Active | 2
2416857 | WRENCH,OPEN END | Single Spanner, 14mm, Insulated 1000V, for use in Insulated Tool Kit | TEN | THE ENERGY NETWORK (AUST) PTY LTD | D14-14 | Active | 2
2416873 | WRENCH,OPEN END | Single Spanner, 16mm, Insulated 1000V, for use in Insulated Tool Kit | PENTA | PENTA AUST (TMAC THEW & MCCANN/HYLEC) | PA23113 | Active | 1
2416873 | WRENCH,OPEN END | Single Spanner, 16mm, Insulated 1000V, for use in Insulated Tool Kit | HYLEC | HYLEC ENERGY SOLUTIONS | MS16-16 | Active | 2
2416873 | WRENCH,OPEN END | Single Spanner, 16mm, Insulated 1000V, for use in Insulated Tool Kit | TEN | THE ENERGY NETWORK (AUST) PTY LTD | D14-16 | Active | 2
3425 | CIRCUIT BREAKER | Compact NSX160F, 415V, 160A, 36kA, Micrologic 2.2, 3 Pole, 105 x 161 x 86mm Backplate Mount, IP40 | SCHNEIDR | SCHNEIDER PTY LTD (MANUFACTURER) | LV430770 | Active | 1
3427 | CIRCUIT BREAKER | MCB iC60H, 16A, 2 Pole, 415V AC 15kA C-Curve, 125V DC 15kA, 36 x 85 x 79mm, 35mm DIN Rail Mount | SCHNEIDR | SCHNEIDER PTY LTD (MANUFACTURER) | A9F54216 | Active | 1
3723 | CIRCUIT BREAKER | 72.5kV Dead Tank, 2500A, 25kA/3sec, 32V DC Aux, 240V AC Spring Motor Charge, L4 Pollution c/w 1A CT's 4 x Bushing Protection CT & 2 x Bushing Metering CT, | ALSTOM | ALSTOM GRID AUSTRALIA LIMITED | DT72.5F1 - 32VDC 1A (ITEM4B) | Active | 5
2405161 | GUARD | Cable, Glass Reinforced Polymer, Non Conductive, 100mm x 100mm x 1m Lg | HYLEC | HYLEC ENERGY SOLUTIONS | EPG10101 | Active | 1
2406610 | GUARD | Earth, Vpu Hardwood, 75 x 25 x 2700mm, EE Dwg A4-864549 (P200) | TYCOELEC | TYCO ELECTRONICS | EGHW2700 | Active | 1
2406985 | GUARD | Cable, Steel Galv, 2700 x 100 x 100mm, Dwg 875258-01 (Scm) | EZYSTRUT | EZYSTRUT CABLE & PIPE SUPPORTS | E2406985 | Active | 1
2479137 | GUARD | Line Trimmer Guard, HDPE, Retrofit for Hylec Fibreglass Cabinet, Extension or Base, use Loctite 4471 glue or equiv | HYLEC | HYLEC ENERGY SOLUTIONS | HYWHIPGUARD7 | Active | 1
2500551 | GUARD | 125mm Grinder Offset Grinding Dust Extracting Guard | MAKITA | MAKITA INDUSTRIAL POWER TOOLS | MAKA191W06-8 | Active | 5
2500551 | GUARD | 125mm Grinder Offset Grinding Dust Extracting Guard | C&LTOOL | C&L TOOL CENTRE | MAKA191W06-8 | Active | 1
12465 | TUBING | TUBING:HEAT SHRINK;M WALL,95MM,115MM MIN INSULATION SLEEVING,ELECTRICAL POLYOLEFI N,HEAT SHRINKABLE;110 MM MIN ID EXP,29 M M MAX ID RECOVERED;3.3 MM MIN THK RECOVE | TECONN | TE CONNECTIVITY LTD | MWTM-115/3 | Active | 1
2600024 | CABLE ASSY,RADIO FREQUENCY | CBL ASSY,RF; SERIAL C478A, 2FT, RS-232 CABLE ASSY,RADIO FREQUENCY; Serial Cable C478A, 2ft Lg (610mm), RS-232, DTE-DCE, RJ-45 Male to DB9 Female, Straight Thro | SEL | SCHWEITZER ENGINEERING LAB PTY LTD | C478A-002 | Active | 1
2600061 | RACK,ELEC EQUIP | RACK;PSL2,1U,UIB,NI+KIT FOR 32V BATT CHG RACK,ELEC EQUIP; Magazine Sub-Rack, Mini CSU, PSL2, 1U, User Interface Board, No Interface c/w Backplane Kit MCSU-4, suit | RTP | RECTIFIER TECHNOLOGIES PACIFIC PTY LTD | RT048PSLFNI + 18111010000 | Active | 5
2600061 | RACK,ELEC EQUIP | RACK;PSL2,1U,UIB,NI+KIT FOR 32V BATT CHG RACK,ELEC EQUIP; Magazine Sub-Rack, Mini CSU, PSL2, 1U, User Interface Board, No Interface c/w Backplane Kit MCSU-4, suit | ACCULEC | ACCULEC PTY LTD (303899) | RT048PSLFNI + 18111010000 | Active | 1
2501757 | TELEMETRY SYSTEM | SEL3555, RTAC, RTU, 19", 3RU, 2 x 48VDC, WebHMI, No SFPs | SEL | SCHWEITZER ENGINEERING LAB PTY LTD | 3555-67GL | Active | 1
2501807 | NOZZLE | Low Pressure HD Washdown Gun, Blue, Chromed Brass Body & S/Steel Piston, 1/2" BSPF Inlet, Flow Rate 60 L/min @ 20 Bar, Max Press Rtg 24 Bar (350 PSI), | ALLHOSE | ALL HOSE & VALVES | RB65-100LPM | Active | 1
2501831 | RECEIVER,RIPPLE CONTROL | R1100, 317Hz, FN, Program 111 - 112, Decabit, T31/T31/T31 c/w 3 x Switch Fitted R1/R2/R3 | LANDIS | LANDIS GYR (AUST) PTY LTD | R1100200NNXXXNNEQ 111 - 112 | Active | 5
2502730 | ELECTROLYTE | Thorzt, Icy Poles, Hydration, Low in Sugar, Mixed Flavours, Caffeine & Gluten Free, 90ml Ice Block, Pack of 10 | THORZT | THORZT HYDRATION | ICEMIX | Active | 5
2502730 | ELECTROLYTE | Thorzt, Icy Poles, Hydration, Low in Sugar, Mixed Flavours, Caffeine & Gluten Free, 90ml Ice Block, Pack of 10 | ATOMSUPP | ATOM SUPPLY GROUP P/L | 191297 | Active | 1
2430502 | DETECTOR,VOLTAGE | Hand Held, Safe to Approach & Touch Test (GLM Mini SWER & Pole Tester) (scm) | CNWELEC | CNW ELECTRICAL PTY LTD | MINI-SWER | Active | 1
2430502 | DETECTOR,VOLTAGE | Hand Held, Safe to Approach & Touch Test (GLM Mini SWER & Pole Tester) (scm) | IPDGROUP | IPD GROUP LIMITED | MINI-SWER | Active | 2
2442572 | DETECTOR,VOLTAGE | Capacitive, Proving De-engergised, HV Cable Boxes with Capacitive Test Points | PENTA | PENTA AUST (TMAC THEW & MCCANN/HYLEC) | PA11004 | Active | 1
2442572 | DETECTOR,VOLTAGE | Capacitive, Proving De-engergised, HV Cable Boxes with Capacitive Test Points | THEWMCCA | TMAC THEW & MCCANN GROUP | 2442572 | Active | 2
2442572 | DETECTOR,VOLTAGE | Capacitive, Proving De-engergised, HV Cable Boxes with Capacitive Test Points | THEWMCCA | TMAC THEW & MCCANN GROUP | TM11004 | Active | 5
2416899 | WRENCH,OPEN END | Single Spanner, 18mm, Insulated 1000V, for use in Insulated Tool Kit | PENTA | PENTA AUST (TMAC THEW & MCCANN/HYLEC) | PA23115 | Active | 1
2416899 | WRENCH,OPEN END | Single Spanner, 18mm, Insulated 1000V, for use in Insulated Tool Kit | HYLEC | HYLEC ENERGY SOLUTIONS | MS16-18 | Active | 2
2416899 | WRENCH,OPEN END | Single Spanner, 18mm, Insulated 1000V, for use in Insulated Tool Kit | TEN | THE ENERGY NETWORK (AUST) PTY LTD | D14-18 | Active | 2
2416907 | WRENCH,OPEN END | Single Spanner, 19mm, Insulated 1000V, for use in Insulated Tool Kit | PENTA | PENTA AUST (TMAC THEW & MCCANN/HYLEC) | PA23116 | Active | 1
2416907 | WRENCH,OPEN END | Single Spanner, 19mm, Insulated 1000V, for use in Insulated Tool Kit | HYLEC | HYLEC ENERGY SOLUTIONS | MS16-19 | Active | 2
2416907 | WRENCH,OPEN END | Single Spanner, 19mm, Insulated 1000V, for use in Insulated Tool Kit | TEN | THE ENERGY NETWORK (AUST) PTY LTD | D14-19 | Active | 2
2479608 | WRENCH,OPEN END | Single Spanner, 7/16" Whitworth, 1000V Insulated | ITL | INSULATED TOOLS LTD (MANUFACTURER) | 220 | Active | 1
2416717 | WRENCH,BOX | Single Spanner, 10mm, Offset, 1000V Insulated, for Tool Kit | PENTA | PENTA AUST (TMAC THEW & MCCANN/HYLEC) | PA23126 | Active | 1
2416717 | WRENCH,BOX | Single Spanner, 10mm, Offset, 1000V Insulated, for Tool Kit | HYLEC | HYLEC ENERGY SOLUTIONS | MS21-10 | Active | 2
2416717 | WRENCH,BOX | Single Spanner, 10mm, Offset, 1000V Insulated, for Tool Kit | TEN | THE ENERGY NETWORK (AUST) PTY LTD | D13-10 | Active | 2
2416725 | WRENCH,BOX | Single Spanner, 11mm, Offset, 1000V Insulated, for Tool Kit | PENTA | PENTA AUST (TMAC THEW & MCCANN/HYLEC) | PA23127 | Active | 1
2416725 | WRENCH,BOX | Single Spanner, 11mm, Offset, 1000V Insulated, for Tool Kit | HYLEC | HYLEC ENERGY SOLUTIONS | MS21-11 | Active | 2
2416725 | WRENCH,BOX | Single Spanner, 11mm, Offset, 1000V Insulated, for Tool Kit | TEN | THE ENERGY NETWORK (AUST) PTY LTD | D13-11 | Active | 2
2416733 | WRENCH,BOX | Single Spanner, 12mm, Offset, 1000V Insulated, for Tool Kit | PENTA | PENTA AUST (TMAC THEW & MCCANN/HYLEC) | PA23128 | Active | 1
2416733 | WRENCH,BOX | Single Spanner, 12mm, Offset, 1000V Insulated, for Tool Kit | HYLEC | HYLEC ENERGY SOLUTIONS | MS21-12 | Active | 2
2416733 | WRENCH,BOX | Single Spanner, 12mm, Offset, 1000V Insulated, for Tool Kit | TEN | THE ENERGY NETWORK (AUST) PTY LTD | D13-12 | Active | 2
2416790 | WRENCH,BOX | Single Spanner, 18mm, Offset, 1000V Insulated, for Tool Kit | PENTA | PENTA AUST (TMAC THEW & MCCANN/HYLEC) | PA23136 | Active | 1
2416790 | WRENCH,BOX | Single Spanner, 18mm, Offset, 1000V Insulated, for Tool Kit | HYLEC | HYLEC ENERGY SOLUTIONS | MS21-18 | Active | 2
2416790 | WRENCH,BOX | Single Spanner, 18mm, Offset, 1000V Insulated, for Tool Kit | TEN | THE ENERGY NETWORK (AUST) PTY LTD | D13-18 | Active | 2
2416808 | WRENCH,BOX | Single Spanner, 19mm, Offset, 1000V Insulated, for Tool Kit | PENTA | PENTA AUST (TMAC THEW & MCCANN/HYLEC) | PA23137 | Active | 1
2416808 | WRENCH,BOX | Single Spanner, 19mm, Offset, 1000V Insulated, for Tool Kit | HYLEC | HYLEC ENERGY SOLUTIONS | MS21-19 | Active | 2
2416808 | WRENCH,BOX | Single Spanner, 19mm, Offset, 1000V Insulated, for Tool Kit | TEN | THE ENERGY NETWORK (AUST) PTY LTD | D13-19 | Active | 2
2484020 | WRENCH,BOX | Bolt Head, Sunrise Attachment (Live Line Tools) | RITZ | RITZ FERRAMENTAS (MANUFACTURER) | RM4455-88 | Active | 1
3727 | CIRCUIT BREAKER | 72.5kV Live Tank, 2000A, 31.5kA/3sec, 110V DC Aux & Spring Motor Charge, L4 Pollution c/w No.5 Al Terminals 1250A Outdoor, JBP 10142 Group K Item 2, | ALSTOM | ALSTOM GRID AUSTRALIA LIMITED | F14031P | Active | 5
3914 | CIRCUIT BREAKER | MCB iC60H, 6A, 2 Pole, 415V AC 15kA C-Curve, 125V DC 15kA, 36 x 85 x 79mm, 35mm DIN Rail Mount | SCHNEIDR | SCHNEIDER PTY LTD (MANUFACTURER) | A9F54206 | Active | 1
113005 | CIRCUIT BREAKER | 63A, CF1, Curve, 1 Single Pole | IDEALELE | IDEAL ELECTRICAL SUPPLIERS | HEINEMANCF163631 | Active | 2
113005 | CIRCUIT BREAKER | 63A, CF1, Curve, 1 Single Pole | MMELEC | MM ELECTRICAL MERCHANDISING | HEISFM1-G3-63-1 | Active | 1
456804 | PLUG | Tapered, Black, 10-16mm, Polesaver, Sq Keyhole, for Sealing Inspection Holes in Wood Poles (P200) | PRESCHEM | PRESCHEM POLE MAINTENANCE PTY LTD | PP16 | Active | 1
456813 | PLUG | Tapered, Black, 10-19mm, Polesaver, Square Keyhole, for Sealing Inspection Holes in Wood Poles (P200) | PRESCHEM | PRESCHEM POLE MAINTENANCE PTY LTD | PP16 | Active | 1
2427821 | PLUG | 16mm, Plastic, Black, Round Internal Finishing, for use in Steel Poles (scm) | SNCLRUSH | SINCLAIR & RUSH PTY LTD | 26003260 | Active | 1
2439834 | PLUG | Panel, Dome, 22mm Dia x 3.2mm Plate, Nylon, Black, to suit CB Control Panel (P100) | HEYCO | HEYCO PRODUCTS INC (MANUFACTURER) | NPA2703 | Active | 5
2439842 | PLUG | Panel, Dome, 14.3mm Dia x 3.2mm Plate, Nylon, Black, suit Fuse/Link Panel (P100) | MMELEC | MM ELECTRICAL MERCHANDISING | NPA 2653 | Active | 5
2439859 | PLUG | Panel, Shorty, 5.5mm Dia x 1.6mm Plate, Nylon, Black, suit Fuse/Link Panel (P100) | MMELEC | MM ELECTRICAL MERCHANDISING | NPA 1654 | Active | 5
2459436 | PLUG | SC Simplex Blanking Plug, Rect, Nylon | OPTICAL | OPTICAL FIBRE SYSTEMS PTY LTD | OFS-PLG-SC | Active | 1
2459444 | PLUG | ST Simplex Blanking Plug, Round, Nylon | OPTICAL | OPTICAL FIBRE SYSTEMS PTY LTD | OFS-PLG-ST | Active | 1
2460020 | PLUG | 12mm, Tapered Plastic, Black, suit 10mm Dia Pole Saver Rod, for Sealing Inspection Holes in Wood Poles, 200 per Bag | PRESCHEM | PRESCHEM POLE MAINTENANCE PTY LTD | PP12 | Active | 1
2470052 | PLUG | 9/16" JIC Plug, Hydraulic Fitting | HYDRLINK | HYDRAULINK HOSE & FITTINGS | JP-06 | Active | 1
2470060 | PLUG | 3/4" JIC Plug, Hydraulic Fitting | HYDRLINK | HYDRAULINK HOSE & FITTINGS | JP-08 | Active | 1
2470078 | PLUG | 7/8" JIC Plug, Hydraulic Fitting | HYDRLINK | HYDRAULINK HOSE & FITTINGS | JP-10 | Active | 1
2470086 | PLUG | 1-1/16" JIC Plug, Hydraulic Fitting | HYDRLINK | HYDRAULINK HOSE & FITTINGS | JP-12 | Active | 1
2480838 | PLUG | Isolating Plug, Yellow, suit PT6-T Terminal Block | PHOENIX | PHOENIX CONTACT PTY LTD | 1322572 | Active | 1
2480846 | PLUG | Isolating Plug, Red, suit PT6-T Terminal Block | PHOENIX | PHOENIX CONTACT PTY LTD | 1322573 | Active | 1
2480853 | PLUG | Isolating Plug, White, suit PT6-T Terminal Block | PHOENIX | PHOENIX CONTACT PTY LTD | 1322576 | Active | 1
2486538 | PLUG | Anti Access Lock Plug, for EJCo Explosion Mitigation Lids | EJAUST | EJ AUSTRALIA PTY LTD | EMLOCKINGSERT | Active | 1
2491744 | PLUG | Lift Cover Plug, for EJ Co Explosion Mitigation Lids | EJAUST | EJ AUSTRALIA PTY LTD | PLASPLUGRECT | Active | 1
481957 | TERMINATION,PREFORMED | LT, Double Insulated Service Fitting for PVC Cu, 10mm2 Twisted (7/1.35) 4 Core, 16mm2 Twisted (7/1.35) 3 & 4 Core, 25mm2 Twisted (7/2.00) 2 Core, 16mm2 N/S | PLP | PREFORMED LINE PRODUCTS (AUST) | D-DIS1600N | Active | 1
429378 | TERMINATION,PREFORMED | FT, 7/2.75 SC/GZ, for use on GY3 Insulator (P20) (scm) | PLP | PREFORMED LINE PRODUCTS (AUST) | GFG-083-CL | Active | 1
429386 | TERMINATION,PREFORMED | FT, 7/3.25 or 19/2.00 SC/GZ for use on GY3 Insulator (P20) (scm) | PLP | PREFORMED LINE PRODUCTS (AUST) | GFG-100 | Active | 1
2600091 | RACK,CABLE | TRAY:CBL;CHANNEL,2.4M,300MM,GALVABOND RACK,CABLE; Channel Cable Tray, 2.4m Lg, 300mm W, 20mm Side Wall, Steel, Galvabo nd, Admiralty Pattern, Sq Edge | EZYSTRUT | EZYSTRUT CABLE & PIPE SUPPORTS | CT300G | Active | 1
30224 | BRACKET,CANTILEVER | PCL Series HG/SS, 320mm Lg, 165mm H1, 86mm H2 | EZYSTRUT | EZYSTRUT CABLE & PIPE SUPPORTS | CB4-300H | Active | 1
30226 | BRACKET,CANTILEVER | PCL Series HG/SS, 635mm Lg, 215mm H1, 112mm H2 | EZYSTRUT | EZYSTRUT CABLE & PIPE SUPPORTS | CB4-600H | Active | 1
30227 | BRACKET,CANTILEVER | PCL Series HG/SS, 780mm Lg, 215mm H1, 112mm H2 | EZYSTRUT | EZYSTRUT CABLE & PIPE SUPPORTS | CB254-750H | Active | 1
30195 | CHANNEL,STRUCTURAL | Unistrut, 6m Lg, 41 x 41mm, 2.5mm Thk, Galvabond | EZYSTRUT | EZYSTRUT CABLE & PIPE SUPPORTS | E1000G | Active | 1
30196 | CHANNEL,STRUCTURAL | Unistrut, 3m Lg, 41 x 41mm, 2.5mm Thk, Galvabond | EZYSTRUT | EZYSTRUT CABLE & PIPE SUPPORTS | E10003000G | Active | 1
30198 | CHANNEL,STRUCTURAL | Unistrut, 6m Lg, 41 x 22mm, 2.5mm Thk, Galvabond | EZYSTRUT | EZYSTRUT CABLE & PIPE SUPPORTS | E3300G | Active | 1
30200 | CHANNEL,STRUCTURAL | Unistrut, 3m Lg, 41 x 22mm, 2.5mm Thk, Galvabond | EZYSTRUT | EZYSTRUT CABLE & PIPE SUPPORTS | E3300G 3000MM | Active | 1
406327 | CIRCUIT BREAKER | 250V, 63A, 1 Ph, c/w Neutral Link, Pole Mounted Outdoor, PS4/006/OMDE/85 Rev B | MMELEC | MM ELECTRICAL MERCHANDISING | HEISPB1N63C | Active | 1
406343 | CIRCUIT BREAKER | 250V, 100A, c/w Neutral Link, Pole Mounted Outdoor, PS4/006/OMDE/85 Rev B | MMELEC | MM ELECTRICAL MERCHANDISING | HEISPB1N100C1 | Active | 1
2501872 | LEAD SET,TEST | Phantom 100A Load Box CT Ext Leads, 3m Lg, Plugs Colour Coded Red, White & Blue (Set of 3) | GAYRAD | JJ ELECTRICAL MANUFACTURING T/A GAYRAD | MLTU100-3CT | Active | 5
2502482 | BEARING,SLEEVE | Sprag Bearing, Drawn Cup, Needle Roller Clutch, 20mm ID, 26mm OD, 26mm W, Steel | SCHFFLER | SCHAEFFLER GROUP (LUK INA FAG) | HFL2026-L564 INA | Active | 5
2502482 | BEARING,SLEEVE | Sprag Bearing, Drawn Cup, Needle Roller Clutch, 20mm ID, 26mm OD, 26mm W, Steel | MOTION | MIMOTION INDUSTRIES AUST P/L | 10457003 | Active | 1
429491 | TERMINATION,PREFORMED | FT, 3/2.75 SC/AC, 3/12 Al Clad Steel (P50) (scm) | PLP | PREFORMED LINE PRODUCTS (AUST) | AWFG-K023 | Active | 1
430015 | TERMINATION,PREFORMED | FT, 7/2.75 SC/AC (P20) (scm) | PLP | PREFORMED LINE PRODUCTS (AUST) | AWFG-K050 | Active | 1
430023 | TERMINATION,PREFORMED | FT, 7/3.25 SC/AC (P20) | PLP | PREFORMED LINE PRODUCTS (AUST) | AWFG-K070 | Active | 1
430155 | TERMINATION,PREFORMED | FT 19/2.75 SC/GZ (GUY LOK) (scm) (P10) | PLP | PREFORMED LINE PRODUCTS (AUST) | GSC-138 | Active | 1
430163 | TERMINATION,PREFORMED | FT, 19/2.00 SC/GZ, (GUY LOK) (P40) | TECONN | TE CONNECTIVITY LTD | FGG0970-1020 | Active | 1
430163 | TERMINATION,PREFORMED | FT, 19/2.00 SC/GZ, (GUY LOK) (P40) | PLP | PREFORMED LINE PRODUCTS (AUST) | GSC-100 | Active | 2
2401283 | TERMINATION,PREFORMED | FT, 19/4.75 AAC & AAAC Colour Code Blue (P10) | TECONN | TE CONNECTIVITY LTD | FAD2375-2620-8 | Active | 1
2401283 | TERMINATION,PREFORMED | FT, 19/4.75 AAC & AAAC Colour Code Blue (P10) | DULMISON | DULMISON (AUST) PTY LTD | ADE2375 | Active | 2
2401286 | TERMINATION,PREFORMED | FT, 7/0.118 HDC (Imp) (P30) PLP Dwg 056-021-RD | PLP | PREFORMED LINE PRODUCTS (AUST) | CFG-088 | Active | 1
2401748 | TERMINATION,PREFORMED | FT, Neutral Screened Service Fitting for PVC Cu, 7/1.70, 3 & 4 Core, Colour Code Blue (P20) | ADAPTAUS | ADAPT AUSTRALIA PTY LTD | GSGNC070 | Active | 2
2401748 | TERMINATION,PREFORMED | FT, Neutral Screened Service Fitting for PVC Cu, 7/1.70, 3 & 4 Core, Colour Code Blue (P20) | TYCOELEC | TYCO ELECTRONICS | DIS1900N | Active | 1
2403562 | TERMINATION,PREFORMED | FT, 6/1/.161 ACSR/GZ, Racoon, Imp, Colour Code Blue (P50) | PLP | PREFORMED LINE PRODUCTS (AUST) | FTG-122 | Active | 1
3415 | CIRCUIT BREAKER | SHT TEL L2, 110-415V AC/110-125V DC, 9.6 Lg x 3.8 W x 8cm H, EE Dwg 948063-08 | TERASAKI | TERASAKI ELECTRICAL CO LTD | DTSHT110415V | Active | 1
3424 | CIRCUIT BREAKER | Compact NSX100F, 415V, 100A, 36kA, Micrologic 2.2, 3 Pole, 105 x 161 x 86mm Backplate Mount, IP40 | SCHNEIDR | SCHNEIDER PTY LTD (MANUFACTURER) | LV429770 | Active | 1
3711 | CIRCUIT BREAKER | 72.5kV Dead Tank, 2500A, 25kA/3sec, 125V DC Aux & Spring Motor Charge, L4 Pollution c/w 1A CT's 4 x Bushing Protection CT & 2 x Bushing Metering CT, | ALSTOM | ALSTOM GRID AUSTRALIA LIMITED | DT72.5F1 - 125VDC 1A (ITEM1B) | Active | 5
3713 | CIRCUIT BREAKER | 72.5kV Dead Tank, 2500A, 25kA/3sec, 125V DC Aux & Spring Motor Charge, L4 Pollution c/w 5A CT's 4 x Bushing Protection CT & 1 x Bushing Metering CT, | ALSTOM | ALSTOM GRID AUSTRALIA LIMITED | DT72.5F1 - 125VDC 5A (ITEM1D) | Active | 5
19301 | MULTIMETER | MULTIM;DGTL,ANALOGUE,0.1MV TO 1000V MULTIMETER DIGITAL;ANALOG;FLUKE 87V SERI ES;HIGH RANGE;SIZE 203 MM X 100 MM X 50 MM; WEIGHT 545 G;BATTERY LIFE ~72 HOURS; | FLUKE | FLUKE AUSTRALIA PTY LTD (MANUFACTURER) | FLUKE-87 | Active | 1
2600094 | LAMP,LED | LAMP:LED;BWP ECO EMERG G2,20/40W,1265MM LAMP,LED; BWP Eco Emergency Weatherproof LED Battern Gen2, 20/40W, CCT 3000K/400 0K/6000K, 1265 x 130 x 92mm, Grey, PC Di | PIERLITE | PIERLITE AUSTRALIA PTY LTD | BWPECO404ECSEM | Active | 5
2600094 | LAMP,LED | LAMP:LED;BWP ECO EMERG G2,20/40W,1265MM LAMP,LED; BWP Eco Emergency Weatherproof LED Battern Gen2, 20/40W, CCT 3000K/400 0K/6000K, 1265 x 130 x 92mm, Grey, PC Di | CNWELEC | CNW ELECTRICAL PTY LTD | PIEBWPECO404ECSEM | Active | 1
2600092 | LAMP,LED | LAMP:LED;ECO DIFF BATTEN G4,36W,1164MM LAMP,LED; Eco LED Batten Gen4, 36W, CCT (1200mm) 4000K/5000K/6500K, 1164 x 74 x 74mm, White, Opal Diffuser | PIERLITE | PIERLITE AUSTRALIA PTY LTD | ECOBAT404ECSLSG4 | Active | 5
2600092 | LAMP,LED | LAMP:LED;ECO DIFF BATTEN G4,36W,1164MM LAMP,LED; Eco LED Batten Gen4, 36W, CCT (1200mm) 4000K/5000K/6500K, 1164 x 74 x 74mm, White, Opal Diffuser | CNWELEC | CNW ELECTRICAL PTY LTD | PIEECOBAT404ECSLSG4 | Active | 1
2469245 | CONTROL BOX | CAPE Control & Protection Enclosure, ADVC3 Ultra, CAPE FlexVUE Eng Sch, suit Schneider E27/E38 Reclosers, JTS 06-07-03 (scm) | SCHNEIDR | SCHNEIDER PTY LTD (MANUFACTURER) | 8600163100 | Active | 1
2600073 | ACCESSORY KIT,ELEC EQUIP | KIT;RETROFIT, ABB SAFEPLUS SPRG CHG IND ACCESSORY KIT,ELEC EQUIP; Retrofit Kit, ABB SafePlus Contact Closing Spring Asse mbly, Provides Circuit Breaker (V) Modul | ABBAUST | ABB AUSTRALIA PTY LTD | 2RAA008692A0001 | Active | 1
2494409 | CIRCUIT BREAKER | MCB, Acti9, iC60N, 32A, 3 Pole, 415V AC, 180V DC, C-Curve | SCHNEIDR | SCHNEIDER PTY LTD (MANUFACTURER) | A9F44332 | Active | 1
R2498731 |  | TX:DIST;Groundmount,22kV,433-250V,3Ph,7 TRANSFORMER,DISTRIBUTION Groundmount, 22 kV/433-250V, 315kVA, 3Ph, HV Bsh DIN Int erface A, LV Bsh, KNAN FR3 Fluid, Dyn 11 | WILSON | WILSON TRANSFORMER CO. PTY LTD | 874-B360-1 | Active | 1
R2498749 |  | TX:DIST;Groundmount,22kV/,560V/560V,3Ph TRANSFORMER,DISTRIBUTION Groundmount, 22 kV/560V/560V, 5MVA, 3Ph, Dyn11yn11, KNAN FR3, for BESS | WILSON | WILSON TRANSFORMER CO. PTY LTD | 877-B290-0 | Active | 1
R2489045 |  | CB;3150A,OTDR SF6 Dead Tank,145kV CIRCUIT BREAKER 145kV, 3150A, 40kA/1sec, Outdoor SF6 Dead Tank, 1 Pole Operated CB Unit c/w 4 Bushing Protn CTs & 2 Bush | GE | GENERAL ELECTRIC COMPANY | DT1-145 F3 | Active | 1
R2489029 |  | CB;3150A,OTDR SF6 Dead Tank,145kV CIRCUIT BREAKER 145kV, 3150A, 40kA/1sec, Outdoor SF6 Dead Tank, 1 Pole Operated CB Unit c/w 4 Bushing Protn CTs & 2 Bush | GE | GENERAL ELECTRIC COMPANY | DT1-145 F3 | Active | 1
R2488997 |  | CB;3150A,OTDR SF6 Dead Tank,145kV CIRCUIT BREAKER 145kV, 3150A, 40kA/1sec, Outdoor SF6 Dead Tank, 1 Pole Operated CB Unit c/w 4 Bushing Protn CTs & 2 Bush | GE | GENERAL ELECTRIC COMPANY | DT1-145 F3 | Active | 1
22724 | COUPLING,ELECTRICAL CONDUIT | Plain to Plain, PVC, 25mm ID, 30mm OD, 42mm Lg, Grey | CLIPSAL | CLIPSAL (BY SCHNEIDER ELECTRIC) | 242/25-GY | Active | 5
22724 | COUPLING,ELECTRICAL CONDUIT | Plain to Plain, PVC, 25mm ID, 30mm OD, 42mm Lg, Grey | HAYMANS | HAYMANS ELECTRICAL | CLI242/25GRY | Active | 1
2468494 | CIRCUIT BREAKER | 145kV, 2000A, 40kA/3sec, 32V DC Control, 240V AC Motor, L4 Pollution, Composite Bushings, 1 Pole, 00000977 Part 3 Item 7, GE GL312P F3 | GE | GENERAL ELECTRIC COMPANY | GL312P F3 | Active | 1
2468502 | CIRCUIT BREAKER | 145kV, 2000A, 40kA/3sec, 48V DC Control, 240V AC Motor, L4 Pollution, Composite Bushings, 1 Pole, 00000977 Part 3 Item 8, GE GL312P F3 | GE | GENERAL ELECTRIC COMPANY | GL312P F3 | Active | 1
2468510 | CIRCUIT BREAKER | 145kV, 2000A, 40kA/3sec, 110V DC Control, 240V AC Motor, L4 Pollution, Composite Bushings, 1 Pole, 00000977 Part 3 Item 9, GE GL312P F3 | GE | GENERAL ELECTRIC COMPANY | GL312P F3 | Active | 1
2468536 | CIRCUIT BREAKER | 145kV, 2000A, 40kA/3sec, 110V DC Control, 110V DC Motor, L4 Pollution, Composite Bushings, 1 Pole, 00000977 Part 3 Item 11, GE GL312P F3 | GE | GENERAL ELECTRIC COMPANY | GL312P F3 | Active | 1
2468544 | CIRCUIT BREAKER | 145kV, 2000A, 40kA/3sec, 125V DC Control, 125V DC Motor, L4 Pollution, Composite Bushings, 1 Pole, 00000977 Part 3 Item 12, GE GL312P F3 | GE | GENERAL ELECTRIC COMPANY | GL312P F3 | Active | 1
2468551 | CIRCUIT BREAKER | 145kV Dead Tank, 2000A, 40kA, Outdoor Unit c/w 32V DC Aux Supply & 240V AC Spring Motor Charge, 1A CTs 4 x Prot & 2 x Mtrg, 3 Pole, 00000977 Part 3 | GE | GENERAL ELECTRIC COMPANY | GL312P F3 | Active | 1
2468569 | CIRCUIT BREAKER | 145kV Dead Tank, 2000A, 40kA, Outdoor Unit c/w 48V DC Aux Supply & 240V AC Spring Motor Charge, 1A CTs 4 x Prot & 2 x Mtrg, 3 Pole, 00000977 Part 3 | GE | GENERAL ELECTRIC COMPANY | GL312P F3 | Active | 1
2468577 | CIRCUIT BREAKER | 145kV Dead Tank, 2000A, 40kA, Outdoor Unit c/w 110V DC Aux Supply & 240V AC Spring Motor Charge, 1A CTs 4 x Prot & 2 x Mtrg, 3 Pole, 00000977 Part 3 | GE | GENERAL ELECTRIC COMPANY | GL312P F3 | Active | 1
2468585 | CIRCUIT BREAKER | 145kV Dead Tank, 2000A, 40kA, Outdoor Unit c/w 125V DC Aux Supply & 240V AC Spring Motor Charge, 1A CTs 4 x Prot & 2 x Mtrg, 3 Pole, 00000977 Part 3 | GE | GENERAL ELECTRIC COMPANY | GL312P F3 | Active | 1
2468593 | CIRCUIT BREAKER | 145kV Dead Tank, 2000A, 40kA, Outdoor Unit c/w 110V DC Aux Supply & 110V DC Spring Motor Charge, 1A CTs 4 x Prot & 2 x Mtrg, 3 Pole, 00000977 Part 3 | GE | GENERAL ELECTRIC COMPANY | DT1-145 F1 | Active | 1
2468601 | CIRCUIT BREAKER | 145kV Dead Tank, 2000A, 40kA, Outdoor Unit c/w 125V DC Aux Supply & 125V DC Spring Motor Charge, 1A CTs 4 x Prot & 2 x Mtrg, 3 Pole, 00000977 Part 3 | GE | GENERAL ELECTRIC COMPANY | GL312P F3 | Active | 1
2464550 | WHEEL,ABRASIVE | Flexovit A30Q-BF27, Grinding Wheel, Depressed Centre, 125 x 7 x 22mm, S/Steel | SGA | SAINT-GOBAIN ABRASIVES | 66252919666 | Active | 5
2464550 | WHEEL,ABRASIVE | Flexovit A30Q-BF27, Grinding Wheel, Depressed Centre, 125 x 7 x 22mm, S/Steel | BLKWOODJ | J BLACKWOOD & SONS LIMITED | 969374 | Active | 1
2404033 | TERMINATION,PREFORMED | FT, 7/2.50 AAC (LEO) 7/2.50 AAAC (CHLORINE) Colour Code Blue (P50) (scm) | PLP | PREFORMED LINE PRODUCTS (AUST) | AFG-075 | Active | 1
2405234 | TERMINATION,PREFORMED | FT, 19/.101 HDBC (Imp) (P10) | TYCOELEC | TYCO ELECTRONICS | CDE1257 | Active | 1
2407168 | TERMINATION,PREFORMED | FT, 19/2.75 SC/GZ c/w Open Thimble, ETS 11-09-01 | PLP | PREFORMED LINE PRODUCTS (AUST) | D-SGG1375-ER / 22MM | Active | 1
2407170 | TERMINATION,PREFORMED | FT, 7/2.75 SC/GZ c/w Open Thimble, ETS 11-09-01 | PLP | PREFORMED LINE PRODUCTS (AUST) | SGG0825 | Active | 1
2407171 | TERMINATION,PREFORMED | FT, 7/2.75 SC/AC, Left Hand Lay c/w Open Thimble, ETS 11-09-01 | PLP | PREFORMED LINE PRODUCTS (AUST) | LGG0825L | Active | 1
2407173 | TERMINATION,PREFORMED | FT, 7/3.25 SC/AC, Left Hand Lay c/w Open Thimble, ETS 11-09-01 | PLP | PREFORMED LINE PRODUCTS (AUST) | LGG0975L | Active | 1
2407179 | TERMINATION,PREFORMED | FT, KRYPTON, 19/3.25 AAAC 1120 c/w Open Thimble, ETS 11-09-01 | PLP | PREFORMED LINE PRODUCTS (AUST) | AFG-163-ER | Active | 1
2407182 | TERMINATION,PREFORMED | LT, OXYGEN, 19/4.75 AAAC 1120 c/w Thimble, ETS 2005/037/T (SLT) (Limited Tension Only, use Compression Deadend Instead) | PLP | PREFORMED LINE PRODUCTS (AUST) | AFG-240-ER | Active | 1
2418002 | TERMINATION,PREFORMED | Preformed Helical, FT, Short Spans, ADSS 12 Optical Fibre Cable, 13.0-13.7mm Dia c/w Clevis Thimble Extension Link Helical Termination | PLP | PREFORMED LINE PRODUCTS (AUST) | ADSSTS-130-SG | Active | 1
2451961 | TERMINATION,PREFORMED | FT, 7/2.75 SC/GZ, 3/3.66mm (3/0.144") Alumoweld, Colour Code Blue | PLP | PREFORMED LINE PRODUCTS (AUST) | GFG-075 | Active | 1
1713056 | BOLT,EYE | M20 x 400mm, 40mm ID Eye, Galv Steel, ISO-M, 98kN Min Fail Load c/w Galv Hex Nut, Dwg 01-02-02, Pack of 10 | GREGSF | GREG SEWELL FORGINGS PTY LTD | 1713056 | Active | 1
1713135 | BOLT,EYE | M20 x 600mm, 40mm ID Eye, Galv Steel, ISO-M, 98kN Min Fail Load c/w Galv Hex Nut, Dwg 01-02-02, Pack of 5 | GREGSF | GREG SEWELL FORGINGS PTY LTD | 1713135 | Active | 1
1713463 | BOLT,EYE | M24 x 400mm, 40mm ID Eye, Galv Steel, ISO-M, 141kN Min Fail Load c/w Galv Hex Nut, Dwg 01-02-03, Pack of 10 | GREGSF | GREG SEWELL FORGINGS PTY LTD | 1713463 | Active | 1
2400048 | BOLT,EYE | M16 x 400mm, 40mm ID Eye, Galv Steel, ISO-M, 62kN Min Fail Load c/w Galv Hex Nut, Dwg 01-02-01, Pack of 10 | GREGSF | GREG SEWELL FORGINGS PTY LTD | 2400048 | Active | 1
3715 | CIRCUIT BREAKER | 72.5kV Dead Tank, 2500A, 25kA/3sec, 110V DC Aux & Spring Motor Charge, L4 Pollution c/w 1A CT's 4 x Bushing Protection CT & 2 x Bushing Metering CT, | ALSTOM | ALSTOM GRID AUSTRALIA LIMITED | DT72.5F1 - 110VDC 1A (ITEM2B) | Active | 5
3717 | CIRCUIT BREAKER | 72.5kV Dead Tank, 2500A, 25kA/3sec, 110V DC Aux & Spring Motor Charge, L4 Pollution c/w 5A CT's 4 x Bushing Protection CT & 1 x Bushing Metering CT, | ALSTOM | ALSTOM GRID AUSTRALIA LIMITED | DT72.5F1 - 110VDC 5A (ITEM2D) | Active | 5
3719 | CIRCUIT BREAKER | 72.5kV Dead Tank, 2500A, 25kA/3sec, 48V DC Aux, 240V AC Spring Motor Charge, L4 Pollution c/w 1A CT's 4 x Bushing Protection CT & 2 x Bushing Metering CT, | ALSTOM | ALSTOM GRID AUSTRALIA LIMITED | DT72.5F1 - 48VDC 1A (ITEM3B) | Active | 5
3721 | CIRCUIT BREAKER | 72.5kV Dead Tank, 2500A, 25kA/3sec, 48V DC Aux, 240V AC Spring Motor Charge, L4 Pollution c/w 5A CT's 4 x Bushing Protection CT & 1 x Bushing Metering CT, | ALSTOM | ALSTOM GRID AUSTRALIA LIMITED | DT72.5F1 - 48VDC 5A (ITEM3D) | Active | 5
R2489003 |  | CB;3150A,OTDR SF6 Dead Tank,145kV CIRCUIT BREAKER 145kV, 3150A, 40kA/1sec, Outdoor SF6 Dead Tank, 1 Pole Operated CB Unit c/w 4 Bushing Protn CTs & 2 Bush | GE | GENERAL ELECTRIC COMPANY | DT1-145 F3 | Active | 1
R2489011 |  | CB;3150A,OTDR SF6 Dead Tank,145kV CIRCUIT BREAKER 145kV, 3150A, 40kA/1sec, Outdoor SF6 Dead Tank, 1 Pole Operated CB Unit c/w 4 Bushing Protn CTs & 2 Bush | GE | GENERAL ELECTRIC COMPANY | DT1-145 F3 | Active | 1
R2488989 |  | CB;3150A,OTDR SF6 Dead Tank,145kV CIRCUIT BREAKER 145kV, 3150A, 40kA/1sec, Outdoor SF6 Dead Tank, 3 Pole Operated CB Unit c/w 4 Bushing Protn CTs & 2 Bush | GE | GENERAL ELECTRIC COMPANY | DT1-145 F1 | Active | 1
R2488930 |  | CB;3150A,OTDR SF6 CIRCUIT BREAKER 145kV, 3150A, 40kA/1sec, Outdoor SF6 Dead Tank, 3 Pole Operated CB Unit c/w 4 Bushing Protn CTs & 2 Bush | GE | GENERAL ELECTRIC COMPANY | DT1-145 F1 | Active | 1
R2488955 |  | CB;3150A,OTDR SF6 Dead Tank,145kV CIRCUIT BREAKER 145kV, 3150A, 40kA/1sec, Outdoor SF6 Dead Tank, 3 Pole Operated CB Unit c/w 4 Bushing Protn CTs & 2 Bush | GE | GENERAL ELECTRIC COMPANY | DT1-145 F1 | Active | 1
R2488948 |  | CB;3150A,OTDR SF6 Dead Tank,145kV CIRCUIT BREAKER 145kV, 3150A, 40kA/1sec, Outdoor SF6 Dead Tank, 3 Pole Operated CB Unit c/w 4 Bushing Protn CTs & 2 Bush | GE | GENERAL ELECTRIC COMPANY | DT1-145 F1 | Active | 1
R2488922 |  | CB;3150A,OTDR SF6 Live Tank,145kV CIRCUIT BREAKER 145kV, 3150A, 40kA/1sec, Outdoor SF6 Live Tank, 1 Pole Operated CB Unit c/w 125VDC Aux & 125VDC Motor Su | GE | GENERAL ELECTRIC COMPANY | GL312 F3 | Active | 1
R2488914 |  | CB;3150A,OTDR SF6 Live Tank,145kV CIRCUIT BREAKER 145kV, 3150A, 40kA/1sec, Outdoor SF6 Live Tank, 1 Pole Operated CB Unit c/w 110VDC Aux & 110VDC Motor Su | GE | GENERAL ELECTRIC COMPANY | GL312 F3 | Active | 1
R2488906 |  | CB;3150A,OTDR SF6 Live Tank,145kV CIRCUIT BREAKER 145kV, 3150A, 40kA/1sec, Outdoor SF6 Live Tank, 1 Pole Operated CB Unit c/w 125VDC Aux & 230VAC Motor Su | GE | GENERAL ELECTRIC COMPANY | GL312 F3 | Active | 1
R2488898 |  | CB;3150A,OTDR SF6 CIRCUIT BREAKER 145kV, 3150A, 40kA/1sec, Outdoor SF6 Live Tank, 1 Pole Operated CB Unit c/w 110VDC Aux & 230VAC Motor Su | GE | GENERAL ELECTRIC COMPANY | GL312 F3 | Active | 1
R2488872 |  | CB;3150A,OTDR SF6 Live Tank,145kV CIRCUIT BREAKER 145kV, 3150A, 40kA/1sec, Outdoor SF6 Live Tank, 1 Pole Operated CB Unit c/w 32VDC Aux & 230VAC Motor Sup | GE | GENERAL ELECTRIC COMPANY | GL312 F3 | Active | 1
R2488831 |  | CB;3150A,OTDR SF6 Live Tank,145kV CIRCUIT BREAKER 145kV, 3150A, 40kA/1sec, Outdoor SF6 Live Tank, 3 Pole Operated CB Unit c/w 110VDC Aux & 230VAC Motor Su | GE | GENERAL ELECTRIC COMPANY | GL312 F1 | Active | 1
R2488856 |  | CB;3150A,OTDR SF6 Live Tank,145kV CIRCUIT BREAKER 145kV, 3150A, 40kA/1sec, Outdoor SF6 Live Tank, 3 Pole Operated CB Unit c/w 110VDC Aux & 110VDC Motor Su | GE | GENERAL ELECTRIC COMPANY | GL312 F1 | Active | 1
R2488880 |  | CB;3150A,OTDR SF6 Live Tank,145kV CIRCUIT BREAKER 145kV, 3150A, 40kA/1sec, Outdoor SF6 Live Tank, 1 Pole Operated CB Unit c/w 48VDC Aux & 230VAC Motor Sup | GE | GENERAL ELECTRIC COMPANY | GL312 F3 | Active | 1
R2488864 |  | CB;3150A,OTDR SF6 Live Tank,145kV CIRCUIT BREAKER 145kV, 3150A, 40kA/1sec, Outdoor SF6 Live Tank, 3 Pole Operated CB Unit c/w 125VDC Aux & 125VDC Motor Su | GE | GENERAL ELECTRIC COMPANY | GL312 F1 | Active | 1
R2488807 |  | CB;3150A,OTDR SF6 Dead Tank,72.5kV CIRCUIT BREAKER 72.5kV, 3150A, 40kA/3sec , Outdoor SF6 Dead Tank, 1 Pole Operated CB Unit c/w 4 Bushing Protn CTs & 2 Bus | GE | GENERAL ELECTRIC COMPANY | DT1-72.5 F | Active | 1
R2488823 |  | CB;3150A,OTDR SF6 Live Tank,145kV CIRCUIT BREAKER 145kV, 3150A, 40kA/1sec, Outdoor SF6 Live Tank, 3 Pole Operated CB Unit c/w 48VDC Aux & 230VAC Motor Sup | GE | GENERAL ELECTRIC COMPANY | GL312 F1 | Active | 1
R2488849 |  | CB;3150A,OTDR SF6 Live Tank,145kV CIRCUIT BREAKER 145kV, 3150A, 40kA/1sec, Outdoor SF6 Live Tank, 3 Pole Operated CB Unit c/w 125VDC Aux & 230VAC Motor Su | GE | GENERAL ELECTRIC COMPANY | GL312 F1 | Active | 1
R2488765 |  | CB;3150A,OTDR SF6 Dead Tank,72.5kV CIRCUIT BREAKER 72.5kV, 3150A, 40kA/3sec , Outdoor SF6 Dead Tank, 1 Pole Operated CB Unit c/w 4 Bushing Protn CTs & 2 Bus | GE | GENERAL ELECTRIC COMPANY | DT1-72.5 F | Active | 1
R2488799 |  | CB;3150A,OTDR SF6 Dead Tank,72.5kV CIRCUIT BREAKER 72.5kV, 3150A, 40kA/3sec , Outdoor SF6 Dead Tank, 1 Pole Operated CB Unit c/w 4 Bushing Protn CTs & 2 Bus | GE | GENERAL ELECTRIC COMPANY | DT1-72.5 F | Active | 1
R2488773 |  | CB;3150A,OTDR SF6 Dead Tank,72.5kV CIRCUIT BREAKER 72.5kV, 3150A, 40kA/3sec , Outdoor SF6 Dead Tank, 1 Pole Operated CB Unit c/w 4 Bushing Protn CTs & 2 Bus | GE | GENERAL ELECTRIC COMPANY | DT1-72.5 F | Active | 1
R2488757 |  | CB;3150A,OTDR SF6 Dead Tank,72.5kV CIRCUIT BREAKER 72.5kV, 3150A, 40kA/3sec , Outdoor SF6 Dead Tank, 1 Pole Operated CB Unit c/w 4 Bushing Protn CTs & 2 Bus | GE | GENERAL ELECTRIC COMPANY | DT1-72.5 F | Active | 1
R2488781 |  | CB;3150A,OTDR SF6 Dead Tank,72.5kV CIRCUIT BREAKER 72.5kV, 3150A, 40kA/3sec , Outdoor SF6 Dead Tank, 1 Pole Operated CB Unit c/w 4 Bushing Protn CTs & 2 Bus | GE | GENERAL ELECTRIC COMPANY | DT1-72.5 F | Active | 1
R2488732 |  | CB;3150A,OTDR SF6 Dead Tank,72.5kV CIRCUIT BREAKER 72.5kV, 3150A, 40kA/3sec , Outdoor SF6 Dead Tank, 3 Pole Operated CB Unit c/w 4 Bushing Protn CTs & 2 Bus | GE | GENERAL ELECTRIC COMPANY | DT1-72.5 F | Active | 1
R2488724 |  | CB;3150A,OTDR SF6 Dead Tank,72.5kV CIRCUIT BREAKER 72.5kV, 3150A, 40kA/3sec , Outdoor SF6 Dead Tank, 3 Pole Operated CB Unit c/w 4 Bushing Protn CTs & 2 Bus | GE | GENERAL ELECTRIC COMPANY | DT1-72.5 F | Active | 1
R2488708 |  | CB;3150A,OTDR SF6 Dead Tank,72.5kV CIRCUIT BREAKER 72.5kV, 3150A, 40kA/3sec , Outdoor SF6 Dead Tank, 3 Pole Operated CB Unit c/w 4 Bushing Protn CTs & 2 Bus | GE | GENERAL ELECTRIC COMPANY | DT1-72.5 F | Active | 1
R2488690 |  | CB;3150A,OTDR SF6 Dead Tank,72.5kV CIRCUIT BREAKER 72.5kV, 3150A, 40kA/3sec , Outdoor SF6 Dead Tank, 3 Pole Operated CB Unit c/w 4 Bushing Protn CTs & 2 Bus | GE | GENERAL ELECTRIC COMPANY | DT1-72.5 F | Active | 1
R2488633 |  | CB;3150A,OTDR SF6 Live Tank,72.5kV CIRCUIT BREAKER 72.5kV, 3150A, 40kA/3sec , Outdoor SF6 Live Tank, 1 Pole Operated CB Unit c/w 32VDC Aux & 230VAC Motor Su | GE | GENERAL ELECTRIC COMPANY | GL309 F3 | Active | 1
R2488641 |  | CB;3150A,OTDR SF6 Live Tank,72.5kV CIRCUIT BREAKER 72.5kV, 3150A, 40kA/3sec , Outdoor SF6 Live Tank, 1 Pole Operated CB Unit c/w 48VDC Aux & 230VAC Motor Su | GE | GENERAL ELECTRIC COMPANY | GL309 F3 | Active | 1
R2488609 |  | CB;3150A,OTDR SF6 Live Tank,72.5kV CIRCUIT BREAKER 72.5kV, 3150A, 40kA/3sec , Outdoor SF6 Live Tank, 3 Pole Operated CB Unit c/w 125VDC Aux & 230VAC Motor S | GE | GENERAL ELECTRIC COMPANY | GL309 F1 | Active | 1
R2488617 |  | CB;3150A,OTDR SF6 Live Tank,72.5kV CIRCUIT BREAKER 72.5kV, 3150A, 40kA/3sec , Outdoor SF6 Live Tank, 3 Pole Operated CB Unit c/w 110VDC Aux & 110VDC Motor S | GE | GENERAL ELECTRIC COMPANY | GL309 F1 | Active | 1
R2488591 |  | CB;3150A,OTDR SF6 Live Tank,72.5kV CIRCUIT BREAKER 72.5kV, 3150A, 40kA/3sec , Outdoor SF6 Live Tank, 3 Pole Operated CB Unit c/w 110VDC Aux & 230VAC Motor S | GE | GENERAL ELECTRIC COMPANY | GL309 F1 | Active | 1
R2488583 |  | CB;3150A,OTDR SF6 Live Tank,72.5kV CIRCUIT BREAKER 72.5kV, 3150A, 40kA/3sec , Outdoor SF6 Live Tank, 3 Pole Operated CB Unit c/w 48VDC Aux & 230VAC Motor Su | GE | GENERAL ELECTRIC COMPANY | GL309 F1 | Active | 1
R2492148 |  | TX:DIST;Groundmount,33kV/,433V,3Ph TRANSFORMER,DISTRIBUTION Groundmount, 33 kV/433V, 1500kVA, 3Ph, 50Hz, O/A 1921 x 1948mm, KNAN, Dyn11, HV Bushing DIN Inte | TYREE | TYREE TRANSFORMERS PTY LTD | 1500M602 | Active | 1
R2491090 |  | TX:DIST;PDMT,11kV/,415V,7 Tap,Mineral Oi TRANSFORMER,DISTRIBUTION Padmount, 11kV/ 415V, Insul 22kV (Sq), Mineral Oil Insul ated, ONAN, DYN11, 7 Tap, c/w HV Siemens | WILSON | WILSON TRANSFORMER CO. PTY LTD | 880-5872-1 | Active | 1
R2490969 |  | TX:V;20kA/3s,RMU,ABB SafePlus M Module TRANSFORMER,VOLTAGE RMU, 24 kV, 630A, 20 kA/3s, ABB SafePlus M Module, LHS/RHS Jo ining Kit, Internal Arc Classification A | ABBAUST | ABB AUSTRALIA PTY LTD | 5822208 | Active | 1
R2490944 |  | SW/GEAR;SafePlus CCCV,RMU,24kV,630A SWITCHGEAR RMU, 24kV, 630A, 20kA/3s, Saf ePlus CCCV, LHS/RHS Extensible, Non-Moto rized C Modules, Motorized V Module, Int | ABBAUST | ABB AUSTRALIA PTY LTD | 5822206 | Active | 1
R2490951 |  | SW/GEAR;RMU,SafePlus CCVV,24kV,630A SWITCHGEAR RMU, 24kV, 630A, 20kA/3s, Saf ePlus CCVV, LHS/RHS Extensible, Non-Moto rized C Modules, Motorized V Modules, In | ABBAUST | ABB AUSTRALIA PTY LTD | 5822207 | Active | 1
R2490936 |  | SW/GEAR;RMU,SafePlus CCV,24kV,630A SWITCHGEAR RMU, 24kV, 630A, 20kA/3s, Saf ePlus CCV, LHS/RHS Extensible, Non-Motor ized C Modules, Motorized V Module, Inte | ABBAUST | ABB AUSTRALIA PTY LTD | 5822205 | Active | 1
R2490910 |  | SW/GEAR;RMU,SafePlus CCVV,12kV,630A SWITCHGEAR RMU, 12kV, 630A, 25kA/3s, Saf ePlus CCVV, LHS/RHS Extensible, Non-Moto rized C Modules, Motorized V Modules, In | ABBAUST | ABB AUSTRALIA PTY LTD | 5822203 | Active | 1
R2490894 |  | SW/GEAR;RMU,SafePlus CCV,12kV,630A SWITCHGEAR RMU, 12kV, 630A, 25kA/3s, Saf ePlus CCV, LHS/RHS Extensible, Non-Motor ized C Modules, Motorized V Module, Inte | ABBAUST | ABB AUSTRALIA PTY LTD | 5822201 | Active | 1
R2490902 |  | SW/GEAR;SafePlus CCCV,RMU,12kV,630A SWITCHGEAR RMU, 12kV, 630A, 25kA/3s, Saf ePlus CCCV, LHS/RHS Extensible, Non-Moto rized C Modules, Motorized V Module, Int | ABBAUST | ABB AUSTRALIA PTY LTD | 5822202 | Active | 1
R2490779 |  | SW/GEAR;RMU,SafePlus VVFV,24kV,630A,IAC: SWITCHGEAR RMU, 24kV, 630A, SafePlus VVF V, Non-extensible, Motorized, IAC: AFLR 20kA/1s, in IP54 Outdoor Enclosure S/Ste | ABBAUST | ABB AUSTRALIA PTY LTD | ERG-VVFV-B | Active | 1
2468619 | CIRCUIT BREAKER | 145kV Dead Tank, 2000A, 40kA, Outdoor Unit c/w 32V DC Aux Supply & 240V AC Spring Motor Charge, 1A CTs 4 x Prot & 2 x Mtrg, 1 Pole, 00000977 Part 3 | GE | GENERAL ELECTRIC COMPANY | GL312P F3 | Active | 1
2468627 | CIRCUIT BREAKER | 145kV Dead Tank, 2000A, 40kA, Outdoor Unit c/w 48V DC Aux Supply & 240V AC Spring Motor Charge, 1A CTs 4 x Prot & 2 x Mtrg, 1 Pole, 00000977 Part 3 | GE | GENERAL ELECTRIC COMPANY | GL312P F3 | Active | 1
2468635 | CIRCUIT BREAKER | 145kV Dead Tank, 2000A, 40kA, Outdoor Unit c/w 110V DC Aux Supply & 240V AC Spring Motor Charge, 1A CTs 4 x Prot & 2 x Mtrg, 1 Pole, 00000977 Part 3 | GE | GENERAL ELECTRIC COMPANY | GL312P F3 | Active | 1
2468650 | CIRCUIT BREAKER | 145kV Dead Tank, 2000A, 40kA, Outdoor Unit c/w 110V DC Aux Supply & 110V DC Spring Motor Charge, 1A CTs 4 x Prot & 2 x Mtrg, 1 Pole, 00000977 Part 3 | GE | GENERAL ELECTRIC COMPANY | DT1-145 F3 | Active | 1
2468668 | CIRCUIT BREAKER | 145kV Dead Tank, 2000A, 40kA, Outdoor Unit c/w 125V DC Aux Supply & 125V DC Spring Motor Charge, 1A CTs 4 x Prot & 2 x Mtrg, 1 Pole, 00000977 Part 3 | GE | GENERAL ELECTRIC COMPANY | GL312P F3 | Active | 1
2468676 | CIRCUIT BREAKER | 72.5kV, 2000A, 40kA/3sec, 32V DC Control, 240V AC Motor, L4 Pollution, 1 Pole, JBP 10142K Item 7, GE GL309 F3 | GE | GENERAL ELECTRIC COMPANY | GL309 F3 | Active | 5
2468684 | CIRCUIT BREAKER | 72.5kV, 2000A, 40kA/3sec, 48V DC Control, 240V AC Motor, L4 Pollution, 1 Pole, JBP 10142K Item 8, GE GL309 F3 | GE | GENERAL ELECTRIC COMPANY | GL309 F3 | Active | 5
2468692 | CIRCUIT BREAKER | 72.5kV, 2000A, 40kA/3sec, 110V DC Control, 240V AC Motor, L4 Pollution, 1 Pole, JBP 10142K Item 9, GE GL309 F3 | GE | GENERAL ELECTRIC COMPANY | GL309 F3 | Active | 5
2468700 | CIRCUIT BREAKER | 72.5kV, 2000A, 40kA/3sec, 125V DC Control, 240V AC Motor, L4 Pollution, 1 Pole, JBP 10142K Item 10, GE GL309 F3 | GE | GENERAL ELECTRIC COMPANY | GL309 F3 | Active | 5
2468726 | CIRCUIT BREAKER | 72.5kV, 2000A, 40kA/3sec, 125V DC Control, 125V DC Motor, L4 Pollution, 1 Pole, JBP 10142K Item 12, GE GL309 F3 | GE | GENERAL ELECTRIC COMPANY | GL309 F3 | Active | 5
2468775 | CIRCUIT BREAKER | LV 1250A, 3 Ph, to suit Mounting on Jean Muller LV Switchboards, 11kV 750kVA, Wilson Padmount c/w Busbar Subassembly (scm) | WEBER | WEBER SOUTH PACIFIC PTY LTD | V-RF1250-ERG02 | Active | 1
2504256 | BATTERY,STORAGE | Molicel Rechargeable Battery, for FuseSaver, 2 Pack | SIEMENS | SIEMENS LTD | 3AX1350-1J | Active | 1
2600030 | CABLE ASSY,RADIO FREQUENCY | CBL ASSY,RF; SERIAL C605, 2FT, RS-232 CABLE ASSY,RADIO FREQUENCY; Serial Cable C605, 2ft Lg (610mm), RS-232, DTE-DTE, RJ-45 Male to DB9 Male, Cross-Over, IRIG | SEL | SCHWEITZER ENGINEERING LAB PTY LTD | C605-2 | Active | 1
2600180 |  | TX:DIST;880-B812-11-AC,500KVA,11KV,KNAN TRANSFORMER,DISTRIBUTION Padmount, 11kV, 500kVA, 4-Way (Sq), KNAN, DYN11, 3CR12 Lift-off Cubicle c/w ABB Safelink2 SF6 C | WILSON | WILSON TRANSFORMER CO. PTY LTD | 880-B812-11-AC | Active | 1
2600169 |  | TX:DIST;880-B814-11-AE,1000KVA,11KV,KNAN TRANSFORMER,DISTRIBUTION Padmount, 11kV, 1000kVA, 3-Way (Sq), KNAN, DYN11, 3CR12 Lift-off Cubicle c/w ABB SafeAir Non-SF | WILSON | WILSON TRANSFORMER CO. PTY LTD | 880-B814-11-AE | Active | 1
2600207 | STRAND,WIRE | STAY:WIRE;7/2.75MM,SC/ZA,LH-LAY,50M COIL STRAND,WIRE Stay Wire, 7/2.75mm, SC/ZA, Zinc-Al Steel, Left Hand Lay, 50m Coil, JTS 03-03-01 | BULLIVAN | BULLIVANTS PTY LTD | WZ07275H-50M | Active | 1
2600221 | LADDER KIT | KIT:REPLMT,FXT LAD,TOP IRON,LADAMAX LADDER KIT Replacement Ladder Part, FXT Top Iron, for Ladamax Ladders | LADAMAX | LADAMAX ALUMINIUM PRODUCTS PTY LTD | FXTTIKEQ | Active | 1
2600220 | LADDER KIT | KIT:REPLMT,FXT LAD,FG RUNG BRACE,LADAMAX LADDER KIT Replacement Ladder Part, 1 x Fibreglass Rung Brace, for Ladamax Ladde rs | LADAMAX | LADAMAX ALUMINIUM PRODUCTS PTY LTD | FGRBK | Active | 1
2600224 | LADDER KIT | KIT:REPLMT,FXT LAD,BASE C-RUNG,LADAMAX LADDER KIT Replacement Ladder Part, FXT Outside (Base) C-Rung, for Ladamax Ladde rs | LADAMAX | LADAMAX ALUMINIUM PRODUCTS PTY LTD | FXTOCRRK | Active | 1
2503399 | PAINT | Glyptal, 1201 Red Enamel, Insulating Paint, Air Dry, 1Ltr | QLDPAINT | QUEENSLAND PAINT SUPPLIES PTY LTD | PPCGRE1 | Active | 1
2406726 | FUSE CUTOUT,PRIMARY EXPULSION | Drop Out, 100A, 36kV, Crossarm Mount, TS 06-03-01 (scm) | NGKSTANG | NGK STANGER PTY LTD | 72299/27ERGON2 | Active | 1
2461184 | FUSE CUTOUT,PRIMARY EXPULSION | EDO, Type C - Composite Insulator, 12/24kV Drop Out, 150kV BIL, 366mm Fuse Holder c/w S/Steel Components | NGKSTANG | NGK STANGER PTY LTD | 72298/17ERGON | Active | 1
2434504 | LAMP,SAFETY HELMET | Bright LED Light, Water Resistant c/w Batteries & Non-slip Rubber Strap | BLKWOODJ | J BLACKWOOD & SONS LIMITED | 7924421 | Phasing | 1
2404656 | TRANSFORMER,DISTRIBUTION | Padmount, 22kV, 500kVA, 3 Ph, LV Switchgear & No HV Switchgear, 4100mm Lg Cubicle (scm) | TYREE | TYREE TRANSFORMERS PTY LTD | 1000K5XX | Phasing | 5
2404656 | TRANSFORMER,DISTRIBUTION | Padmount, 22kV, 500kVA, 3 Ph, LV Switchgear & No HV Switchgear, 4100mm Lg Cubicle (scm) | SCHNEIDR | SCHNEIDER PTY LTD (MANUFACTURER) | X0500V22EA2L2H1 | Phasing | 5
2404656 | TRANSFORMER,DISTRIBUTION | Padmount, 22kV, 500kVA, 3 Ph, LV Switchgear & No HV Switchgear, 4100mm Lg Cubicle (scm) | WILSON | WILSON TRANSFORMER CO. PTY LTD | 881-8844-11-AA | Phasing | 1
2404312 | INSULATION SLEEVING,ELECTRICAL | Heat Shrink Tubing, CRSM, 93/26, Lined, Wrap-around, 1m Lg | GILBERT | GILBERT LODGE AUSTRALIA PTY LTD | RAYCRSM107/29 | Active | 1
2600081 | LAMP,LED | LAMP:LED;ECO EMERG BATTEN G4,36W,1164MM LAMP,LED; Eco Emergency LED Batten Gen4, 36W, CCT (1200mm) 4000K/5000K/6500K, 11 64 x 74 x 74mm, White, Opal Diffuser, Em | PIERLITE | PIERLITE AUSTRALIA PTY LTD | ECOBAT404ECSLSG4M | Active | 5
2600081 | LAMP,LED | LAMP:LED;ECO EMERG BATTEN G4,36W,1164MM LAMP,LED; Eco Emergency LED Batten Gen4, 36W, CCT (1200mm) 4000K/5000K/6500K, 11 64 x 74 x 74mm, White, Opal Diffuser, Em | CNWELEC | CNW ELECTRICAL PTY LTD | PIEECOBAT404ECSLSG4M | Active | 1
2600054 | TRANSFORMER,CURRENT | TX:CUR;TPO 70.11, 36/70/200kV BIL, 10/5A TRANSFORMER,CURRENT; TPO 70.11, 36/70/20 0kV BIL, Ratio 10/5A, Class 0.5, Burden 10VA, 50Hz, Icth 12A, Ith 3.6kA/3s, Idyn | ABBAUST | ABB AUSTRALIA PTY LTD | TPO 70.11 | Active | 1
2600376 | CONTROLLER | CTRLR:BESS,GATEWAY,36V-60V DC,ANLG/DGTL CONTROLLER;BESS,Pixii Gateway,36V-60VDC, Analogue & Digital, Modbus/TCP, Ethernet Screw Mounted, 265 x 216 x 45mm | PIXII | PIXII AUSTRALIA PTY LTD | 12100 | Active | 1
2492577 | HELMET,SAFETY | Hard Hat TA570, White, Unbranded, Vented c/w Ratchet Headgear | ATOMSUPP | ATOM SUPPLY GROUP P/L | 90070157 | Active | 1
411344 | CLAMP,ELECTRICAL | Parallel Groove, 16-120mm2 Al or Steel Main & Tap, 2 Bolt, NT, Transverse Grooved (scm) | CABAC | CABAC (MANUFACTURER) | ALPG16/120-2B | Active | 1
411344 | CLAMP,ELECTRICAL | Parallel Groove, 16-120mm2 Al or Steel Main & Tap, 2 Bolt, NT, Transverse Grooved (scm) | LEGEND | LEGEND POWER SYSTEMS | ALPG16/120-2B | Active | 2
411392 | CLAMP,ELECTRICAL | Parallel Groove, 16-70mm2 Al/Steel Main & 6-50mm2 Cu Tap, 2 Bolt, NT, Transverse Grooved (scm) | CABAC | CABAC (MANUFACTURER) | BPG70/50 | Active | 1
411392 | CLAMP,ELECTRICAL | Parallel Groove, 16-70mm2 Al/Steel Main & 6-50mm2 Cu Tap, 2 Bolt, NT, Transverse Grooved (scm) | LEGEND | LEGEND POWER SYSTEMS | BPG70/50 | Active | 2
411420 | CLAMP,ELECTRICAL | Parallel Groove, 10-70mm2 Cu Main & Tap, 1 Bolt, NT, Transverse Grooved, (scm) | CABAC | CABAC (MANUFACTURER) | CUPG10/70 | Active | 1
411420 | CLAMP,ELECTRICAL | Parallel Groove, 10-70mm2 Cu Main & Tap, 1 Bolt, NT, Transverse Grooved, (scm) | LEGEND | LEGEND POWER SYSTEMS | CUPG10/70 | Active | 2
2401820 | CLAMP,ELECTRICAL | 51mm OD Tube, Al Busbar Support | PLP | PREFORMED LINE PRODUCTS (AUST) | D-ABS60 | Active | 1
2401820 | CLAMP,ELECTRICAL | 51mm OD Tube, Al Busbar Support | TYCOELEC | TYCO ELECTRONICS | ABS60 | Active | 2
2401821 | CLAMP,ELECTRICAL | Bail, Parallel Groove, Al, 4.1-18.8mm Dia Conductor, 1 Eye Stem (scm) | TECONN | TE CONNECTIVITY LTD | LS02/1 | Active | 1
2401821 | CLAMP,ELECTRICAL | Bail, Parallel Groove, Al, 4.1-18.8mm Dia Conductor, 1 Eye Stem (scm) | BRITECH | BRI-TECH PTY LTD | HLSA4002UK | Active | 2
22396 | POLE,PUBLIC LIGHTING,METAL | Minor Road Mid Hinged (Right), 5.0m, Base Plate Mounted, 350 PCD Bolt Spacing, Blue/Grey, Integral 0.5m Outrea EQTS 05-02-01, Dwg 5HG-A3 (scm) | GMPOLES | GM POLES PTY LTD | MH 5E-BG-350 | Active | 1
22398 | POLE,PUBLIC LIGHTING,METAL | Minor Road Mid Hinged (Right), 5.0m, Base Plate Mounted, 350 PCD Bolt Spacing, Galv, Integral 0.5m Outreach, EQTS 05-02-01, Dwg 5HG-A3 (scm) | GMPOLES | GM POLES PTY LTD | MH 5E-350 | Active | 1
924060 | POLE,PUBLIC LIGHTING,METAL | Estate Minor Road, 4.5m, Base Plate Mounted, 350 PCD Bolt Spacing, Black, EQTS 05-02-01, Dwg 05-02-12 (scm) | IUPOLE | INTERNATIONAL UTILITY POLES PTY LTD | EX-14770 | Active | 2
924060 | POLE,PUBLIC LIGHTING,METAL | Estate Minor Road, 4.5m, Base Plate Mounted, 350 PCD Bolt Spacing, Black, EQTS 05-02-01, Dwg 05-02-12 (scm) | INGAL | INGAL EPS | GEX14770 | Active | 1
924060 | POLE,PUBLIC LIGHTING,METAL | Estate Minor Road, 4.5m, Base Plate Mounted, 350 PCD Bolt Spacing, Black, EQTS 05-02-01, Dwg 05-02-12 (scm) | GMPOLES | GM POLES PTY LTD | EST-04.5-BL | Active | 2
924076 | POLE,PUBLIC LIGHTING,METAL | Major Road, 8.5m, Slip Base Mounted, Galv, EQTS 05-02-01, Dwg 05-02-03 (scm) | INGAL | INGAL EPS | I13216-86 | Active | 2
924076 | POLE,PUBLIC LIGHTING,METAL | Major Road, 8.5m, Slip Base Mounted, Galv, EQTS 05-02-01, Dwg 05-02-03 (scm) | IUPOLE | INTERNATIONAL UTILITY POLES PTY LTD | EX-13216 | Active | 2
924076 | POLE,PUBLIC LIGHTING,METAL | Major Road, 8.5m, Slip Base Mounted, Galv, EQTS 05-02-01, Dwg 05-02-03 (scm) | GMPOLES | GM POLES PTY LTD | SBM-08.5-S | Active | 1
2401888 | POLE,PUBLIC LIGHTING,METAL | Major Road, 7.0m, Base Plate Mounted, 350 PCD Bolt Spacing, Galv, EQTS 05-02-01, Dwg 05-02-02 (scm) | INGAL | INGAL EPS | I05637-86 | Active | 2
2401888 | POLE,PUBLIC LIGHTING,METAL | Major Road, 7.0m, Base Plate Mounted, 350 PCD Bolt Spacing, Galv, EQTS 05-02-01, Dwg 05-02-02 (scm) | IUPOLE | INTERNATIONAL UTILITY POLES PTY LTD | EX-05637 | Active | 2
2401888 | POLE,PUBLIC LIGHTING,METAL | Major Road, 7.0m, Base Plate Mounted, 350 PCD Bolt Spacing, Galv, EQTS 05-02-01, Dwg 05-02-02 (scm) | GMPOLES | GM POLES PTY LTD | FBM-07-S | Active | 1
2403016 | POLE,PUBLIC LIGHTING,METAL | Major Road, 7.0m, Slip Base Mounted, Galv, EQTS 05-02-01, Dwg 05-02-03 (scm) | IUPOLE | INTERNATIONAL UTILITY POLES PTY LTD | EX-13215 | Active | 2
2403016 | POLE,PUBLIC LIGHTING,METAL | Major Road, 7.0m, Slip Base Mounted, Galv, EQTS 05-02-01, Dwg 05-02-03 (scm) | INGAL | INGAL EPS | I13215-86 | Active | 2
2403016 | POLE,PUBLIC LIGHTING,METAL | Major Road, 7.0m, Slip Base Mounted, Galv, EQTS 05-02-01, Dwg 05-02-03 (scm) | GMPOLES | GM POLES PTY LTD | SBM-07-S | Active | 1
2600205 | CABLE,POWER,ELECTRICAL | CBL:PWR;AER,CCT,AAC/1350,11KV,180MM,600M CABLE,POWER,ELECTRICAL Aerial, CCT, AAC/ 1350, 11kV, 1 x 180mm2 XLPE (X-90UV), In sulated c/w Waterblock Compound, Grey, 6 | MIDLAND | MIDLAND METALS OVERSEAS PTE LTD | MMO-11KV CCT 1X180 AL/1350 | Active | 1
2600204 | STRAND,WIRE | STAY:WIRE;7/2.75MM,SC/ZA,LH-LAY,60M COIL STRAND,WIRE Stay Wire, 7/2.75mm, SC/ZA, Zinc-Al Steel, Left Hand Lay, 60m Coil, JTS 03-03-01 | BULLIVAN | BULLIVANTS PTY LTD | WZ07275H-60M | Active | 1
2600208 | STRAND,WIRE | STAY:WIRE;7/2.75MM,SC/ZA,LH-LAY,30M COIL STRAND,WIRE Stay Wire, 7/2.75mm, SC/ZA, Zinc-Al Steel, Left Hand Lay, 30m Coil, JTS 03-03-01 | BULLIVAN | BULLIVANTS PTY LTD | WZ07275H-30M | Active | 1
17105 | UMBRELLA | HD Jointers Umbrella, 2200mm Dia, 8-Panels, Canvas, Navy Blue, 100% UV Protected, c/w Pole Frame Coupling & Steel Ground Spike | BLKWOODJ | J BLACKWOOD & SONS LIMITED | 892126 | Active | 2
17105 | UMBRELLA | HD Jointers Umbrella, 2200mm Dia, 8-Panels, Canvas, Navy Blue, 100% UV Protected, c/w Pole Frame Coupling & Steel Ground Spike | BLKWOODJ | J BLACKWOOD & SONS LIMITED | B-00025848 | Active | 1
2501955 | SLING | Grip Pole Sling, 1.32m Lg, Choke 700kg WLL, Diamond Pattern Rubber Grip, Nylon Webbing c/w Steel O-Ring, suit Composite Poles | WAGNERS | WAGNERS CFT MANUFACTURING | 2011SE-52G | Active | 1
2600065 | SPECTACLES,INDUSTRIAL | GLASSES:SAFETY;SAFESTYLE,XL,BLK FRM,POL SPECTACLES,INDUSTRIAL; SafeStyle Fusions , XL Fit, Black Frame, Polarised Lens, A nti-Scratch, Shatterproof, PC Frame & Le | SAFESTYL | SAFESTYLE EYEWEAR | FBPXL100 | Active | 5
2600065 | SPECTACLES,INDUSTRIAL | GLASSES:SAFETY;SAFESTYLE,XL,BLK FRM,POL SPECTACLES,INDUSTRIAL; SafeStyle Fusions , XL Fit, Black Frame, Polarised Lens, A nti-Scratch, Shatterproof, PC Frame & Le | ATOMSUPP | ATOM SUPPLY GROUP P/L | 40057654 | Active | 1
2600098 | FILTER | FILT:AIR;NEBS,2RU,INUE,FRM&MEMBRANE KIT FILTER; Air Filter Kit, Network Equipmen t Building Systems, 2RU, INUe c/w Filter Frame & Filter Membrane Kit | AVIAT | AVIAT NETWORKS | 179-530053-002 | Active | 5
2600098 | FILTER | FILT:AIR;NEBS,2RU,INUE,FRM&MEMBRANE KIT FILTER; Air Filter Kit, Network Equipmen t Building Systems, 2RU, INUe c/w Filter Frame & Filter Membrane Kit | COMMTEL | COMMTEL NETWORK SOLUTIONS | 179-530053-002 | Active | 1
104528 | GRIP,CABLE,WOVEN | Sock, Cable Pulling, SWL 35kN, Swivel (scm) | SPECFORC | SPECIALISED FORCE PTY LTD | DCD00505030 | Active | 2
104528 | GRIP,CABLE,WOVEN | Sock, Cable Pulling, SWL 35kN, Swivel (scm) | SPECFORC | SPECIALISED FORCE PTY LTD | 00505-030 | Active | 1
104576 | GRIP,CABLE,WOVEN | Sock, Cable Pulling, to suit 3 x 185mm2 Triplex U/G Cable, 55-75 Dia, Max Tension 89.9kN, 2 Ply, Galv Strands, Alloy Ferrule, Soft Eye (scm) | AMPLITUD | AMPLITUDE PTY LTD (396777) | CT21 | Active | 1
104576 | GRIP,CABLE,WOVEN | Sock, Cable Pulling, to suit 3 x 185mm2 Triplex U/G Cable, 55-75 Dia, Max Tension 89.9kN, 2 Ply, Galv Strands, Alloy Ferrule, Soft Eye (scm) | TYCOELEC | TYCO ELECTRONICS | MGC1055 | Active | 2
104577 | GRIP,CABLE,WOVEN | Sock, Cable Pulling, to suit 3 x 240mm2 Triplex U/G Cable, 75-95 Dia, Max Tension 140kN, 2 Ply, Galv Strands, Alloy Ferrule, Soft Eye (scm) | TYCOELEC | TYCO ELECTRONICS | MGC1075 | Active | 2
104577 | GRIP,CABLE,WOVEN | Sock, Cable Pulling, to suit 3 x 240mm2 Triplex U/G Cable, 75-95 Dia, Max Tension 140kN, 2 Ply, Galv Strands, Alloy Ferrule, Soft Eye (scm) | AMPLITUD | AMPLITUDE PTY LTD (396777) | CT22 | Active | 1
2403222 | CLAMP,ELECTRICAL | Parallel Groove, 50-300mm2 Al/Steel Main & 35-240mm2 Cu Tap, 3 Bolt, NT, Transverse Grooved (scm) | CABAC | CABAC (MANUFACTURER) | BPG300/240 | Active | 5
2403222 | CLAMP,ELECTRICAL | Parallel Groove, 50-300mm2 Al/Steel Main & 35-240mm2 Cu Tap, 3 Bolt, NT, Transverse Grooved (scm) | LEGEND | LEGEND POWER SYSTEMS | BPG300/240 | Active | 1
2435162 | CLAMP,ELECTRICAL | Bail, Parallel Groove, Cu, 4.1-18.5mm Dia Conductor, 1 Eye Stem (scm) | ACCULEC | ACCULEC PTY LTD (303899) | HLSB4002UK | Active | 1
2435162 | CLAMP,ELECTRICAL | Bail, Parallel Groove, Cu, 4.1-18.5mm Dia Conductor, 1 Eye Stem (scm) | BRITECH | BRI-TECH PTY LTD | HLSB4002 | Active | 2
2439016 | CLAMP,ELECTRICAL | Parallel Groove, Al, 31.5 - 33.8 Dia, suit Sulphur/Sulphur 61/3.75 AAAC | PLP | PREFORMED LINE PRODUCTS (AUST) | APG-315-338-1 | Active | 5
2439032 | CLAMP,ELECTRICAL | Parallel Groove, Al, 9.0 - 19.0 Dia, suit Neon/Neon 19/3.75 AAAC | PLP | PREFORMED LINE PRODUCTS (AUST) | D-LTD75-1 | Active | 5
104304 | SECTIONALISER | BIL 170kV, Ganged 3 Ph c/w Pole Mount Bracket & Crossarm, Sectionaliser Mounts & Interphase Trip Mechanism w/o Electronic Sectionaliser Units (scm) | AKPOWER | AK POWER SOLUTIONS PTY LTD | 70159 | Active | 1
104305 | SECTIONALISER | BIL 170kV, Ganged 2 Ph c/w Pole Mount Bracket & Crossarm, Sectionaliser Mounts & Interphase Trip Mechanism, w/o Electronic Sectionaliser Units (scm) | AKPOWER | AK POWER SOLUTIONS PTY LTD | 70138 | Active | 1
2434264 | SECTIONALISER | Load Break, 33kV, 400A, Horizontal Mount, Enclosed, SF6 Insulated, Remote Controllable c/w Ctrl Cub, Insulated Cable Droppers, Aux Voltage Transformer | SCHNEIDR | SCHNEIDER PTY LTD (MANUFACTURER) | RL2-LBS-SF6-38-12-170 | Active | 5
2454528 | SECTIONALISER | Electronic Fault Break, Fusesaver, 24kV, 32A Current, Fuse Rating to 16A, 1kA rms Breaking Current, 2.5kA Peak Making Current, Clamp to Line Deadend, requires | SIEMENS | SIEMENS LTD | 106053551 | Phasing | 5
2502946 | DETERGENT,GENERAL PURPOSE | Simple Green, Industrial Cleaner & Degreaser, Mild Detergent, 3.8L Bottle, for EWP Cleaning | TEN | THE ENERGY NETWORK (AUST) PTY LTD | SG13005 | Active | 1
2502979 | BUSBAR | Comb, Acti9, 12 Module, 2 Pole, 1L+N, 100A, 415/500VAC, 18mm Pitch, White, Horizontal | SCHNEIDR | SCHNEIDER PTY LTD (MANUFACTURER) | A9XPH212 | Active | 5
2502979 | BUSBAR | Comb, Acti9, 12 Module, 2 Pole, 1L+N, 100A, 415/500VAC, 18mm Pitch, White, Horizontal | HAYMANS | HAYMANS ELECTRICAL | SHNA9XPH212 | Active | 1
2501914 | SOCKET,SOCKET WRENCH | Impact, Female, 30 x 200mm Lg, 1/2" Drive, 6 Point Extra Long Deep Impact Socket | DAYTONA | DAYTONA TOOLS | DLS3012 | Active | 5
2501914 | SOCKET,SOCKET WRENCH | Impact, Female, 30 x 200mm Lg, 1/2" Drive, 6 Point Extra Long Deep Impact Socket | SYDTOOL | SYDNEY TOOLS PTY LTD | 219807 | Active | 1
1141513 | LAMP,SODIUM | 90W, Sox, QESI-31/98 (P12) | REXEL | REXEL AUSTRALIA | NA/SOX90 | Active | 1
1141598 | LAMP,SODIUM | 150W, HP Clear Tube Vapour, E40 Cap, External Ignitor, EQTS 05-03-01 (scm) | PHILIPS | PHILIPS AUSTRALIA PTY LTD | 928487100096 | Active | 1
1141599 | LAMP,SODIUM | 250W, HP Clear Tube Vapour, E40 Cap, External Ignitor, EQTS 05-03-01 (scm) | PHILIPS | PHILIPS AUSTRALIA PTY LTD | 928487200098 | Active | 1
1141602 | LAMP,SODIUM | 250W, HP Diffuse Elliptical, E40 Cap, External Ignitor, EQTS 05-03-01 (scm) | PHILIPS | PHILIPS AUSTRALIA PTY LTD | 928486900091 | Active | 1
1141637 | LAMP,SODIUM | 400W, HP Diffuse Elliptical, E40 Cap, External Ignitor, JTS 05-01-01, JBP 2010/0444/T (P12) | SYLVANIA | SYLVANIA SCHREDER | 672050 | Active | 1
1141639 | LAMP,SODIUM | 400W, HP Clear Tube Vapour, E40 Cap, External Ignitor, EQTS 05-03-01 (scm) | PHILIPS | PHILIPS AUSTRALIA PTY LTD | 928487300098 | Active | 1
2440196 | CLAMP,ELECTRICAL | Earth Rod, 27mm OD, 19mm NB, 50-120mm2 Conductor Range, M10 U-Bolt | PLP | PREFORMED LINE PRODUCTS (AUST) | GTS2 | Active | 1
2440204 | CLAMP,ELECTRICAL | Earth Rod, Tinned, 27mm OD, 19mm NB, 50-120mm2 Conductor Range, M10 U-Bolt | PLP | PREFORMED LINE PRODUCTS (AUST) | GTS2T | Active | 1
2440212 | CLAMP,ELECTRICAL | Earth Rod, Tinned, 48.4mm OD, 38.1mm NB, 50-120mm2 Conductor Range, M10 U-Bolt | PLP | PREFORMED LINE PRODUCTS (AUST) | GT16T | Active | 1
2474351 | CLAMP,ELECTRICAL | Tee, Bolted Connector, Al, Conductor to Conductor, Range Run 21-26.5mm & Tap 21-26.5mm, 127 x 165 x 89mm | PLP | PREFORMED LINE PRODUCTS (AUST) | D-ATC12 | Active | 5
2475291 | CLAMP,ELECTRICAL | Helical Compression, Constant Force Spring, 19-29mm Dia, for Earthing Screened Control Cables | LEGEND | LEGEND POWER SYSTEMS | CFS2 | Active | 1
4406 | FUSE CUTOUT,PRIMARY EXPULSION | HRC Ferrule Type, 0.62A, 12kV, Pack of 1 | REXEL | REXEL AUSTRALIA | GECOIR11/0.62 | Active | 1
492908 | STRAND,WIRE | Stay Wire, 19/2.75mm SC/GZ, Galv Steel, Gde 1320, 55m Coil, JTS 03-03-01 (scm) | MIDLAND | MIDLAND METALS OVERSEAS PTE LTD | MMO-SC/GZ 19/2.75 (55M) | Phasing | 1
492908 | STRAND,WIRE | Stay Wire, 19/2.75mm SC/GZ, Galv Steel, Gde 1320, 55m Coil, JTS 03-03-01 (scm) | BULLIVAN | BULLIVANTS PTY LTD | WZ1927SQ55M | Phasing | 2
2600194 | RELAY,PROTECTION | RELAY;ITEM-5, FW 6.2.0,REX615-11MJU-PCL3 RELAY,PROTECTION; FW 6.2.0, CapBank, 12/10 I/O, VT, 1/5A 7CT, 60-250VDC, FA ITEM 11, REX615A10GN+APP1+APP3+APP7+ | ABBAUST | ABB AUSTRALIA PTY LTD | REX615-11NCN-PCL3 | Active | 1
2459287 | SECTIONALISER | Fusesaver Low Range, FWP1615, 27kV, 40A, Fuse Rating 2-20A, 1.5kA RMS Breaking Current, 3.75kA Peak Making Current w/out Comms Module | SIEMENS | SIEMENS LTD | 3AD8434-1EA00-0AA1 (FWP1615) | Active | 1
2459287 | SECTIONALISER | Fusesaver Low Range, FWP1615, 27kV, 40A, Fuse Rating 2-20A, 1.5kA RMS Breaking Current, 3.75kA Peak Making Current w/out Comms Module | SIEMENS | SIEMENS LTD | 3AD8434-1EA00-0AA1 | Active | 2
2468288 | SECTIONALISER | Fusesaver Std Range, FWP1615, 27kV, 100A Fuse Rating 5-50A, 4kA RMS Breaking Current, 10kA Peak Making Current w/out Comms Module | SIEMENS | SIEMENS LTD | 3AD8422-1EA00-0AA1 (FWP1615) | Active | 1
2468288 | SECTIONALISER | Fusesaver Std Range, FWP1615, 27kV, 100A Fuse Rating 5-50A, 4kA RMS Breaking Current, 10kA Peak Making Current w/out Comms Module | SIEMENS | SIEMENS LTD | 3AD8422-1EA00-0AA1 | Active | 2
30064 | EARTHING STIRRUP | Assembly, suit Oxygen 19/4.75 AAAC | PLP | PREFORMED LINE PRODUCTS (AUST) | BBESA-210 | Active | 1
30065 | EARTHING STIRRUP | Assembly, Single Conductor Line Clamp, suit Venus/Sulphur 61/3.75 | PLP | PREFORMED LINE PRODUCTS (AUST) | BBESA-338 | Active | 1
30067 | EARTHING STIRRUP | Transverse Double, suit Oxygen 19/4.75 AAAC | PLP | PREFORMED LINE PRODUCTS (AUST) | ESTD-240-P | Active | 1
30068 | EARTHING STIRRUP | Transverse Single, suit Neon 19/3.75 AAAC | PLP | PREFORMED LINE PRODUCTS (AUST) | ESTS-210-2 | Active | 1
30069 | EARTHING STIRRUP | Transverse Single, suit Sulphur 61/3.75 AAAC | PLP | PREFORMED LINE PRODUCTS (AUST) | ESTS-338 | Active | 1
30407 | EARTHING STIRRUP | Assembly, Conductor Inline Clamps, suit Neon/Pluto 19/3.75 | PLP | PREFORMED LINE PRODUCTS (AUST) | BBESA-175 | Active | 1
2474278 | EARTHING STIRRUP | Transverse Double, Conductor 26.3mm, 125mm Centre Spacing, Strirup Radius 50mm, Strirup 25.4mm | PLP | PREFORMED LINE PRODUCTS (AUST) | ESTD-263-125 | Active | 5
2474286 | EARTHING STIRRUP | Transverse Double, Conductor 26.3mm, 70mm Centre Spacing, Strirup Radius 50mm, Strirup 25.4mm | PLP | PREFORMED LINE PRODUCTS (AUST) | ESTD-263-070 | Active | 5
2600069 | GASKET | GASKET;REPLMT PART FOR 1.5L THERMO BTL GASKET; Replacement Gasket, for 1.5L The rmos Vacuum Sports Bottle | THERMOS | THERMOS PTY LTD | EAFHT1500GAS | Active | 5
2600069 | GASKET | GASKET;REPLMT PART FOR 1.5L THERMO BTL GASKET; Replacement Gasket, for 1.5L The rmos Vacuum Sports Bottle | ATOMSUPP | ATOM SUPPLY GROUP P/L | EAFHT1500GAS | Active | 1
2499622 | ANCHOR,GUY | Double Helix, 250mm Anchor, Galv Steel, ETS 01-09-22 | PLP | PREFORMED LINE PRODUCTS (AUST) | ANCHOR-250-TWIN-EX-G | Active | 1
2600111 | CHARGER,BATTERY | CHARGER,BATT;RAPID MULTI CHG,M12-18C3 CHARGER,BATTERY; Milwaukee, M12 & M18 Ra pid Multi Charger Station, accepts 3x12V & 3x18V Battery Packs, Charges 3 Batter | C&LTOOL | C&L TOOL CENTRE | MILWAM12-18C3 | Active | 1
2600111 | CHARGER,BATTERY | CHARGER,BATT;RAPID MULTI CHG,M12-18C3 CHARGER,BATTERY; Milwaukee, M12 & M18 Ra pid Multi Charger Station, accepts 3x12V & 3x18V Battery Packs, Charges 3 Batter | MILWAUKE | MILWAUKEE POWER TOOLS | M12-18C3 | Active | 5
2478121 | BLADE,RECIPROCATING SAW | Jigsaw, 77mm, High Carbon Steel, 16TPI, Suitable for Wood & PVC Applications, (P5) | MAKITA | MAKITA INDUSTRIAL POWER TOOLS | A-80400 | Active | 5
2478121 | BLADE,RECIPROCATING SAW | Jigsaw, 77mm, High Carbon Steel, 16TPI, Suitable for Wood & PVC Applications, (P5) | C&LTOOL | C&L TOOL CENTRE | MAKAT101AO/B-29 | Active | 1
2478147 | BIT,AUGER | Wood, 10mm Dia, 190mm OAL, Alloy Steel, 1/4" Hex Quick Connect | C&LTOOL | C&L TOOL CENTRE | SUTD5101000 | Active | 1
2491496 | WRENCH,TORQUE | 3/8", Square Drive, 7-108Nm | C&LTOOL | C&L TOOL CENTRE | TOL301098 | Active | 1
2498640 | BIT,ROCK DRILL | xDust SDS Plus Vacuum Drill Bit, 6 x 100/230mm | XDUST | XDUST (PART OF ALLFASTENERS) | 8DSPXD06230 | Active | 5
2498640 | BIT,ROCK DRILL | xDust SDS Plus Vacuum Drill Bit, 6 x 100/230mm | C&LTOOL | C&L TOOL CENTRE | XDU8DSPXD06230 | Active | 1
20431 | TERMINATION KIT,ELECTRICAL CABLE | Indoor, 11kV, 3Ph, 25mm2 Cu PLY/HDPE & PLYSWS Cable, Heatshrinks, 650mm Min Tail Lengths, c/w Compression Lugs, AS/NZS 4805 Part 2 | TECONN | TE CONNECTIVITY LTD | EPKT-EX229 | Active | 1
20432 | TERMINATION KIT,ELECTRICAL CABLE | Outdoor, 11kV, 3Ph, 25mm2 Cu PLY/HDPE & PLYSWS Cable, Heatshrink, 800mm Min Tail Lengths, c/w Compression Lugs, AS/NZS 4805 Part 2 | TECONN | TE CONNECTIVITY LTD | EPKT-EX230 | Active | 1
2465011 | HANDLE | 350A Handle Kit c/w Bolts & Nuts, suit Anderson Plug In-line Connector | ASHDOWN | ASHDOWN-INGRAM (NOW CALLED NAPA) | N57246 | Active | 1
2465029 | HANDLE | 350A, Anderson In-Line Connector | ASHDOWN | ASHDOWN-INGRAM (NOW CALLED NAPA) | 4.238 | Active | 1
2478030 | HANDLE | Replacement Downrod Handle, suit PLP ABS | PLP | PREFORMED LINE PRODUCTS (AUST) | A-A7294.01 | Active | 1
2600147 | TRANSFORMER,DISTRIBUTION | TX:DIST;500K5EQ01,22KV/433-250,3PH,KNAN TRANSFORMER,DISTRIBUTION; Padmount, 22kV /433-250V, 500kVA, 3Ph, 50Hz, KNAN, LV Switchgear & No HV Switchgear, Rect | TYREE | TYREE TRANSFORMERS PTY LTD | 500K5EQ01 | Active | 1
R2600144 | TRANSFORMER,DISTRIBUTION | TX:DIST;1000K5EQ02,22KV/433-250,3PH,KNAN TRANSFORMER,DISTRIBUTION; Padmount, 22kV /433-250V, 1000kVA, 3Ph, 50Hz, KNAN, LV Switchgear & No HV Switchgear, Rect | TYREE | TYREE TRANSFORMERS PTY LTD | 1000K5EQ02 | Active | 1
2600181 | TRANSFORMER,DISTRIBUTION | TX:DIST;880-B815-11-AD,1500KVA,11KV,KNAN TRANSFORMER,DISTRIBUTION Padmount, 11kV, 1500kVA, 3-Way (Sq), KNAN, DYN11, 3CR12 Lift-off Cubicle c/wSiemens Blue Non-SF6 | WILSON | WILSON TRANSFORMER CO. PTY LTD | 880-B815-11-AD | Active | 1
104415 | BAG,KIT | PPE, Small Bag, Unbranded | TEN | THE ENERGY NETWORK (AUST) PTY LTD | TENM504 | Active | 1
104705 | BAG,KIT | Harness Carry Bag, Tube Style Sports, 550 Lg x 280 W x 300 H, ETS RSE01 | HGHTDYNM | HEIGHT DYNAMICS | CARIBEE 57221 | Active | 1
104705 | BAG,KIT | Harness Carry Bag, Tube Style Sports, 550 Lg x 280 W x 300 H, ETS RSE01 | LRI | LIFE AND RESCUE INTERNATIONAL | 100400 | Active | 2
15918 | CLAMP,ELECTRICAL | Parallel Groove, 95-240mm2 Cu Main & Tap, U-Bolt, NT, Transverse Grooved, (scm) | PENTA | PENTA AUST (TMAC THEW & MCCANN/HYLEC) | PA12231 | Active | 1
21345 | CLAMP,ELECTRICAL | INSULATING SPRING LOADED CLAMP;C/W RUBBER CONTACTS IN HEADPIECE;160 MM LG X 40 MM OPENING;1000 V;RATED TO IEC 60900-2004; | AMPLITUD | AMPLITUDE PTY LTD (396777) | 120050 | Active | 1
22547 | CLAMP,ELECTRICAL | Parallel Groove, 35-300mm2 Al or Steel Main & Tap, 3 Bolt, NT, Transverse Grooved (scm) | CABAC | CABAC (MANUFACTURER) | ALPG35/300-3B | Active | 5
22547 | CLAMP,ELECTRICAL | Parallel Groove, 35-300mm2 Al or Steel Main & Tap, 3 Bolt, NT, Transverse Grooved (scm) | THEWMCCA | TMAC THEW & MCCANN GROUP | TM12151 | Active | 2
22547 | CLAMP,ELECTRICAL | Parallel Groove, 35-300mm2 Al or Steel Main & Tap, 3 Bolt, NT, Transverse Grooved (scm) | LEGEND | LEGEND POWER SYSTEMS | ALPG35/300-3B | Active | 1
30070 | CLAMP,ELECTRICAL | Tee, Bolted Run Compression Tee/Tap, 19/3.75 AAC/AAAC to 19/3.75 AAC/AAAC, Hex Die 30.0A/F | PLP | PREFORMED LINE PRODUCTS (AUST) | BRCT-188-188-1 | Active | 5
30071 | CLAMP,ELECTRICAL | Tee, Bolted Run Compression Tee, suit Oxygen/Oxygen 19/4.75 AAAC | PLP | PREFORMED LINE PRODUCTS (AUST) | BRCT-238-238-1 | Active | 5
30072 | CLAMP,ELECTRICAL | Tee, Bolted Run Compression Tee/Tap, suit 54/3.75+19/2.25 ACSR & 61/3.75 AAC/ AAAC to 54/3.75+19/2.25 ACSR & 61/3.75 AAC/AAAC, Hex Die 47.5A/F | PLP | PREFORMED LINE PRODUCTS (AUST) | BRCT-315-338 | Active | 5
30073 | CLAMP,ELECTRICAL | Tee, Bolted Run Palm Tap, AS4, 2 Hole 50mm Centre, suit Oxygen 19/4.75 AAAC | PLP | PREFORMED LINE PRODUCTS (AUST) | BRPT-238-P1A | Active | 1
30074 | CLAMP,ELECTRICAL | Tee, Bolted Run Palm Tap, AS4, 2 Hole 50mm Centre, suit Pluto 19/3.75 AAAC | PLP | PREFORMED LINE PRODUCTS (AUST) | BRPT-188-P1 | Active | 5
30075 | CLAMP,ELECTRICAL | Tee, Bolted Run Palm Tap, AS4, 2 Hole 50mm Centre, suit Sulphur 61/3.75 AAAC | PLP | PREFORMED LINE PRODUCTS (AUST) | BRPT-338-P1 | Active | 1
30076 | CLAMP,ELECTRICAL | Tee, Bolted Run Palm Tap, AS5, 4 Hole 50mm Centre, suit Neon 19/3.75 AAAC | PLP | PREFORMED LINE PRODUCTS (AUST) | BRPT-135-195-P5 | Active | 5
30077 | CLAMP,ELECTRICAL | Tee, Bolted Run Palm Tap, AS5, 4 Hole 50mm Centre, suit Oxygen 19/4.75 AAAC | PLP | PREFORMED LINE PRODUCTS (AUST) | BRPT-238-P5 | Active | 5
30078 | CLAMP,ELECTRICAL | Tee, Bolted Run Palm Tap, AS5, 4 Hole 50mm Centre, suit Sulphur 61/3.75 AAAC | PLP | PREFORMED LINE PRODUCTS (AUST) | BRPT-338-P5 | Active | 5
20321 |  | SLEEVE:HEAT SHRINK;TRANSITION JOINT,FOR JOINT,ELECTRICAL POWER CABLE 11 KV;HEATS HRINK;TRANSITION JOINT; 3 PHASE;FOR 95 S Q MM AL XLPE/PVC/HDPE TO 25 SQ MM CU PLY | TECONN | TE CONNECTIVITY LTD | MXSU-12A/3 | Active | 1
177642 | INSULATION SLEEVING,ELEC,SPEC | Inline, suit 10-35mm2 HV Cable | TECONN | TE CONNECTIVITY LTD | RSRB-4022 | Active | 1
177642 | INSULATION SLEEVING,ELEC,SPEC | Inline, suit 10-35mm2 HV Cable | GILBERT | GILBERT LODGE AUSTRALIA PTY LTD | RAYRSRB4022 | Active | 2
16890 | POLE,PUBLIC LIGHTING,METAL | Major Road Mid-Hinged, 13.0m, Base Plate Mounted, 500 PCD Bolt Spacing, Galv EQTS 05-02-01 | INGAL | INGAL EPS | GEX16890 | Active | 2
16890 | POLE,PUBLIC LIGHTING,METAL | Major Road Mid-Hinged, 13.0m, Base Plate Mounted, 500 PCD Bolt Spacing, Galv EQTS 05-02-01 | IUPOLE | INTERNATIONAL UTILITY POLES PTY LTD | EX-16890 | Active | 2
16890 | POLE,PUBLIC LIGHTING,METAL | Major Road Mid-Hinged, 13.0m, Base Plate Mounted, 500 PCD Bolt Spacing, Galv EQTS 05-02-01 | GMPOLES | GM POLES PTY LTD | MH S13 | Active | 1
2488583 | CIRCUIT BREAKER | 72.5kV, 3150A, 40kA/3sec, Outdoor SF6 Live Tank, 3 Pole Operated CB Unit c/w 48VDC Aux & 230VAC Motor Supply, L4 Pollution, 10546 item 46, GE GL309 F1 | GE | GENERAL ELECTRIC COMPANY | GL309 F1 | Active | 5
2488591 | CIRCUIT BREAKER | 72.5kV, 3150A, 40kA/3sec, Outdoor SF6 Live Tank, 3 Pole Operated CB Unit c/w 110VDC Aux & 230VAC Motor Supply, L4 Pollution, 10546 item 47, GE GL309 F1 | GE | GENERAL ELECTRIC COMPANY | GL309 F1 | Active | 5
2488609 | CIRCUIT BREAKER | 72.5kV, 3150A, 40kA/3sec, Outdoor SF6 Live Tank, 3 Pole Operated CB Unit c/w 125VDC Aux & 230VAC Motor Supply, L4 Pollution, 10546 item 48, GE GL309 F1 | GE | GENERAL ELECTRIC COMPANY | GL309 F1 | Active | 5
2488617 | CIRCUIT BREAKER | 72.5kV, 3150A, 40kA/3sec, Outdoor SF6 Live Tank, 3 Pole Operated CB Unit c/w 110VDC Aux & 110VDC Motor Supply, L4 Pollution, 10546 item 49, GE GL309 F1 | GE | GENERAL ELECTRIC COMPANY | GL309 F1 | Active | 5
2488641 | CIRCUIT BREAKER | 72.5kV, 3150A, 40kA/3sec, Outdoor SF6 Live Tank, 1 Pole Operated CB Unit c/w 48VDC Aux & 230VAC Motor Supply, L4 Pollution, 10546 item 58, GE GL309 F3 | GE | GENERAL ELECTRIC COMPANY | GL309 F3 | Active | 5
2488658 | CIRCUIT BREAKER | 72.5kV, 3150A, 40kA/3sec, Outdoor SF6 Live Tank, 1 Pole Operated CB Unit c/w 110VDC Aux & 230VAC Motor Supply, L4 Pollution, 10546 item 59, GE GL309 F3 | GE | GENERAL ELECTRIC COMPANY | GL309 F3 | Active | 5
2488666 | CIRCUIT BREAKER | 72.5kV, 3150A, 40kA/3sec, Outdoor SF6 Live Tank, 1 Pole Operated CB Unit c/w 125VDC Aux & 230VAC Motor Supply, L4 Pollution, 10546 item 60, GE GL309 F3 | GE | GENERAL ELECTRIC COMPANY | GL309 F3 | Active | 5
2488674 | CIRCUIT BREAKER | 72.5kV, 3150A, 40kA/3sec, Outdoor SF6 Live Tank, 1 Pole Operated CB Unit c/w 110VDC Aux & 110VDC Motor Supply, L4 Pollution, 10546 item 61, GE GL309 F3 | GE | GENERAL ELECTRIC COMPANY | GL309 F3 | Active | 5
2488724 | CIRCUIT BREAKER | 72.5kV, 3150A, 40kA/3sec, Outdoor SF6 Dead Tank, 3 Pole Operated CB Unit c/w 4 Bushing Protn CTs & 2 Bushing Mtrg CTs 125VDC Aux & 230VAC Motor Supply, L4 | GE | GENERAL ELECTRIC COMPANY | DT1-72.5 F1 | Active | 5
2488732 | CIRCUIT BREAKER | 72.5kV, 3150A, 40kA/3sec, Outdoor SF6 Dead Tank, 3 Pole Operated CB Unit c/w 4 Bushing Protn CTs & 2 Bushing Mtrg CTs 110VDC Aux & 110VDC Motor Supply, L4 | GE | GENERAL ELECTRIC COMPANY | DT1-72.5 F1 | Active | 5
2488740 | CIRCUIT BREAKER | 72.5kV, 3150A, 40kA/3sec, Outdoor SF6 Dead Tank, 3 Pole Operated CB Unit c/w 4 Bushing Protn CTs & 2 Bushing Mtrg CTs 125VDC Aux & 125VDC Motor Supply, L4 | GE | GENERAL ELECTRIC COMPANY | DT1-72.5 F1 | Active | 5
2488757 | CIRCUIT BREAKER | 72.5kV, 3150A, 40kA/3sec, Outdoor SF6 Dead Tank, 1 Pole Operated CB Unit c/w 4 Bushing Protn CTs & 2 Bushing Mtrg CTs 32VDC Aux & 230VAC Motor Supply, L4 | GE | GENERAL ELECTRIC COMPANY | DT1-72.5 F3 | Active | 5
2488765 | CIRCUIT BREAKER | 72.5kV, 3150A, 40kA/3sec, Outdoor SF6 Dead Tank, 1 Pole Operated CB Unit c/w 4 Bushing Protn CTs & 2 Bushing Mtrg CTs 48VDC Aux & 230VAC Motor Supply, L4 | GE | GENERAL ELECTRIC COMPANY | DT1-72.5 F3 | Active | 5
2433779 | WIRING HARNESS | 5 Wire (3P+N+G), Voltage Cable Harness c/w Fused Large Crocodile Clamps, IEC 61010-1 & 61010-1031 CAT IV 600V, for PM45 Power Analyser only | CHK | CHK POWER QUALITY PTY LTD | 1AVL5-C-C1 | Active | 1
2502508 | CABLE,POWER,ELECTRICAL | U/Ground, 19/33kV, 1C x 400mm2 Cu/ TR-XLPE Insulated/WBT/CWS (41/1.35) 5kVA/3Secs WBT/LAT/MDPE, AS1429, 300m Wood Drum | MIDLAND | MIDLAND METALS OVERSEAS PTE LTD | MMO-33KV1X400CTRXWBTCWSWBTLATM | Active | 1
1865668 | CONDUIT,NONMETALLIC,RIGID | UPVC, 100mm, 4m Lg, HD, Orange Elec, AS/NZS 2053.2 (scm) | HAYMANS | HAYMANS ELECTRICAL | PIP100HD | Active | 1
2400384 | CONDUIT,NONMETALLIC,RIGID | PVC, 32mm, 4m, HD, Orange Electrical, AS/NZS2053 Part 2-1995 | IDEALELE | IDEAL ELECTRICAL SUPPLIERS | CDT32HD | Active | 1
2403889 | CONDUIT,NONMETALLIC,RIGID | PVC, 25mm, 4m Lg, Medium Duty, Socket Moulded One End, Grey | HAYMANS | HAYMANS ELECTRICAL | PIP25MD | Active | 1
2406678 | CONDUIT,NONMETALLIC,RIGID | PVC, 40mm, 4m Lg, Medium Duty, Socket Moulded One End, Grey, AS2053 | HAYMANS | HAYMANS ELECTRICAL | PIP40MD | Active | 1
104765 | CABLE,FIBRE OPTIC | Aerial, ADSS, Short Span, Dry Core, 12 Fibres, SMOF (4000m Drum) | OLEX | OLEX AUSTRALIA PTY LTD | FIB12SMADSSSHORTSPAN | Phasing | 2
104765 | CABLE,FIBRE OPTIC | Aerial, ADSS, Short Span, Dry Core, 12 Fibres, SMOF (4000m Drum) | CORNCBLE | CORNING CABLE SYSTEMS | ADSS 150M SPAN CABLE | Phasing | 1
2504199 | HEATER,SPACE,ELECTRIC | LP165 Enclosure Loop Heater, 60W I/O, 120 to 240V AC/DC, 4A, 107mm Lg, 121 x 42mm, Clip for 35mm DIN Rail, PTC Resistor | STEGO | STEGO GROUP (MANUFACTURER) | 16501.0-00 | Active | 5
2504199 | HEATER,SPACE,ELECTRIC | LP165 Enclosure Loop Heater, 60W I/O, 120 to 240V AC/DC, 4A, 107mm Lg, 121 x 42mm, Clip for 35mm DIN Rail, PTC Resistor | RSPRO | RS PRO COMPONENTS PTY LTD | 270-9911 | Active | 1
2464311 | SEALING COMPOUND | Loctite 567, Master Pipe Sealant, 250ml Tube | BLKWOODJ | J BLACKWOOD & SONS LIMITED | 1314818 | Active | 1
2464311 | SEALING COMPOUND | Loctite 567, Master Pipe Sealant, 250ml Tube | HENKEL | HENKEL AUSTRALIA PTY LTD (LOCTITE BRAND) | 234453 | Active | 5
2464345 | SEALING COMPOUND | ThreeBond, High Temp Sealant, 311g Catridge | BLKWOODJ | J BLACKWOOD & SONS LIMITED | 863625 | Active | 1
2400051 | BOLT,EYE | M16 x 550mm, Galv c/w Galv Hex Nut, Dwg 01-01-01, Pack of 5 | GREGSF | GREG SEWELL FORGINGS PTY LTD | 2400051 | Active | 1
2503423 | GLOVES,CHEMICAL PROTECTIVE | Microflex 93-283, Size 8, M, 300mm Lg, Disposable, Nitrile, Powder Free, Latex Free, Antistatic, Diamond Grip, Ext Cuff, Box of 50 | ANSELL | ANSELL LTD | 93283080 | Active | 5
2503423 | GLOVES,CHEMICAL PROTECTIVE | Microflex 93-283, Size 8, M, 300mm Lg, Disposable, Nitrile, Powder Free, Latex Free, Antistatic, Diamond Grip, Ext Cuff, Box of 50 | BLKWOODJ | J BLACKWOOD & SONS LIMITED | 3670542 | Active | 1
2503431 | GLOVES,CHEMICAL PROTECTIVE | Microflex 93-283, Size 9, L, 300mm Lg, Disposable, Nitrile, Powder Free, Latex Free, Antistatic, Diamond Grip, Ext Cuff, Box of 50 | ANSELL | ANSELL LTD | 93283090 | Active | 5
2503431 | GLOVES,CHEMICAL PROTECTIVE | Microflex 93-283, Size 9, L, 300mm Lg, Disposable, Nitrile, Powder Free, Latex Free, Antistatic, Diamond Grip, Ext Cuff, Box of 50 | BLKWOODJ | J BLACKWOOD & SONS LIMITED | 3670559 | Active | 1
2489680 | CABLE | Temperature Sensor Cable, 30m, All Voltages, suit Alpha Cordex Charger | ICS | ICS INDUSTRIES PTY LTD (ENERSYS) | 747-028-20-081 | Active | 1
2503092 | CABINET,ELEC EQUIP | LV Type, 4 Module, 1 x 630A Bus Tie, 2 x 400A Isolators, 2 x 300mm2 Direct Conn per Phase Max, 1470 x 600 x 344mm, EQTS 06-02-05 Item 1 | WEBER | WEBER SOUTH PACIFIC PTY LTD | VC430060-S101 - ITEM 1 | Active | 1
2503142 | CABINET,ELEC EQUIP | LV Type, 4 Module, 1 x 630A Bus Tie, 2 x 400A Isolators Paralleled at Factory, 2 x 300mm2 Direct Conn per Phase Max, 1470 x 600 x 344mm, | WEBER | WEBER SOUTH PACIFIC PTY LTD | VC430060-S101 - ITEM 17 | Active | 1
2478253 | WRENCH/DRILL,IMPACT,BATTERY | Milwaukee, M12 Fuel, 1/2" Stubby, Friction Ring, 12V, Powerstate Brushless Motor, 4-Mode Drive Control, Skin Only | MILWAUKE | MILWAUKEE POWER TOOLS | M12FIW2F120 | Active | 5
3027 | CIRCUIT BREAKER | 145kV, 3150A, 40kA/3sec, 125V DC Control 125V DC Motor, L3 Pollution, ETS 2009/0092/T Item 3, Alstom GL312 F1/4031 | ALSTOM | ALSTOM GRID AUSTRALIA LIMITED | CB145-OD-LT-L3-125VDCC-125VDCM | Phasing | 1
3061 | CIRCUIT BREAKER | 145kV, 3150A, 40kA/3sec, 110V DC Control 240V AC Motor, L4 Pollution, ETS 2009/0092/T Item 3, Alstom GL312 F1/4031 | ALSTOM | ALSTOM GRID AUSTRALIA LIMITED | CB145-OD-LT-L4-110VDCC-240VACM | Phasing | 1
3285 | CIRCUIT BREAKER | MCB, 480V AC, 4.5-6.3A, St George STATCOM | AMSC | AMSC AUSTRALIA PTY LTD | 16527 | Active | 5
3285 | CIRCUIT BREAKER | MCB, 480V AC, 4.5-6.3A, St George STATCOM | AMSC | AMSC AUSTRALIA PTY LTD | 16527 | Active | 1
3290 | CIRCUIT BREAKER | MCB, Complete Breaker Assemblies, St George STATCOM | AMSC | AMSC AUSTRALIA PTY LTD | 6302425 | Active | 5
3290 | CIRCUIT BREAKER | MCB, Complete Breaker Assemblies, St George STATCOM | AMSC | AMSC AUSTRALIA PTY LTD | 6302425 | Active | 1
1175094 | PHOTOELECTRIC CELL | Switch, D2 Base, 400VA Low Rating, w/Internal Black Shroud, for use up to 125W, Minor Roads, EQTS 05-05-01 (scm) | TECONN | TE CONNECTIVITY LTD | ALR-D2A-E531 | Active | 1
1175094 | PHOTOELECTRIC CELL | Switch, D2 Base, 400VA Low Rating, w/Internal Black Shroud, for use up to 125W, Minor Roads, EQTS 05-05-01 (scm) | TECONN | TE CONNECTIVITY LTD | BM3157-000 | Active | 2
1175094 | PHOTOELECTRIC CELL | Switch, D2 Base, 400VA Low Rating, w/Internal Black Shroud, for use up to 125W, Minor Roads, EQTS 05-05-01 (scm) | LEGEND | LEGEND POWER SYSTEMS | HSC-PE2N | Active | 2
1175094 | PHOTOELECTRIC CELL | Switch, D2 Base, 400VA Low Rating, w/Internal Black Shroud, for use up to 125W, Minor Roads, EQTS 05-05-01 (scm) | AUSTEKNS | AUSTEKNIS PTY LTD | PS2403P1 | Active | 2
1175094 | PHOTOELECTRIC CELL | Switch, D2 Base, 400VA Low Rating, w/Internal Black Shroud, for use up to 125W, Minor Roads, EQTS 05-05-01 (scm) | SYLVANIA | SYLVANIA SCHREDER | Z60156 | Active | 2
1184026 | PHOTOELECTRIC CELL | Switch, NEMA Base, 1800VA High Rating, EQTS 05-01-02 | SYLVANIA | SYLVANIA SCHREDER | Z15226 | Active | 1
1184026 | PHOTOELECTRIC CELL | Switch, NEMA Base, 1800VA High Rating, EQTS 05-01-02 | LEGEND | LEGEND POWER SYSTEMS | HNS910-NEM | Active | 1
1184026 | PHOTOELECTRIC CELL | Switch, NEMA Base, 1800VA High Rating, EQTS 05-01-02 | LEGEND | LEGEND POWER SYSTEMS | HNS910-NEMA | Active | 5
1184026 | PHOTOELECTRIC CELL | Switch, NEMA Base, 1800VA High Rating, EQTS 05-01-02 | TECONN | TE CONNECTIVITY LTD | ALR-SST-PV-IES-UL | Active | 2
2401918 | PHOTOELECTRIC CELL | Blank Shorting Unit Plug, suit NEMA Base for Standard Photo-Electric Outdoor Lighting Control, EQTS 05-01-02 | SYLVANIA | SYLVANIA SCHREDER | Z15213 | Active | 1
2401918 | PHOTOELECTRIC CELL | Blank Shorting Unit Plug, suit NEMA Base for Standard Photo-Electric Outdoor Lighting Control, EQTS 05-01-02 | TECONN | TE CONNECTIVITY LTD | ALR-MC-10ANSI | Active | 2
2504278 | ARRESTER,ELECTRICAL SURGE | SPD TP20E, Uoc=20kV, Uc=277VAC, In=10kA, Imax=20kA, suits applicable CLS Luminaires, EQTS 05-01-02 | CLS | CONNECTED LIGHT SOLUTIONS | S70647R | Active | 1
XSOM00136 | CIRCUIT BREAKER | 22kV, 630A, 20kA 1 sec, IAC class A-FL 16kA 1 sec rated RM6 Ring Main | SCHNEIDR | SCHNEIDER PTY LTD (MANUFACTURER) | OP-200619-9760477 | Active | 5
30361 | CLAMP,ELECTRICAL | Transverse, Tee, Bolted Run Palm Tap, AS4T, 2 Hole 50mm Centre, suit Neon 19/3.75 AAAC | PLP | PREFORMED LINE PRODUCTS (AUST) | BRPTT-135195-AS4-T | Active | 5
30362 | CLAMP,ELECTRICAL | Transverse, Tee, Bolted Run Palm Tap, AS4T, 2 Hole 50mm Centre, suit Sulphur 61/3.75 AAAC | PLP | PREFORMED LINE PRODUCTS (AUST) | BRPTT-301350-AS4-T | Active | 5
3291 | CIRCUIT BREAKER | MCB, 15-50A, 1 Pole, EQ Frame, Type BQ, St George STATCOM | AMSC | AMSC AUSTRALIA PTY LTD | 16318 | Active | 5
3291 | CIRCUIT BREAKER | MCB, 15-50A, 1 Pole, EQ Frame, Type BQ, St George STATCOM | AMSC | AMSC AUSTRALIA PTY LTD | 16318 | Active | 1
3419 | CIRCUIT BREAKER | MCB, 240/415V AC, 16A, 10kA, 3 Pole, C-Curve, DIN-T10 | TERASAKI | TERASAKI ELECTRICAL CO LTD | DTCB10316C | Active | 1
3423 | CIRCUIT BREAKER | MCB, 240/415V AC, 50A, 10kA, 3 Pole, C-Curve, DIN-T10 | NHPELEC | NHP ELECTRICAL ENGINEERING | NHPDTM10350C | Active | 1
3423 | CIRCUIT BREAKER | MCB, 240/415V AC, 50A, 10kA, 3 Pole, C-Curve, DIN-T10 | NHPELEC | NHP ELECTRICAL ENGINEERING | DTM10350C | Active | 5
3426 | CIRCUIT BREAKER | MCB iC60H, 10A, 2 Pole, 415V AC 15kA C-Curve, 125V DC 15kA, 36 x 85 x 79mm, 35mm DIN Rail Mount | SCHNEIDR | SCHNEIDER PTY LTD (MANUFACTURER) | A9F54210 | Active | 1
30092 | CIRCUIT BREAKER | MCB, 250V, 20A - 30mA, 8kA, 2 Pole, 3Ph, 1Ph Outlet, RCBO Safety MCB | CLIPSAL | CLIPSAL (BY SCHNEIDER ELECTRIC) | CLI RCBM220/30 | Active | 1
30093 | CIRCUIT BREAKER | 415V, 20A, 3Ph, 3 Pole 6kA, 3Ph, 1Ph Outlet, C Curve | CLIPSAL | CLIPSAL (BY SCHNEIDER ELECTRIC) | CLI 4CB320/6 | Active | 1
2488799 | CIRCUIT BREAKER | 72.5kV, 3150A, 40kA/3sec, Outdoor SF6 Dead Tank, 1 Pole Operated CB Unit c/w 4 Bushing Protn CTs & 2 Bushing Mtrg CTs 110VDC Aux & 110VDC Motor Supply, L4 | GE | GENERAL ELECTRIC COMPANY | DT1-72.5 F3 | Active | 5
2488823 | CIRCUIT BREAKER | 145kV, 3150A, 40kA/1sec, Outdoor SF6 Live Tank, 3 Pole Operated CB Unit c/w 48VDC Aux & 230VAC Motor Supply, L4 Pollution, 10546 item 82, GE GL312 F1 | GE | GENERAL ELECTRIC COMPANY | GL312 F1 | Active | 5
2488872 | CIRCUIT BREAKER | 145kV, 3150A, 40kA/1sec, Outdoor SF6 Live Tank, 1 Pole Operated CB Unit c/w 32VDC Aux & 230VAC Motor Supply | GE | GENERAL ELECTRIC COMPANY | GL312 F3 | Active | 5
2488880 | CIRCUIT BREAKER | 145kV, 3150A, 40kA/1sec, Outdoor SF6 Live Tank, 1 Pole Operated CB Unit c/w 48VDC Aux & 230VAC Motor Supply | GE | GENERAL ELECTRIC COMPANY | GL312 F3 | Active | 5
2488906 | CIRCUIT BREAKER | 145kV, 3150A, 40kA/1sec, Outdoor SF6 Live Tank, 1 Pole Operated CB Unit c/w 125VDC Aux & 230VAC Motor Supply | GE | GENERAL ELECTRIC COMPANY | GL312 F3 | Active | 5
2488997 | CIRCUIT BREAKER | 145kV, 3150A, 40kA/1sec, Outdoor SF6 Dead Tank, 1 Pole Operated CB Unit c/w 4 Bushing Protn CTs & 2 Bushing Mtrg CTs 32VDC Aux & 230VAC Motor Supply | GE | GENERAL ELECTRIC COMPANY | DT1-145 F3 | Active | 5
2496958 | CIRCUIT BREAKER | MCB, Acti9 iC60L, 10A, 1Pole, 60-240VAC, C-Curve, 25kA, 15000A, 50/60Hz, 8 x In +/- 20 %, 85 x 18 x 78.5mm, DIN Rail Mount | SCHNEIDR | SCHNEIDER PTY LTD (MANUFACTURER) | A9F94110 | Active | 5
2496958 | CIRCUIT BREAKER | MCB, Acti9 iC60L, 10A, 1Pole, 60-240VAC, C-Curve, 25kA, 15000A, 50/60Hz, 8 x In +/- 20 %, 85 x 18 x 78.5mm, DIN Rail Mount | HAYMANS | HAYMANS ELECTRICAL | SHNA9F94110 | Active | 1
2500742 | CIRCUIT BREAKER | MCB AZ, 63A, C-Curve, 1 Pole, 27mm, suit APS DC System | EATONELE | EATON ELECTRIC SYSTEMS PTY LTD | AZ-C63 | Active | 5
2500742 | CIRCUIT BREAKER | MCB AZ, 63A, C-Curve, 1 Pole, 27mm, suit APS DC System | POWERON | POWER ON AUSTRALIA PTY LTD | POA18205 | Active | 1
2500791 | CIRCUIT BREAKER | MCB FAZ, 4A, C-Curve, 1 Pole, 18mm, suit APS DC System | EATONELE | EATON ELECTRIC SYSTEMS PTY LTD | FAZ-C4/1 | Active | 5
2500791 | CIRCUIT BREAKER | MCB FAZ, 4A, C-Curve, 1 Pole, 18mm, suit APS DC System | POWERON | POWER ON AUSTRALIA PTY LTD | POA17072 | Active | 1
2500825 | CIRCUIT BREAKER | MCB FAZ, 16A, C-Curve, 1 Pole, 18mm, suit APS DC System | EATONELE | EATON ELECTRIC SYSTEMS PTY LTD | FAZ-C16/1 | Active | 5
2500825 | CIRCUIT BREAKER | MCB FAZ, 16A, C-Curve, 1 Pole, 18mm, suit APS DC System | POWERON | POWER ON AUSTRALIA PTY LTD | POA16970 | Active | 1
2502763 | RECORDER,MULTIFUNCTION | G5-GRID DFR, 4 Voltage Diff Inputs 500V Peak, 4 Cur Inputs 50A Peak, 2 Rear SFP Ports, 7'' LCD TouchScreen, 1mHz Freq Res, Cont Waveform Recording at 1024 | ELSPEC | ELSPEC LTD | G5-GRID DIGITAL FAULT RECORDER | Active | 5
2502763 | RECORDER,MULTIFUNCTION | G5-GRID DFR, 4 Voltage Diff Inputs 500V Peak, 4 Cur Inputs 50A Peak, 2 Rear SFP Ports, 7'' LCD TouchScreen, 1mHz Freq Res, Cont Waveform Recording at 1024 | CSEUNI | CSE UNISERVE PTY LTD | G5DFR | Active | 1
R2427276 |  | TX:DIST;1500KVA,11KV,433 TO 250V,3PH,GND TRANSFORMER,DISTRIBUTION Groundmount, 11 kV/433-250V, 1500kVA, 3Ph, HV & LV Air C able Box, JTS 02-03-01 (scm) | TYREE | TYREE TRANSFORMERS PTY LTD | 1500M4INQ- | Active | 1
1712955 | BOLT,EYE | M20 x 200mm, 40mm ID Eye, Galv Steel, ISO-M, 98kN Min Fail Load c/w Galv Hex Nut, Dwg 01-02-02, Pack of 20 | GREGSF | GREG SEWELL FORGINGS PTY LTD | 1712955 | Active | 1
30375 | CLAMP,ELECTRICAL | Tee, Bolted Run Palm Tap, 2 x Hole, 50mm Centre, Selenium 61/3.25 AAAC | PLP | PREFORMED LINE PRODUCTS (AUST) | BRPT-293-P1 | Active | 5
2439024 | CLAMP,ELECTRICAL | Parallel Groove, Al, 22.0 - 24.0 Dia, suit Oxygen/Oxygen 19/4.75 AAAC | PLP | PREFORMED LINE PRODUCTS (AUST) | APG-238-238 | Active | 5
2440071 | CLAMP,ELECTRICAL | Tee, Bolted Run Compression Tee/Tap, suit 19/4.75 AAC/ACCC to 19/3.75 AAC, Hex Die 28.5A/F | PLP | PREFORMED LINE PRODUCTS (AUST) | BRCT | Active | 1
2440089 | CLAMP,ELECTRICAL | Tee, Bolted Run Compression Tee/Tap, suit ACSR 30/7/3.00 or 37/3.00 AAC/AAAC to 30/7/3.00 ACSR or 37/3.00 AAC/AAAC, Hex Die 34.5A/F | PLP | PREFORMED LINE PRODUCTS (AUST) | BRCT 04/06 | Active | 1
2471225 | LABEL | Test & Tag, Thermal Transfer Labels, Blue, Roll of 500 | TTS | TEST AND TAG SUPPLIES PTY LTD | PROB0TTB | Active | 1
3412 | CIRCUIT BREAKER | MCB RCD, 415V AC, 32A, 30mA, 3 P+N, 12 Lg x 12 W x 12cm H, Clip-On, EE Dwg 948063-08 | TERASAKI | TERASAKI ELECTRICAL CO LTD | DSRCM32303PN | Active | 1
2502029 | GUIDE | 3M DBI-SALA Lad-Saf, Cable Guide Support, Weld-On Bracket | 3MAUST | 3M AUSTRALIA PTY LTD | LS379-6100136-LS403 | Active | 5
2502029 | GUIDE | 3M DBI-SALA Lad-Saf, Cable Guide Support, Weld-On Bracket | HGHTDYNM | HEIGHT DYNAMICS | LS379-6100136-LS403 | Active | 1
2502037 | ROPE,WIRE | 3M DBI-SALA Lad-Saf, Swaged 9.5mm (3/8'), 7 x 19 Strand S/Steel Cable, 55m Lg | 3MAUST | 3M AUSTRALIA PTY LTD | 6115037 | Active | 5
2502037 | ROPE,WIRE | 3M DBI-SALA Lad-Saf, Swaged 9.5mm (3/8'), 7 x 19 Strand S/Steel Cable, 55m Lg | HGHTDYNM | HEIGHT DYNAMICS | 6115037 | Active | 1
2502060 | CIRCUIT BREAKER | MCB, 240V AC, 25A, 1P, 10kA, C-Curve, Rail Mount, General Purpose, Pack of 1 | NHPELEC | NHP ELECTRICAL ENGINEERING | DTM10125C | Active | 1
2502177 | CIRCUIT BREAKER | MCB, 415V AC, 100A, 3P, 10H, C-Curve, DIN-T, Rail Mount, General Purpose, Pack of 1 | NHPELEC | NHP ELECTRICAL ENGINEERING | DTMH3100C | Active | 1
2502326 | CIRCUIT BREAKER | RCBO, 415V AC, 63A, 3P+N, 10kA, C-Curve, 30mA, Type A, Rail Mount, General Purpose, Pack of 1 | NHPELEC | NHP ELECTRICAL ENGINEERING | DTRT6330A | Active | 1
2422921 | SAFETY DEVICE | Mobile Fall Arrester, for Rope c/w 20cm Energy Absorber with Integrated Lanyard, PETZL ASAP & ASAP'SORBER or equivalent, to AS/NZS 1891.3 or EN353.2 | HGHTDYNM | HEIGHT DYNAMICS | A060,B71,20 | Active | 1
2502391 | TERMINATION,PREFORMED | FT, 7/2.75 & 19/2.00 SC/ZA, Left Hand Lay, for use on GY3 Insulator | PLP | PREFORMED LINE PRODUCTS (AUST) | BDE-9107 | Active | 1
403281 | BASE,CONCRETE PRECAST | 650mm Dia, Dwg 990631-01 | BUNDCNCT | BUNDABERG CONCRETE CASTERS | 926 | Active | 1
15747 | SCREW,MACHINE | Socket Security Screw, M6 x 20mm Lg, S/Steel Gde 304, Post Button HD, for Public Lighting Columns, Box of 100 | HOBSON | HOBSON ENGINEERING CO PTY LTD | IMS04BHM060020 | Active | 1
15747 | SCREW,MACHINE | Socket Security Screw, M6 x 20mm Lg, S/Steel Gde 304, Post Button HD, for Public Lighting Columns, Box of 100 | COVENTRY | COVENTRY FASTENERS QLD | 6X20MG304PBHSS | Active | 2
15747 | SCREW,MACHINE | Socket Security Screw, M6 x 20mm Lg, S/Steel Gde 304, Post Button HD, for Public Lighting Columns, Box of 100 | SUMMIT | SUMMIT GROUP | 6BXCS2P06020 | Active | 2
2400007 | SCREW,MACHINE | Full Thread, M10 x 30mm, Hex, Galv c/w Galv Hex Nut, Aust Std (P100) | THEBLTPL | THE BOLT PLACE | 2400007 | Active | 1
2400075 | SCREW,MACHINE | Metal Thread, 5/32" x 2", Brass, Cheese HD, Slotted (P200) | THEBLTPL | THE BOLT PLACE | 2400075 | Active | 1
2400076 | SCREW,MACHINE | Metal Thread, 3/16" x 1" Lg, Brass, BSW, Cheese HD, Slotted Drive, Box of 200 | THEBLTPL | THE BOLT PLACE | 2400076 | Active | 1
2400077 | SCREW,MACHINE | Metal Thread, 3/16" x 2" Lg, Brass, BSW, Cheese HD, Slotted Drive, Box of 200 | THEBLTPL | THE BOLT PLACE | 2400077 | Active | 1
2502953 | MODEM,COMMUNICATIONS | CAT-M1 ECR GE Modem, GNSS, 1 Eth, 1 Serial, 10-60VDC, 4.3 x 10.9 x 11.7cm | GE | GENERAL ELECTRIC COMPANY | ECRM1BNNNNNS1S3AUUNND | Active | 5
2502953 | MODEM,COMMUNICATIONS | CAT-M1 ECR GE Modem, GNSS, 1 Eth, 1 Serial, 10-60VDC, 4.3 x 10.9 x 11.7cm | CSEUNI | CSE UNISERVE PTY LTD | ECRM1BNNNNNS1S3AUUNND | Active | 1
2401587 | CONNECTOR,ELECTRICAL | 3 Pin Socket, 10A, PVC, 1mm2 Ordinary Flex, for Extension Lead (P10) | CLIPSAL | CLIPSAL (BY SCHNEIDER ELECTRIC) | CLI 438TR | Active | 5
2401587 | CONNECTOR,ELECTRICAL | 3 Pin Socket, 10A, PVC, 1mm2 Ordinary Flex, for Extension Lead (P10) | CNWELEC | CNW ELECTRICAL PTY LTD | CLI438TR | Active | 1
2403903 | COUPLING,ELECTRICAL CONDUIT | PVC, 32mm LD, Electrical Orange, Socket x Socket, AS/NZS 2053.2 | HAYMANS | HAYMANS ELECTRICAL | 32HDCONCUP | Active | 1
2438851 | COUPLING,ELECTRICAL CONDUIT | 100mm, HD, PVC, Orange | CLIPSAL | CLIPSAL (BY SCHNEIDER ELECTRIC) | CLI 242P100 | Active | 5
2438869 | COUPLING,ELECTRICAL CONDUIT | 150mm, HD, PVC, Orange | CLIPSAL | CLIPSAL (BY SCHNEIDER ELECTRIC) | CLI 242P150 | Active | 5
XSOM09664 | COUPLING,ELECTRICAL CONDUIT | 50 H/D Orge Soc-Soc Coupler/Joiner Ea 50 | TRI UGRD | TRI UNDERGROUND AUSTRALIA PTY LTD | HDE50COUPFF | Active | 5
2502524 | COUPLING,ELECTRICAL CONDUIT | Plain to Plain, PVC, 40mm ID, 45mm OD, 58mm Lg, Grey | CLIPSAL | CLIPSAL (BY SCHNEIDER ELECTRIC) | 242/40-GY | Active | 5
2502524 | COUPLING,ELECTRICAL CONDUIT | Plain to Plain, PVC, 40mm ID, 45mm OD, 58mm Lg, Grey | HAYMANS | HAYMANS ELECTRICAL | CLI242/40GRY | Active | 1
19758 | GUARD | 3M Electrostatic Animal Guard, Insulator Neck Dia Range 38-65mm, Rated to 35kV, PE/Steel Spokes, Spring Loop for Hot-Stick Application, Pack of 25 | 3MAUST | 3M AUSTRALIA PTY LTD | GG1525 | Active | 1
19759 | GUARD | 3M Electrostatic Animal Guard, Insulator Neck Dia Range 65-115mm, Rated to 35kV, PE/Steel Spokes, Spring Loop for Hot-Stick Application, Pack of 25 | 3MAUST | 3M AUSTRALIA PTY LTD | GG2545 | Active | 1
19760 | GUARD | 3M Electrostatic Animal Guard, Insulator Neck Dia Range 115-165mm, Rated to 35kV, PE/Steel Spokes, Spring Loop for Hot-Stick Application, Pack of 25 | 3MAUST | 3M AUSTRALIA PTY LTD | GG4565 | Active | 1
19826 | GUARD | Critter Line Guard, HDPE, 5 x Cylindrical Rollers, 2 x Wheels & 2 x Clamps, Wildlife Prooffing to be Installed on Conductors, Pack of 4 | ADAPTAUS | ADAPT AUSTRALIA PTY LTD | CLG-GREY | Active | 1
19827 | GUARD | Critter Pole Guard, HDPE, Round Plate & 4 x Nails, 7 x Cylindrical Rollers, Wildlife Prooffing to be Installed Around Pole | ADAPTAUS | ADAPT AUSTRALIA PTY LTD | CPG-GREY | Active | 1
20501 | TERMINATION KIT,ELECTRICAL CABLE | Outdoor, 11kV, 3Ph, 95mm2 Cu PLYSWS Cable, Heatshrink, 800mm Min Tail Lengths, c/w Compression Lugs, AS/NZS 4805 Part 2 | TECONN | TE CONNECTIVITY LTD | EPKT-EX226 | Active | 1
104148 | TAPE | Armorcast, 100mm W x 3.04m | 3MAUST | 3M AUSTRALIA PTY LTD | MMEARMORCAST-100MM | Active | 5
104148 | TAPE | Armorcast, 100mm W x 3.04m | HAYMANS | HAYMANS ELECTRICAL | MMEARMORCAST-100MM | Active | 1
2406980 | SCREW,MACHINE | Metal Thread, M5 x 40mm, Nickel Plated Brass, Cheese HD, Slotted (P200) (scm) | THEBLTPL | THE BOLT PLACE | 2406980 | Active | 1
2406981 | SCREW,MACHINE | Metal Thread, M5 x 65mm, Nickel Plated Brass, Cheese HD, Slotted (P1000) (scm) | THEBLTPL | THE BOLT PLACE | 2406981 | Active | 1
2406984 | SCREW,MACHINE | Metal Thread, M5 x 25mm, Brass, Countersunk HD (P100) (scm) | THEBLTPL | THE BOLT PLACE | 2406984 | Active | 1
2463990 | SCREW,MACHINE | Panhead, M3 x 25mm, S/Steel | GLBFAST | GLOBAL FASTENERS (QLD) PTY LTD | MTPAS6M030025 | Active | 1
2464030 | SCREW,MACHINE | Panhead, M4 x 25mm, S/Steel | GLBFAST | GLOBAL FASTENERS (QLD) PTY LTD | MTPAS6M040025 | Active | 1
2471571 | SCREW,MACHINE | Draw Latch Screws, 15.9mm, S/Steel, for Hino Canopy Door | EMBGEN | EMBEDDED GENERATION SYSTEM | F7-548 | Active | 5
2471571 | SCREW,MACHINE | Draw Latch Screws, 15.9mm, S/Steel, for Hino Canopy Door | STC | STRUT TECHNOLOGY CAIRNS | M-F7-548 | Active | 1
2496768 | COVER | Versaflo M-976, Head, Neck & Shoulder Cover, Single Layer PPL, White, for Versaflo TR-300 Series PAPR | 3MAUST | 3M AUSTRALIA PTY LTD | UU003029780 | Active | 5
2496768 | COVER | Versaflo M-976, Head, Neck & Shoulder Cover, Single Layer PPL, White, for Versaflo TR-300 Series PAPR | ALLENS | ALLENS INDUSTRIAL PRODUCTS | UU003029780 | Active | 1
2501211 | COVER | ABB SafeLink RMU Kick Plate Cover c/w Bolts Kit 4 way | ABBAUST | ABB AUSTRALIA PTY LTD | C4323-AU | Active | 1
23922 | LINK,INLINE | Temp 11kV, 600A Continous, Full Assembly w/o Leads, c/w Arc Chute & Customised Wooden Box, Set of 3 | ACCULEC | ACCULEC PTY LTD (303899) | ALTDCS-EXKIT | Active | 1
2478139 | BIT,AUGER | Wood, 8mm Dia, 170mm OAL, Alloy Steel, 1/4" Hex Quick Connect | C&LTOOL | C&L TOOL CENTRE | SUTD5100800 | Active | 1
2478188 | HOLDER,SCREWDRIVER BIT,POWER TOOL | Locking, 75mm, 1/4" Hex Quick Connect | MILWAUKE | MILWAUKEE POWER TOOLS | 48324531 | Active | 5
2478188 | HOLDER,SCREWDRIVER BIT,POWER TOOL | Locking, 75mm, 1/4" Hex Quick Connect | C&LTOOL | C&L TOOL CENTRE | MILWA48324531 | Active | 1
2600057 | COVER | COVER;MILWAUKEE,FOR M18 BATTERY TERMINAL COVER; Milwaukee, for M18 Battery Termin al | C&LTOOL | C&L TOOL CENTRE | MILWAM18BATTERYCOVER | Active | 1
22914 | DETECTOR,VOLTAGE | VDS Type, Replacement Test Point/Phase Out Indicators, 4mm Voltage Indication Sockets, 146 x 30mm, for ABB Safelink RMU | SICAME | SICAME AUSTRALIA PTY LTD | CATU CL-498-00 | Active | 5
2472595 | RADIO SET | P25 Trunked Radio Kit, Tait TM9455 c/w HHCH, Nexion NX6300 & Associated Cables, GNSS Antenna & 5m Lead | MCQ | MOBILE COMMUNICATIONS QUEENSLAND | TM9455-B1A0-CCUE-6300-PKG | Active | 1
2472603 | RADIO SET | P25 Trunked Radio, Tait TM9455 c/w Power Lead, HHCH & Mounting Cradle | MCQ | MOBILE COMMUNICATIONS QUEENSLAND | TM9455-B1A0-CCUE-PKG | Active | 1
2472637 | RADIO SET | P25 Trunked Radio Kit, GME Base Unit CM60-V25P c/w Power Lead, Green UIC & Mounting Cradle, Extension Speaker, LE105 NX6300 Interface Lead, P25 Option | GME | GME INNOVATIVE ELECTRONICS | PB2-ERGON | Active | 1
2472637 | RADIO SET | P25 Trunked Radio Kit, GME Base Unit CM60-V25P c/w Power Lead, Green UIC & Mounting Cradle, Extension Speaker, LE105 NX6300 Interface Lead, P25 Option | GME | GME INNOVATIVE ELECTRONICS | GME RADIO CM60-V25P KIT | Active | 2
2472686 | RADIO SET | Explorer Mobile Gateway, PTT Terminal Unit c/w PTT Speaker Microphone Handset | MILES | MILES ELECTRONICS | 403649A-00500 | Active | 1
2472751 | RADIO SET | Tait P25 Portable, TP9460, Package with all P25 Options, Charger, Programming & Testing | MCQ | MOBILE COMMUNICATIONS QUEENSLAND | TP9460-B1FC-ERGON-GR-PKG | Active | 1
2472769 | RADIO SET | Tait P25 Portable, TP9460, Package with all P25 Options, Charger, Programming & Testing c/w Lapel Speaker/Microphone | MCQ | MOBILE COMMUNICATIONS QUEENSLAND | TP9460-B1FC-ERGON-GR-PKG1 | Active | 1
2473791 | RADIO SET | Cel-Fi GO Mobile Repeater Kit, Telstra c/w CDR7195 Antenna & AD1112 SMA to FME Adapter | AMIT | ADVANCED MOBILE IT PTY LTD | CFG.KIT.ERGON | Active | 1
2440139 | CLAMP,ELECTRICAL | Parallel, Type AUP, 11.3 to 18.8, Run & Tap, for Al only | PLP | PREFORMED LINE PRODUCTS (AUST) | AUP75 | Active | 1
2440147 | CLAMP,ELECTRICAL | Parallel, Type AUP, 18.8 to 29.3 Run, 11.3 - 21.0 Tap, for Al only | PLP | PREFORMED LINE PRODUCTS (AUST) | AUP112 | Active | 1
2440162 | CLAMP,ELECTRICAL | Single Conductor, Bolted Run Palm Tap, Range 24.1 - 30.0 Run, P3 Palm | PLP | PREFORMED LINE PRODUCTS (AUST) | BRPT-210-P3 | Active | 1
2440170 | CLAMP,ELECTRICAL | Double Conductor, Bolted Run Palm Tap, Range 19.6 - 24.0 Run, 2 x M16 Holes, 70mm Centre | PLP | PREFORMED LINE PRODUCTS (AUST) | DCBRPT-210-AS7 | Active | 1
2440188 | CLAMP,ELECTRICAL | Double Conductor, Bolted Run Palm Tap, Range 19.6 - 24.0 Run, 90Deg Palm, 2 x M16 Holes, 70mm Centre | PLP | PREFORMED LINE PRODUCTS (AUST) | DCRPT-210-AS7 | Active | 1
2442507 | CLAMP,ELECTRICAL | Parallel Groove, Al, 16.30 - 33.80 Dia, 3 x Galv Bolts M16 x 90mm c/w M16 Nut S/Steel M16 Spring & Flat Washers, suit Conductor Range 19/3.25 to 61/3.75 | PLP | PREFORMED LINE PRODUCTS (AUST) | APG-315-315-2 | Active | 1
2442507 | CLAMP,ELECTRICAL | Parallel Groove, Al, 16.30 - 33.80 Dia, 3 x Galv Bolts M16 x 90mm c/w M16 Nut S/Steel M16 Spring & Flat Washers, suit Conductor Range 19/3.25 to 61/3.75 | BRITECH | BRI-TECH PTY LTD | PGCA126 | Active | 2
2475309 | CLAMP,ELECTRICAL | Helical Compression, Constant Force Spring, 20-37mm Dia, for Earthing Screened Control Cables | LEGEND | LEGEND POWER SYSTEMS | CFS3 | Active | 1
2475317 | CLAMP,ELECTRICAL | Helical Compression, Constant Force Spring, 31-50mm Dia, for Earthing Screened Control Cables | LEGEND | LEGEND POWER SYSTEMS | CFS4 | Active | 1
2477230 | CLAMP,ELECTRICAL | Live Line Clamp, For use with 33kV Current Limiting Fuse Only. | ACCULEC | ACCULEC PTY LTD (303899) | BHGH201L | Active | 1
2600093 | LAMP,LED | LAMP:LED;BWP ECO G2,20/40W,1265MM LAMP,LED; BWP Eco Weatherproof LED Batte n Gen2, 20/40W, CCT (1200mm) 3000K/4000K /6000K, 1265 x 130 x 92mm, Grey, PC Diff | PIERLITE | PIERLITE AUSTRALIA PTY LTD | BWPECO404ECSLS | Active | 5
2600093 | LAMP,LED | LAMP:LED;BWP ECO G2,20/40W,1265MM LAMP,LED; BWP Eco Weatherproof LED Batte n Gen2, 20/40W, CCT (1200mm) 3000K/4000K /6000K, 1265 x 130 x 92mm, Grey, PC Diff | CNWELEC | CNW ELECTRICAL PTY LTD | PIEBWPECO404ECSLS | Active | 1
2600189 | RELAY,PROTECTION | RELAY;ITEM-7, FW 6.2.0,REX615-11AVW-PCL3 RELAY,PROTECTION; FW 6.2.0, LDiff, SMF, 16/10 I/O, VT, 1/5A CT, 24-60VDC, FA ITEM 6, REX615A10GN+APP1+APP3+APP5+APP6+ | ABBAUST | ABB AUSTRALIA PTY LTD | REX615-11MJT-PCL3 | Active | 1
2600195 |  | RELAY;ITEM-9, FW 6.0.4,REX615-11NCL-PCL2 RELAY,PROTECTION FW 6.0.4, CapBank, 16/1 0 I/O, VT, 1/5A CT, 60-250VDC, FA ITEM 9 REX615A10GN+APP1+APP3+APP7+COM37+PSM4+B | ABBAUST | ABB AUSTRALIA PTY LTD | REX615-11NCL-PCL2 | Active | 1
2600197 | RELAY,PROTECTION | RELAY;ITEM-14,FW 6.2.0,REX615-11NCR-PCL3 RELAY,PROTECTION; FW 6.2.0, 1Ph, 10/9 I/O, 1/5A CT, 24-60VDC, FA ITEM 4, REX615A10GN+APP1+COM37+PSM3+AIM16+BIO6+ | ABBAUST | ABB AUSTRALIA PTY LTD | REX615-11NCJ-PCL3 | Active | 1
2600191 | RELAY,PROTECTION | RELAY;ITEM-12,FW 6.2.0,REX615-11NCP-PCL3 RELAY,PROTECTION; FW 6.2.0, LDiff, SMF, 16/10 I/O, VT, 1/5A CT, 60-250VDC, FA ITEM 5, REX615A10GN+APP1+APP3+APP5+APP6+ | ABBAUST | ABB AUSTRALIA PTY LTD | REX615-11MJU-PCL3 | Active | 1
2600190 | RELAY,PROTECTION | RELAY;ITEM-4, FW 6.2.0,REX615-11NCJ-PCL3 RELAY,PROTECTION; FW 6.2.0, BU LD, SMF, 12/10 I/O, VT, 1/5A 7CT, 60-250VDC, FA ITEM 15, REX615A10GN+APP6+COM15+PSM4+ | ABBAUST | ABB AUSTRALIA PTY LTD | REX615-11NCS-PCL3 | Active | 1
R2600177 |  | TX:DIST;880-B815-11-AA,1500KVA,11KV,KNAN TRANSFORMER,DISTRIBUTION Padmount, 11kV, 1500kVA, 3-Way (Sq), KNAN, DYN11, 3CR12 Lift-off Cubicle c/w Siemens 8DJH CC+CB | WILSON | WILSON TRANSFORMER CO. PTY LTD | 880-B815-11-AA | Active | 1
2600177 |  | TX:DIST;880-B815-11-AA,1500KVA,11KV,KNAN TRANSFORMER,DISTRIBUTION Padmount, 11kV, 1500kVA, 3-Way (Sq), KNAN, DYN11, 3CR12 Lift-off Cubicle c/w Siemens 8DJH CC+CB | WILSON | WILSON TRANSFORMER CO. PTY LTD | 880-B815-11-AA | Active | 1
2600171 |  | TX:DIST;880-B811-11-AB,315KVA,11KV,KNAN TRANSFORMER,DISTRIBUTION Padmount, 11kV, 315kVA, 3-Way (Sq), KNAN, DYN11, 3CR12 Lift-off Cubicle c/w ABB Safelink2 SF6 C | WILSON | WILSON TRANSFORMER CO. PTY LTD | 880-B811-11-AB | Active | 1
2600173 |  | TX:DIST;880-B811-11-AD,315KVA,11KV,KNAN TRANSFORMER,DISTRIBUTION Padmount, 11kV, 315kVA, 3-Way (Sq), KNAN, DYN11, 3CR12 Lift-off Cubicle c/w Siemens Blue Non-SF | WILSON | WILSON TRANSFORMER CO. PTY LTD | 880-B811-11-AD | Active | 1
R2600172 |  | TX:DIST;880-B813-11-AA,750KVA,11KV,KNAN TRANSFORMER,DISTRIBUTION Padmount, 11kV, 750kVA, 3-Way (Sq), KNAN, DYN11, 3CR12 Lift-off Cubicle c/w Siemens 8DJH CCF & | WILSON | WILSON TRANSFORMER CO. PTY LTD | 880-B813-11-AA | Active | 1
2504215 | TELEMETRY SYSTEM | SEL3530-4, RTAC, RTU, Small Form Factor, 24-48VDC, WebHMI, RK45 & 100BaseFX Enet, Bracket for 19" Rack Mount | SEL | SCHWEITZER ENGINEERING LAB PTY LTD | SEL3530-B78J | Active | 1
20079 | HAT,SUN | Sun Protection, Wide Brim, 60cm, Size L, Soft Fabric, Cool Grey 5, Unbranded | ATOMSUPP | ATOM SUPPLY GROUP P/L | 31120009 | Active | 1
20079 | HAT,SUN | Sun Protection, Wide Brim, 60cm, Size L, Soft Fabric, Cool Grey 5, Unbranded | BUNZL | BUNZL LIMITED | CH66-L | Active | 2
2503282 | STRAP | Drum Strap Bar, HDPE, 620mm OAL, suit Plastic & Steel 205L Drums (44 Gallon) | TEGRAL | TEGRAL TRANSPORT EQUIPMENT | TT0012 | Active | 1
2503373 | COVER | Cable Protector, 2 Channel, 12T @30kph, 935 x 255 x 55mm, Rubber Base, PU Lid, Black/Yellow, Interlock Modular, Non-Slip | SFTYXPRS | SAFETY XPRESS UNIT TRUST | CABPRO2PU | Active | 1
140819 | FUSE,CARTRIDGE | 500V AC, HRC DIN Type Size 1, 80A, ETS 12-02-01 Group E | FUSECO | FUSECO POWER SOLUTIONS PTY LTD | NH1F-80 | Active | 1
2600040 | DETECTOR,VOLTAGE | DETECTOR:V;NON-CONT,240V,1KV,6.6KV,MODIE DETECTOR,VOLTAGE; Modiewark Non-Contact Voltage Detector Kit, Model EQL 240V, 1k V, 6.6kV c/w Bag & Batteries | AMPLITUD | AMPLITUDE PTY LTD (396777) | MODIE-EQL | Active | 1
25095 | SHOVEL,HAND | SHOVEL:HAND;POST HOLE,190X275MM,LG,STL SHOVEL,HAND Post Hole,Treaded;190 MM X 2 75 MM Blade, C/W Steel Core Fibreglass H andle 25-30 Deg To Handle Axis; KELSO BR | TTLTOOL | TOTAL TOOLS TOWNSVILLE | 642494 | Active | 1
2600070 | CONDUIT,NONMETALLIC,FLEXIBLE | CONDT:CBL;50MM,25M,PVC,ORG,HD CORRUGATED CONDUIT,NONMETALLIC,FLEXIBLE; PVC, 50mm, HD Corrugated, Electrical Orange, 25m R oll, 1250N Compression Strength, UV Resi | CABAC | CABAC (MANUFACTURER) | CCO5025 | Active | 5
2600070 | CONDUIT,NONMETALLIC,FLEXIBLE | CONDT:CBL;50MM,25M,PVC,ORG,HD CORRUGATED CONDUIT,NONMETALLIC,FLEXIBLE; PVC, 50mm, HD Corrugated, Electrical Orange, 25m R oll, 1250N Compression Strength, UV Resi | MMELEC | MM ELECTRICAL MERCHANDISING | CAACCO5025 | Active | 1
2600082 | RACK,ELEC EQUIP | RACK;45RU,600X700MM,15RU BASE,30RU TOP RACK,ELEC EQUIP; 45RU TxD Co-Locate Ausr ack, 600mm W, 700mm D, 15RU Base/30RU To p, PowderCoat RAL7035 Ripple, Dwg XB-583 | B&R | B&R ENCLOSURES PTY LTD | XB-583407/1 | Active | 1
2600120 | RECLOSER,AUTO | RECLOSER;19.1KV,SWER,800A,VT/CT,REL02 RECLOSER,AUTO; 19.1kV, SWER, 800A, 170kV 6kA Cap c/w Ctrl Cub, suit ext 240V Sup ply in Subs, Aux Supply, Surge Arrester, | NOJA | NOJA POWER SWITCHGEAR PTY LTD | SER-01 | Active | 1
2600198 | RELAY,PROTECTION | RELAY;ITEM-16,FW 6.2.0,REX615-11NCT-PCL3 RELAY,PROTECTION; FW 6.2.0, BU LD, SMF, 12/10 I/O, VT, 1/5A 7CT, 24-60VDC, FA ITEM 16, REX615A10GN+APP6+COM15+PSM3+ | ABBAUST | ABB AUSTRALIA PTY LTD | REX615-11NCT-PCL3 | Active | 1
2600196 | RELAY,PROTECTION | RELAY;ITEM-3, FW 6.2.0,REX615-11NCH-PCL3 RELAY,PROTECTION; FW 6.2.0, Fdr Mgmt, 16/10 I/O, VT, 1/5A CT, 60-250VDC, FA ITEM 1,REX615A10GN+APP1+APP3+APP5+COM37+ | ABBAUST | ABB AUSTRALIA PTY LTD | REX615-1F7B-PCL3 | Active | 1
R2600178 |  | TX:DIST;880-B811-11-AC,315KVA,11KV,KNAN TRANSFORMER,DISTRIBUTION Padmount, 11kV, 315kVA, 4-Way (Sq), KNAN, DYN11, 3CR12 Lift-off Cubicle c/w ABB Safelink2 SF6 C | WILSON | WILSON TRANSFORMER CO. PTY LTD | 880-B811-11-AC | Active | 1
R2600182 |  | TX:DIST;880-B811-11-AE,315KVA,11KV,KNAN TRANSFORMER,DISTRIBUTION Padmount, 11kV, 315kVA, 3-Way (Sq), KNAN, DYN11, 3CR12 Lift-off Cubicle c/w ABB SafeAir Non-SF6 | WILSON | WILSON TRANSFORMER CO. PTY LTD | 880-B811-11-AE | Active | 1
R2600171 |  | TX:DIST;880-B811-11-AB,315KVA,11KV,KNAN TRANSFORMER,DISTRIBUTION Padmount, 11kV, 315kVA, 3-Way (Sq), KNAN, DYN11, 3CR12 Lift-off Cubicle c/w ABB Safelink2 SF6 C | WILSON | WILSON TRANSFORMER CO. PTY LTD | 880-B811-11-AB | Active | 1
R2600165 |  | TX:DIST;880-B813-11-AD,750KVA,11KV,KNAN TRANSFORMER,DISTRIBUTION Padmount, 11kV, 750kVA, 3-Way (Sq), KNAN, DYN11, 3CR12 Lift-off Cubicle c/w Siemens Blue Non-SF | WILSON | WILSON TRANSFORMER CO. PTY LTD | 880-B813-11-AD | Active | 1
2600167 |  | TX:DIST;880-B812-11-AA,500KVA,11KV,KNAN TRANSFORMER,DISTRIBUTION Padmount, 11kV, 500kVA, 3-Way (Sq), KNAN, DYN11, 3CR12 Lift-off Cubicle c/w Siemens 8DJH CCF & | WILSON | WILSON TRANSFORMER CO. PTY LTD | 880-B812-11-AA | Active | 1
R2600173 |  | TX:DIST;880-B811-11-AD,315KVA,11KV,KNAN TRANSFORMER,DISTRIBUTION Padmount, 11kV, 315kVA, 3-Way (Sq), KNAN, DYN11, 3CR12 Lift-off Cubicle c/w Siemens Blue Non-SF | WILSON | WILSON TRANSFORMER CO. PTY LTD | 880-B811-11-AD | Active | 1
2502821 | GRIP,CABLE,WOVEN | HD Sock, Single Soft Eye, 40-55mm Dia Cable, 62kN UTS, 800mm Lg, Galv Steel | NCG | NATIONAL CABLE GRIPS (VILNO GROUP COMP) | CHD1040 | Active | 5
2502821 | GRIP,CABLE,WOVEN | HD Sock, Single Soft Eye, 40-55mm Dia Cable, 62kN UTS, 800mm Lg, Galv Steel | TEN | THE ENERGY NETWORK (AUST) PTY LTD | CHD1040 | Active | 1
2502839 | GRIP,CABLE,WOVEN | Non-Metallic Sock, Single Soft Eye, 20-30mm Dia Cable, 15.89kN UTS, 696mm Lg, Non-Conductive Aramid Fibre | SLINGCO | SLINGCO AUSTRALIA PTY LTD | ZCS1022 | Active | 5
2502839 | GRIP,CABLE,WOVEN | Non-Metallic Sock, Single Soft Eye, 20-30mm Dia Cable, 15.89kN UTS, 696mm Lg, Non-Conductive Aramid Fibre | TEN | THE ENERGY NETWORK (AUST) PTY LTD | ZCS1022 | Active | 1
R5013 |  | TX:CUR;POST,145KV RATED,132KV NOM,1PH TRANSFORMER,CURRENT 145kV, 1200/1A, 50Hz , Post Type 1Ph Outdoor, 6 Core, Meterin g in Cores 3&4, Revenue Metering, Live T | KONCAR | KONCAR - ELECTRICAL INDUSTRY INC | M172183 | Active | 1
20430 | TERMINATION KIT,ELECTRICAL CABLE | Indoor, 11kV, 3Ph, 25mm2 Cu PLYSWS Cable, Heatshrink, 800mm Min Tail Lengths, c/w CT's & Compression Lugs, AS/NZS 4805 Part 2 | TECONN | TE CONNECTIVITY LTD | EPKT-EX228 | Active | 1
1713773 | BOLT,EYE | M20 x 400mm, Galv, Extension c/w Galv Hex Nut, 400mm from end of Bolt to Plate suit Composite Arms, Dwg ES000751-01 | GREGSF | GREG SEWELL FORGINGS PTY LTD | 1713773 | Active | 1
2400047 | BOLT,EYE | M16 x 350mm, 40mm ID Eye, Galv Steel, ISO-M, 62kN Min Fail Load c/w Galv Hex Nut, Dwg 01-02-01, Pack of 15 | GREGSF | GREG SEWELL FORGINGS PTY LTD | 2400047 | Active | 1
2600244 | LABEL | LABEL:ADHSV;LAD,PROF IND,150KG MAX LOAD LABEL:ADHESIVE Bailey & Branach Ladder S ticker, PROFESSIONAL INDUSTRIAL 150KG, B lack Text on Yellow B/Gnd, for Ladders w | UTENGSGN | UTILITY ENGRAVING & SIGNS | UESP005 | Active | 1
2418820 | GRIP,CABLE,WOVEN | Sock, Cable Pulling, to suit 120mm U/G Cable, 52-62mm Dia, Synthetic, Single Eye | SPECFORC | SPECIALISED FORCE PTY LTD | HV3120 | Active | 1
2418820 | GRIP,CABLE,WOVEN | Sock, Cable Pulling, to suit 120mm U/G Cable, 52-62mm Dia, Synthetic, Single Eye | TEN | THE ENERGY NETWORK (AUST) PTY LTD | HV3120 | Active | 2
2502805 | GRIP,CABLE,WOVEN | HD Sock, Single Soft Eye, 19-28mm Dia Cable, 37kN UTS, 500mm Lg, Galv Steel | NCG | NATIONAL CABLE GRIPS (VILNO GROUP COMP) | CHD1019 | Active | 5
2502805 | GRIP,CABLE,WOVEN | HD Sock, Single Soft Eye, 19-28mm Dia Cable, 37kN UTS, 500mm Lg, Galv Steel | TEN | THE ENERGY NETWORK (AUST) PTY LTD | CHD1019 | Active | 1
2502813 | GRIP,CABLE,WOVEN | HD Sock, Single Soft Eye, 28-40mm Dia Cable, 54kN UTS, 600mm Lg, Galv Steel | NCG | NATIONAL CABLE GRIPS (VILNO GROUP COMP) | CHD1028 | Active | 5
2502813 | GRIP,CABLE,WOVEN | HD Sock, Single Soft Eye, 28-40mm Dia Cable, 54kN UTS, 600mm Lg, Galv Steel | TEN | THE ENERGY NETWORK (AUST) PTY LTD | CHD1028 | Active | 1
2502847 | GRIP,CABLE,WOVEN | Non-Metallic Sock, Single Soft Eye, 30-40mm Dia Cable, 43.84kN UTS, 840mm Lg, Non-Conductive Aramid Fibre | SLINGCO | SLINGCO AUSTRALIA PTY LTD | ZCS1023 | Active | 5
2502847 | GRIP,CABLE,WOVEN | Non-Metallic Sock, Single Soft Eye, 30-40mm Dia Cable, 43.84kN UTS, 840mm Lg, Non-Conductive Aramid Fibre | TEN | THE ENERGY NETWORK (AUST) PTY LTD | ZCS1023 | Active | 1
19475 | GREASE,GENERAL PURPOSE | Castrol Spheerol EPL2, Multipurpose EP Grease, Lithium Base, 450g Tube | AMPOL | AMPOL AUSTRALIA | SPHEEROL EPL2 | Active | 1
19475 | GREASE,GENERAL PURPOSE | Castrol Spheerol EPL2, Multipurpose EP Grease, Lithium Base, 450g Tube | CALTEX | CALTEX AUSTRALIA PETROLEUM PTY LTD | 1090 LIPLEX EP2 450G | Active | 2
2600051 | LANYARD,SAFETY,INDUSTRIAL | LANYARD;RETRACT,TOOL,0.9KG,EXTD TO 122CM LANYARD,SAFETY,INDUSTRIAL; Tool Lanyard, Retractable, Extends up to 122cm, 0.9kg Capacity, Plastic & S/Steel, ANSI/ISEA | ATOMSUPP | ATOM SUPPLY GROUP P/L | 553358 | Active | 1
2600226 | COVER,INSULATING | COVER:LV ARM,1200X600,EPDM-Y/B-650V EQ COVER,INSULATING LV Arm Cover, Xarm Cuto ut 175 x 120mm, 1200 x 600mm, Rubber, Ve lcro, EPDM-Y/B-650V EQ, c/w Velcro Faste | BALMORAL | BALMORAL ENGINEERING PTY LTD | 7011-EQ | Active | 1
2600228 | COVER,INSULATING | COVER:LV COMM CBL,600X300,EPDM-Y/B-650V COVER,INSULATING LV Comms Cable Cover, D ouble Drop, 600 x 300mm, Rubber, Velcro, EPDM-Y/B-650V, c/w Velcro Fasteners | BALMORAL | BALMORAL ENGINEERING PTY LTD | 8022-EQ | Active | 1
2600072 | CONNECTOR,ELECTRICAL CABLE | CONN:CBL;33KV,3PH,200KV,(630A)150-240MM CONNECTOR,ELECTRICAL CABLE; 33kV Outdoor Kit, 3 Phase, Dead Break Elbow Terminat ion, 200kV BIL, Bolted DIN Type C, (630A | NKT | NKT PTY LTD (AUSTRALIA) | NKT-2633120-5024-L | Active | 1
2600200 | TOOL,INSPECTION & TESTING | TOOL:LV GLOVE AIR TEST,CL00 & 0,GLO-ROL2 TOOL,INSPECTION & TESTING LV Glove Air T est Tool, Class 00 and Class 0, 300 x 25 mm, PVC Tube with Slot, for Field Air Te | BALMORAL | BALMORAL ENGINEERING PTY LTD | GLO-ROL2 | Active | 1
17315 | SEALING COMPOUND | COMP:SEALING;SOLID,GRY,STL,15PSI OIL SEALING COMPOUND STEEL;GREY;SOLID FORM;F OR TEMPORARY REPAIR OF FUEL OIL LEAKS,TR ANSMISSIONS, OIL FILLED TRANSFORMERS ETC | ATOMSUPP | ATOM SUPPLY GROUP P/L | 90300014 | Active | 1
21285 | SUPPORT | SUP;62MM,RED,USED FOR SECURING HOT LINE SUPPORT RED;RUBBER HOLDER;62 MM;USED FOR SECURING HOT LINE STICKS; | WLW | WEIGHT LIFTER WHEELS PTY LTD | CC62 | Active | 1
2600100 | HANGER,CABLE | HGR;DUAL MT KIT,6GHZ,WG14/WR137/R70 HANGER,CABLE;Dual Mount Hanger Kit, 6GHz Size WG14 / WR137 / R70, Pole or Flat Mount, for Flexible Waveguide | AVIAT | AVIAT NETWORKS | 018-510100-001 | Active | 5
2600100 | HANGER,CABLE | HGR;DUAL MT KIT,6GHZ,WG14/WR137/R70 HANGER,CABLE;Dual Mount Hanger Kit, 6GHz Size WG14 / WR137 / R70, Pole or Flat Mount, for Flexible Waveguide | COMMTEL | COMMTEL NETWORK SOLUTIONS | 018-510100-001 | Active | 1
2600075 | TELEMETRY SYSTEM | TELEMETRY SYS,ECLIPSE,INU,2RU,NCCV4 TELEMETRY SYSTEM; Eclipse, Intelligent N ode Unit, 2RU Chassis c/w INC IDCE, Fan, NCCv4, High Output, w/o Licence NCC (No | AVIAT | AVIAT NETWORKS | EXX-000-206 | Active | 5
2600075 | TELEMETRY SYSTEM | TELEMETRY SYS,ECLIPSE,INU,2RU,NCCV4 TELEMETRY SYSTEM; Eclipse, Intelligent N ode Unit, 2RU Chassis c/w INC IDCE, Fan, NCCv4, High Output, w/o Licence NCC (No | COMMTEL | COMMTEL NETWORK SOLUTIONS | EXX-000-206 | Active | 1
2600096 | COUPLER | COUPLER;ASSY,ODU 600V2,6GHZ UNEQUAL 6DB COUPLER; Coupler Assy, ODU 600v2, 6GHz Unequal 6dB, V & H Polarisation | AVIAT | AVIAT NETWORKS | 086-523300-066 | Active | 5
2600096 | COUPLER | COUPLER;ASSY,ODU 600V2,6GHZ UNEQUAL 6DB COUPLER; Coupler Assy, ODU 600v2, 6GHz Unequal 6dB, V & H Polarisation | COMMTEL | COMMTEL NETWORK SOLUTIONS | 086-523300-066 | Active | 1
2502706 | ELECTROLYTE POWDER | Body Armour, Hydrate+ Hypotonic 5g Sachets, Mixed Flavours, No added Sugar, Gluten & Dairy Free, Mix 5g Sachet into 600ml water, Pack of 50 | BODYARMR | BODY ARMOUR AUSTRALIA | BAHSP50 | Active | 5
2502706 | ELECTROLYTE POWDER | Body Armour, Hydrate+ Hypotonic 5g Sachets, Mixed Flavours, No added Sugar, Gluten & Dairy Free, Mix 5g Sachet into 600ml water, Pack of 50 | ATOMSUPP | ATOM SUPPLY GROUP P/L | 584828 | Active | 1
2401926 | LAMP,SODIUM | 150W, HP Diffuse Elliptical, E40 Cap, External Ignitor, EQTS 05-03-01 (scm) | PHILIPS | PHILIPS AUSTRALIA PTY LTD | 928486800091 | Active | 1
2401927 | LAMP,SODIUM | HP, 150W, Diffuse Elliptical Vapour, E40 Cap, Operates on 150W HP Sodium Control Gear w/o Ignitor, EQTS 05-03-01 (scm) | EYELIGHT | EYE LIGHTING AUSTRALIA PTY LTD | 120575 | Active | 1
2403341 | LAMP,SODIUM | 100W, HP Clear Tube Vapour, E40 Cap, External Ignitor, EQTS 05-03-01 (scm) | PHILIPS | PHILIPS AUSTRALIA PTY LTD | 928150219230 | Active | 1
2403341 | LAMP,SODIUM | 100W, HP Clear Tube Vapour, E40 Cap, External Ignitor, EQTS 05-03-01 (scm) | SYLVANIA | SYLVANIA SCHREDER | 673148 | Active | 2
2405801 | LAMP,SODIUM | 150W, HP Clear Tube, Vapour, Internal Igniter, JTS 05-01-01, JBP 2010/0444/T | REXEL | REXEL AUSTRALIA | 25020 | Active | 1
2405806 | LAMP,SODIUM | HP, 250W, Clear Tube, E40 Cap, Operates on 250W HP Sodium Control Gear w/o Igniter, EQTS 05-03-01 (scm) | EYELIGHT | EYE LIGHTING AUSTRALIA PTY LTD | 120520 | Active | 1
2405807 | LAMP,SODIUM | 50W, HP Diffuse Elliptical, Internal Igniter, EQTS 05-03-01 (scm) | PHILIPS | PHILIPS AUSTRALIA PTY LTD | 928150808828 | Active | 1
2405825 | LAMP,SODIUM | HP, 400W, Clear Tube, E40 Cap, Operates on 400W HP Sodium Control Gear w/o Igniter, EQTS 05-03-01 (scm) | EYELIGHT | EYE LIGHTING AUSTRALIA PTY LTD | 120525 | Active | 1
2405832 | LAMP,SODIUM | 70W, HP Diffuse Elliptical, E27 Cap, External Ignitor, EQTS 05-03-01 (scm) | PHILIPS | PHILIPS AUSTRALIA PTY LTD | 928486700091 | Active | 1
1703859 | BOLT,MACHINE | M16 x 80mm, Hex, Galv c/w Galv Hex Nut, Aust Std (P50) | GREGSF | GREG SEWELL FORGINGS PTY LTD | 1703859 | Active | 1
2504277 | ARRESTER,ELECTRICAL SURGE | SPD SD10K240D303-T, Uoc=20kV, Uc=275VAC, In=10kA, Imax=20kA, suits applicable Schreder Luminaires, EQTS 05-01-02 | SYLVANIA | SYLVANIA SCHREDER | SPD001 | Active | 1
2503357 | LEAD SET,TEST | Test Instrument Leads c/w 2x Red/Blk Non-shrouded Alligator Clips, 2x Red/Blk Test Probes, 2x 240cm Red/Blk Test Leads with Right-Angle & Straight Plug, CAT IV | PENTA | PENTA AUST (TMAC THEW & MCCANN/HYLEC) | PA30399 | Active | 1
2406347 | LAMP,SODIUM | 70W, HP Diffuse Elliptical Vapour, E27 Cap, Internal Ignitor, EQTS 05-03-01 (scm) | PHILIPS | PHILIPS AUSTRALIA PTY LTD | 928150108828 | Active | 1
2433324 | LAMP,SODIUM | HP, 150W, Hard Glass Exterior, Reflector E40 Cap, Operates on 150W HP Sodium Control Gear, for Watchman Floodlight, EQTS 05-03-01 (scm) | EYELIGHT | EYE LIGHTING AUSTRALIA PTY LTD | 120100 | Active | 1
2439693 | LAMP,SODIUM | HP, 250W, Hard Glass Exterior, Reflector E40 Cap, Operates on 250W HP Sodium Control Gear, for Watchman Floodlight, EQTS 05-03-01 (scm) | EYELIGHT | EYE LIGHTING AUSTRALIA PTY LTD | 120105 | Active | 1
2439701 | LAMP,SODIUM | HP, 400W, Hard Glass Exterior, Reflector E40 Cap, Operates on 400W HP Sodium Control Gear, for Watchman Floodlight, EQTS 05-03-01 (scm) | EYELIGHT | EYE LIGHTING AUSTRALIA PTY LTD | 120110 | Active | 1
R2498764 |  | TX:DIST;Groundmount,11kV/,450V/450V,3Ph TRANSFORMER,DISTRIBUTION Groundmount, 11 kV/450V/450V, 5MVA, 3Ph, Dy11y11, KNAN F R3, for BESS | WILSON | WILSON TRANSFORMER CO. PTY LTD | 886-B298-1 | Active | 1
R2498756 |  | TX:DIST;Groundmount,11kV/,560V/560V,3Ph TRANSFORMER,DISTRIBUTION Groundmount, 11 kV/560V/560V, 5MVA, 3Ph, Dyn11yn11, KNAN FR3, for BESS | WILSON | WILSON TRANSFORMER CO. PTY LTD | 877-B291-0 | Active | 1
R2489037 |  | CB;3150A,OTDR SF6 Dead Tank,145kV CIRCUIT BREAKER 145kV, 3150A, 40kA/1sec, Outdoor SF6 Dead Tank, 1 Pole Operated CB Unit c/w 4 Bushing Protn CTs & 2 Bush | GE | GENERAL ELECTRIC COMPANY | DT1-145 F3 | Active | 1
R2488971 |  | CB;3150A,OTDR SF6 Dead Tank,145kV CIRCUIT BREAKER 145kV, 3150A, 40kA/1sec, Outdoor SF6 Dead Tank, 3 Pole Operated CB Unit c/w 4 Bushing Protn CTs & 2 Bush | GE | GENERAL ELECTRIC COMPANY | DT1-145 F1 | Active | 1
R2488963 |  | CB;3150A,OTDR SF6 Dead Tank,145kV CIRCUIT BREAKER 145kV, 3150A, 40kA/1sec, Outdoor SF6 Dead Tank, 3 Pole Operated CB Unit c/w 4 Bushing Protn CTs & 2 Bush | GE | GENERAL ELECTRIC COMPANY | DT1-145 F1 | Active | 1
R2488815 |  | CB;3150A,OTDR SF6 Live Tank,145kV CIRCUIT BREAKER 145kV, 3150A, 40kA/1sec, Outdoor SF6 Live Tank, 3 Pole Operated CB Unit c/w 32VDC Aux & 230VAC Motor Sup | GE | GENERAL ELECTRIC COMPANY | GL312 F1 | Active | 1
R2488740 |  | CB;3150A,OTDR SF6 Dead Tank,72.5kV CIRCUIT BREAKER 72.5kV, 3150A, 40kA/3sec , Outdoor SF6 Dead Tank, 3 Pole Operated CB Unit c/w 4 Bushing Protn CTs & 2 Bus | GE | GENERAL ELECTRIC COMPANY | DT1-72.5 F | Active | 1
R2488716 |  | CB;3150A,OTDR SF6 Dead Tank,72.5kV CIRCUIT BREAKER 72.5kV, 3150A, 40kA/3sec , Outdoor SF6 Dead Tank, 3 Pole Operated CB Unit c/w 4 Bushing Protn CTs & 2 Bus | GE | GENERAL ELECTRIC COMPANY | DT1-72.5 F | Active | 1
R2488682 |  | CB;3150A,OTDR SF6 Live Tank,72.5kV CIRCUIT BREAKER 72.5kV, 3150A, 40kA/3sec , Outdoor SF6 Live Tank, 1 Pole Operated CB Unit c/w 125VDC Aux & 125VDC Motor S | GE | GENERAL ELECTRIC COMPANY | GL309 F3 | Active | 1
R2488674 |  | CB;3150A,OTDR SF6 Live Tank,72.5kV CIRCUIT BREAKER 72.5kV, 3150A, 40kA/3sec , Outdoor SF6 Live Tank, 1 Pole Operated CB Unit c/w 110VDC Aux & 110VDC Motor S | GE | GENERAL ELECTRIC COMPANY | GL309 F3 | Active | 1
R2488666 |  | CB;3150A,OTDR SF6 Live Tank,72.5kV CIRCUIT BREAKER 72.5kV, 3150A, 40kA/3sec , Outdoor SF6 Live Tank, 1 Pole Operated CB Unit c/w 125VDC Aux & 230VAC Motor S | GE | GENERAL ELECTRIC COMPANY | GL309 F3 | Active | 1
R2488625 |  | CB;3150A,OTDR SF6 Live Tank,72.5kV CIRCUIT BREAKER 72.5kV, 3150A, 40kA/3sec , Outdoor SF6 Live Tank, 3 Pole Operated CB Unit c/w 125VDC Aux & 125VDC Motor S | GE | GENERAL ELECTRIC COMPANY | GL309 F1 | Active | 1
R2488575 |  | CB;3150A,OTDR SF6 Live Tank,72.5kV CIRCUIT BREAKER 72.5kV, 3150A, 40kA/3sec , Outdoor SF6 Live Tank, 3 Pole Operated CB Unit c/w 32VDC Aux & 230VAC Motor Su | GE | GENERAL ELECTRIC COMPANY | GL309 F1 | Active | 1
R2490928 |  | TX:V;AFL 20kA/1s,ABB SafePlus M Module TRANSFORMER,VOLTAGE RMU, 12 kV, 630A, 25 kA/3s, ABB SafePlus M Module, LHS/RHS Jo ining Kit, Internal Arc Classification A | ABBAUST | ABB AUSTRALIA PTY LTD | 5822204 | Active | 1
R2492361 |  | REG:V;12-24kV,200A,Pole MT,w/out CTRL CB REGULATOR,VOLTAGE 12-24kV, 200A, 1Ph, Po le Mount S/Steel, 150kV BIL, 32 Taps, 0. 625% Steps, IDPT Version, w/out Control | COOPER | COOPER ELECTRICAL AUSTRALIA PTY LTD | WFN44J3C5K | Active | 1
R2492346 |  | REG:V;12-24kV,50A,Pole MT,w/out CTRL CBL REGULATOR,VOLTAGE 12-24kV, 50A, 1Ph, Pol e Mount, S/Steel, 150kV BIL, 32 Taps, 0. 625% Steps, IDPT Version, w/out Control | COOPER | COOPER ELECTRICAL AUSTRALIA PTY LTD | WFN11J3C4K | Active | 1
R2495257 |  | TX:DIST;PDMT,(Rect),11kV,315kVA,7 Tap TRANSFORMER,DISTRIBUTION Padmount, 11kV, 315kVA, (Rect) HV Haz LV Bsh, Mineral O il Insulated, KNAN, DYN 11, 3CR12 Cubicl | WILSON | WILSON TRANSFORMER CO. PTY LTD | 881-B648-1 | Active | 1
R2482693 |  | SW/GEAR;FXD,36KV,1250A,MTL,31.5KA SWITCHBOARD,POWER Txf Switchgear Unit, 3 6kV, 1250A, 31.5kA 2000A Bus Metal Encl Fixed Switchgear & Ctrl Gear Assy, 110V | SIEMENS | SIEMENS LTD | 8DA10-2482 | Active | 1
R2482651 |  | SW/GEAR;FXD,36KV,2000A,MTL,31.5KA,(2 X SWITCHBOARD,POWER Bus Section Switchgear Unit, 36kV, 2000A 31.5kA, 2000A Bus Met al Encl Fixed Switchgear & Ctrl Gear Ass | SIEMENS | SIEMENS LTD | 8DA10-2482 | Active | 1
R2482214 |  | CAP:BANK;AFLC,66KV,10.18MVAR,4.8UF,CPLG CAPACITOR ASSEMBLY Bank, Outdoor, AFLC, 66kV, 3 Ph, 10.18Mvar, Coupling Capacito rs, 8 Capacitors 4.8uF, 2 Steel Framewor | MVTECH | MV TECHNOLOGY SOLUTIONS P/L | 304.101.11 | Active | 1
R2480770 |  | SW/GEAR;12KV RATED,11KV NOM,800A SWITCHBOARD,POWER Busbar Earth Switch, 1 2kV, 25kA suits Fault Make Duty on a 200 0A Bus, Manual Operation Only, Contract | TAMCO | TAMCO SWITCHGEAR (MANUFACTURER) | T8-VHIF630 | Active | 1
R2480713 |  | SW/GEAR;FXD,12KV RATED,11KV NOM,800A,MTL SWITCHBOARD,POWER Single Feeder Switchge ar Unit (Egx Incomer), 12kV, 800A, 25kA, 2000A Bus Metal Encl Fixed Switchgear, | TAMCO | TAMCO SWITCHGEAR (MANUFACTURER) | T2-VHIF630 | Active | 1
R2480747 |  | SW/GEAR;FXD,12KV RATED,11KV NOM,2000A SWITCHBOARD,POWER Feeder/Bus Tie Switchg ear Unit, 12kV, 2000A, 25kA, 2000A Bus M etal Encl Fixed Switchgear & Control Gea | TAMCO | TAMCO SWITCHGEAR (MANUFACTURER) | T5-VHIF200 | Active | 1
R2476141 |  | SW/GEAR;GAS INSUL RING MAIN UN,36KV RATE SWITCHGEAR RMU, 36kV, CC, 630A, AFLR 16k A/1 Sec, Siemens 8DJH36 | SIEMENS | SIEMENS LTD | 8DJH36-364 | Active | 1
R2476117 |  | TX:DIST;500KVA,11KV,3PH,7,RECT PAD,ONAN TRANSFORMER,DISTRIBUTION Padmount, 11kV, 500kVA, 3 Ph (Rect), ONAN, DYN11, 3CR12 Cubicle c/w ABB Safelink 2 11kV RMU CFC | WILSON | WILSON TRANSFORMER CO. PTY LTD | 881-0651-1 | Active | 1
R2471399 |  | TX:CUR;POST,72.5KV RATED,66KV NOM,1PH TRANSFORMER,CURRENT 72.5kV, 1200/5A, 50H z, Post Type 1Ph Outdoor, 5 Core, Meteri ng in Core 3, Statistical Metering, Live | KONCAR | KONCAR - ELECTRICAL INDUSTRY INC | DWG M18685 | Active | 1
2600187 | RELAY,PROTECTION | RELAY;ITEM-8, FW 6.2.0,REX615-11NCK-PCL3 RELAY,PROTECTION; FW 6.2.0, CapBank, 12/10 I/O, VT, 1/5A 7CT, 24-60VDC, FA ITEM 12, REX615A10GN+APP1+APP3+APP7+ | ABBAUST | ABB AUSTRALIA PTY LTD | REX615-11NCP-PCL3 | Active | 1
2600185 | RELAY,PROTECTION | RELAY;ITEM-13,FW 6.2.0,REX615-11NCQ-PCL3 RELAY,PROTECTION; FW 6.2.0, Fdr Mgmt, 16/10 I/O, VT, 1/5A CT, 24-60VDC, FA ITEM 2,REX615A10GN+APP1+APP3+APP5+COM37+ | ABBAUST | ABB AUSTRALIA PTY LTD | REX615-11DUW-PCL3 | Active | 1
2600192 |  | RELAY;ITEM-10,FW 6.0.4,REX615-11NCM-PCL2 RELAY,PROTECTION FW 6.0.4, CapBank, 16/1 0 I/O, VT, 1/5A CT, 24-60VDC, FA ITEM 10 REX615A10GN+APP1+APP3+APP7+COM37+PSM3+B | ABBAUST | ABB AUSTRALIA PTY LTD | REX615-11NCM-PCL2 | Active | 1
2600186 | RELAY,PROTECTION | RELAY;ITEM-1, FW 6.2.0,REX615-1F7B-PCL3 RELAY,PROTECTION; FW 6.2.0, BU, 12/10 I/O, VT, 1/5A 7CT, 24-60VDC, FA ITEM 14, REX615A10GN+COM37+PSM3+BIO5+AIM5+AIM6+ | ABBAUST | ABB AUSTRALIA PTY LTD | REX615-11NCR-PCL3 | Active | 1
2600182 | TRANSFORMER,DISTRIBUTION | TX:DIST;880-B811-11-AE,315KVA,11KV,KNAN TRANSFORMER,DISTRIBUTION Padmount, 11kV, 315kVA, 3-Way (Sq), KNAN, DYN11, 3CR12 Lift-off Cubicle c/w ABB SafeAir Non-SF6 | WILSON | WILSON TRANSFORMER CO. PTY LTD | 880-B811-11-AE | Active | 1
R2600166 |  | TX:DIST;880-B814-11-AC,1000KVA,11KV,KNAN TRANSFORMER,DISTRIBUTION Padmount, 11kV, 1000kVA, 4-Way (Sq), KNAN, DYN11, 3CR12 Lift-off Cubicle c/w ABB Safelink2 SF6 | WILSON | WILSON TRANSFORMER CO. PTY LTD | 880-B814-11-AC | Active | 1
2600175 |  | TX:DIST;880-B813-11-AE,750KVA,11KV,KNAN TRANSFORMER,DISTRIBUTION Padmount, 11kV, 750kVA, 3-Way (Sq), KNAN, DYN11, 3CR12 Lift-off Cubicle c/w ABB SafeAir Non-SF6 | WILSON | WILSON TRANSFORMER CO. PTY LTD | 880-B813-11-AE | Active | 1
R2600163 |  | TX:DIST;880-B811-11-AA,315KVA,11KV,KNAN TRANSFORMER,DISTRIBUTION Padmount, 11kV, 315kVA, 3-Way (Sq), KNAN, DYN11, 3CR12 Lift-off Cubicle c/w Siemens 8DJH CCF & | WILSON | WILSON TRANSFORMER CO. PTY LTD | 880-B811-11-AA | Active | 1
2600165 |  | TX:DIST;880-B813-11-AD,750KVA,11KV,KNAN TRANSFORMER,DISTRIBUTION Padmount, 11kV, 750kVA, 3-Way (Sq), KNAN, DYN11, 3CR12 Lift-off Cubicle c/w Siemens Blue Non-SF | WILSON | WILSON TRANSFORMER CO. PTY LTD | 880-B813-11-AD | Active | 1
R2600179 |  | TX:DIST;880-B813-11-AB,750KVA,11KV,KNAN TRANSFORMER,DISTRIBUTION Padmount, 11kV, 750kVA, 3-Way (Sq), KNAN, DYN11, 3CR12 Lift-off Cubicle c/w ABB Safelink2 SF6 C | WILSON | WILSON TRANSFORMER CO. PTY LTD | 880-B813-11-AB | Active | 1
R2600164 |  | TX:DIST;880-B814-11-AA,1000KVA,11KV,KNAN TRANSFORMER,DISTRIBUTION Padmount, 11kV, 1000kVA, 3-Way (Sq), KNAN, DYN11, 3CR12 Lift-off Cubicle c/w Siemens 8DJH CCF & | WILSON | WILSON TRANSFORMER CO. PTY LTD | 880-B814-11-AA | Active | 1
2600176 |  | TX:DIST;880-B814-11-AD,1000KVA,11KV,KNAN TRANSFORMER,DISTRIBUTION Padmount, 11kV, 1000kVA, 3-Way (Sq), KNAN, DYN11, 3CR12 Lift-off Cubicle c/w Siemens Blue Non-S | WILSON | WILSON TRANSFORMER CO. PTY LTD | 880-B814-11-AD | Active | 1
2600164 |  | TX:DIST;880-B814-11-AA,1000KVA,11KV,KNAN TRANSFORMER,DISTRIBUTION Padmount, 11kV, 1000kVA, 3-Way (Sq), KNAN, DYN11, 3CR12 Lift-off Cubicle c/w Siemens 8DJH CCF & | WILSON | WILSON TRANSFORMER CO. PTY LTD | 880-B814-11-AA | Active | 1
R2600169 |  | TX:DIST;880-B814-11-AE,1000KVA,11KV,KNAN TRANSFORMER,DISTRIBUTION Padmount, 11kV, 1000kVA, 3-Way (Sq), KNAN, DYN11, 3CR12 Lift-off Cubicle c/w ABB SafeAir Non-SF | WILSON | WILSON TRANSFORMER CO. PTY LTD | 880-B814-11-AE | Active | 1
2473130 | DISCONNECTOR,HIGH VOLTAGE | 12kV, 1600A, 16kA/1Sec, Manual Operation, EESS-10724-01 | INSULECT | INSULECT AUSTRALIA PTY LTD | DSC12725 | Active | 1
2473148 | DISCONNECTOR,HIGH VOLTAGE | 12kV, 16kA/1Sec, LHS Earth Switch, EESS-10724-01 | INSULECT | INSULECT AUSTRALIA PTY LTD | DSC12727 | Active | 1
2473163 | DISCONNECTOR,HIGH VOLTAGE | 12kV, Structure only, EESS-10724-01 | INSULECT | INSULECT AUSTRALIA PTY LTD | DSC12335-51 | Active | 1
2473189 | DISCONNECTOR,HIGH VOLTAGE | 36kV, 1600A, 31.5kA/3Sec, Motorised Operation, EESS-10724-01 | PLP | PREFORMED LINE PRODUCTS (AUST) | A-A9460 | Active | 1
2473205 | DISCONNECTOR,HIGH VOLTAGE | 36kV, 2500A, 31.5kA/3Sec, Motorised Operation, EESS-10724-01 | PLP | PREFORMED LINE PRODUCTS (AUST) | A-A9450 | Active | 1
2473213 | DISCONNECTOR,HIGH VOLTAGE | 36kV, 31.5kA/3Sec, LHS Earth Switch, EESS-10724-01 | PLP | PREFORMED LINE PRODUCTS (AUST) | A-A9432-05 | Active | 1
2473239 | DISCONNECTOR,HIGH VOLTAGE | 36kV, Low Structure only, EESS-10724-01 | PLP | PREFORMED LINE PRODUCTS (AUST) | A-A4775-17 | Active | 1
2477123 | DISCONNECTOR,HIGH VOLTAGE | 36kV 630A, PR3, Disconnector c/w Flicker Arcing Horns, NGK Dwg 69120SA1ER | NGKSTANG | NGK STANGER PTY LTD | 69120SA1ER | Active | 1
2467173 | FIXTURE,LIGHTING | 17W Modular LED (L17), 4K, Nostalgia, Blue/Grey c/w NEMA PE Cell, suit Mounting on Bracket to Dwg 05-01-01 & Dwg 05-01-07, Minor Road, EQTS 05-01-02 | GERARD | GERARD LIGHTING GROUP | LC99BD03L17 | Phasing | 5
R2475093 |  | TX:DIST;315KVA,SUBS,11KV,0.433KV,3PH,7 TRANSFORMER,DISTRIBUTION Padmount Substa tion, 11kV, 315kVA, 3 Ph (Sq), ABB Safel ink 2 (CFC) Switchgear & LV Switchgear, | WILSON | WILSON TRANSFORMER CO. PTY LTD | 880-A311-1 | Active | 1
R2468718 |  | CB:SF6;2000A,DEAD TANK,72.5KV RATED,66KV CIRCUIT BREAKER 72.5kV, 2000A, 40kA/3sec , 110V DC Control, 110V DC Motor, L4 Pol lution, 1 Pole, JBP 10142K Item 11, GE G | GE | GENERAL ELECTRIC COMPANY | GL309 F3 | Active | 1
R2468668 |  | CB:SF6;2000A,DEAD TANK,145KV RATED,132KV CIRCUIT BREAKER 145kV Dead Tank, 2000A, 40kA, Outdoor Unit c/w 125V DC Aux Suppl y & 125V DC Spring Motor Charge, 1A CTs | GE | GENERAL ELECTRIC COMPANY | GL312P F3 | Active | 1
R2468650 |  | CB:SF6;2000A,DEAD TANK,145KV RATED,132KV CIRCUIT BREAKER 145kV Dead Tank, 2000A, 40kA, Outdoor Unit c/w 110V DC Aux Suppl y & 110V DC Spring Motor Charge, 1A CTs | GE | GENERAL ELECTRIC COMPANY | DT1-145 F3 | Active | 1
R2468593 |  | CB:SF6;2000A,DEAD TANK,145KV RATED,132KV CIRCUIT BREAKER 145kV Dead Tank, 2000A, 40kA, Outdoor Unit c/w 110V DC Aux Suppl y & 110V DC Spring Motor Charge, 1A CTs | GE | GENERAL ELECTRIC COMPANY | DT1-145 F1 | Active | 1
R2468510 |  | CB:SF6;2000A,LIVE HD,145KV RATED,132KV CIRCUIT BREAKER 145kV, 2000A, 40kA/3sec, 110V DC Control, 240V AC Motor, L4 Poll ution, Composite Bushings, 1 Pole, 00000 | GE | GENERAL ELECTRIC COMPANY | GL312P F3 | Active | 1
R2461887 |  | REG:V;11KV,11KV,200A,POLE REGULATOR,VOLTAGE 11kV, 200A, 1Ph, Pole Mount, S/Steel, 95kV BIL, 32 Taps, 0.625 % Steps, w/out Control Cable & Box (scm) | COOPER | COOPER ELECTRICAL AUSTRALIA PTY LTD | WED22B3059 | Active | 1
R2461473 |  | TX:DIST;1500KVA,11KV,433 TO 250V,3PH,7 TRANSFORMER,DISTRIBUTION Padmount, 11kV/ 433-250V, 1500kVA, 3 Ph (Sq) LV Switchge ar, LV Statistical Meter & Siemens 8DJH | WILSON | WILSON TRANSFORMER CO. PTY LTD | 880-A417-1 | Active | 1
R2461457 |  | TX:DIST;750KVA,11KV,433 TO 250V,3PH,7,SQ TRANSFORMER,DISTRIBUTION Padmount, 11kV/ 433-250V, 750kVA, 3 Ph (Sq) LV Switchgea r, LV Statistical Meter & Siemens 8DJH H | WILSON | WILSON TRANSFORMER CO. PTY LTD | 880-A313-1 | Active | 1
R2454312 |  | TX:V;50VA,33KV,220V,1PH,50/60HZ TRANSFORMER,VOLTAGE 33kV/240V, 50VA, 1 P h, External Aux Power Supply c/w Pole Mo unting Bracket, suits NOJA ONLY, JTS 06- | NOJA | NOJA POWER SWITCHGEAR PTY LTD | VT33-220 | Active | 1
R2454296 |  | TX:V;50VA,11KV,220V,1PH,50/60HZ,395MM TRANSFORMER,VOLTAGE 11kV/240V, 50VA, 1 P h, External Aux Power Supply c/w Pole Mo unting Bracket, suits NOJA ONLY, JTS 06- | NOJA | NOJA POWER SWITCHGEAR PTY LTD | VT11-220 | Active | 1
R2451714 |  | SW/GEAR;RING MAIN UN,12KV RATED,11KV NOM SWITCHGEAR RMU, 12kV, SafeLink 2 CFCF c/ w Operating Handle, Mounting Plinth & Ou tdoor Encl, for 11kV Oil Type Transforme | ABBAUST | ABB AUSTRALIA PTY LTD | 5811943 | Active | 1
R2435642 |  | TX:DIST;315KVA,22KV,433 TO 250V,3PH,RECT TRANSFORMER,DISTRIBUTION Padmount, 22kV/ 433-250V, 315kVA, 3 Ph, ONAN (Rect) LV S witchgear & Schneider RM6 HV RMU, 3 x Sw | CLIPSAL | CLIPSAL (BY SCHNEIDER ELECTRIC) | X0315V22EA | Active | 1
R2435592 |  | TX:DIST;500KVA,11KV,433 TO 250V,3PH,SQ TRANSFORMER,DISTRIBUTION Padmount, 11kV/ 433-250V, 500kVA, 3 Ph (Sq) LV Switchgea r, LV Statistical Meter & FBX HV RMU, JT | WILSON | WILSON TRANSFORMER CO. PTY LTD | 880-0642-1 | Active | 1
R2437424 |  | SW/GEAR;RING MAIN UN,12KV RATED,11KV NOM SWITCHGEAR RMU, 12kV, 2 x Feeder Switch, 2 x CB, for 11kV Oil-type Transformer c onnection > 1000kVA c/w Mounting Plinth | ABBAUST | ABB AUSTRALIA PTY LTD | 5811975 | Active | 1
R2424018 |  | RECLOSER;400A,630A RATED,11KV,12.5KA,3PH RECLOSER,AUTO 11kV, 3 Ph, 400A, 12.5kA C ap, Vacuum Interrupting, SF6 insulated, O/door Pole Mount c/w Ctrl Cub, Insulate | CLIPSAL | CLIPSAL (BY SCHNEIDER ELECTRIC) | N15-ACR-SF | Active | 1
R2406858 |  | TX:ISLN;11/19.1KV,500 TO 250V TRANSFORMER,ISOLATION SWER Pole Mount, 1 1/19.1kV/500-250V, 350/350/10kVA | ABBAUST | ABB AUSTRALIA PTY LTD | 470891 | Active | 1
R2427912 |  | BX:ELEC;LOW V,BOLTS & NUTS,FLEX CABLE BOX ASSEMBLY LV, Air Cable Box, su it 22kV, 1500kVA Groundmount Transformer c/w Busbar, Flexible Connections, Bolts | WILSON | WILSON TRANSFORMER CO. PTY LTD | 876-0647-1 | Active | 1
R854771 |  | SECTLISER;ELTRNC,36KV,200A SECTIONALISER Electronic, 36kV, 170kV BI L c/w Crossarm Mount Bracket, Actuating Current, 16A, 3 Count, 200A, Cont Rating | ABBAUST | ABB AUSTRALIA PTY LTD | 7505396/75 | Active | 1
R104703 |  | RECLOSER;HYD,20A,11/12.7/19.1KV,10A COIL RECLOSER,AUTO Hydraulic, 11/12.7/19.1kV, SWER, 10A Coil, 20A Trip 2A2B Sequence, ETS 06-07-01 (scm) | COOPER | COOPER ELECTRICAL AUSTRALIA PTY LTD | KE10B22 | Active | 1
R104704 |  | RECLOSER;HYD,20A,11/12.7/19.1KV,10A COIL RECLOSER,AUTO Hydraulic, 11/12.7/19.1kV, SWER, 10A Coil, 20A Trip 1A3C Sequence, ETS 06-07-01 (scm) | COOPER | COOPER ELECTRICAL AUSTRALIA PTY LTD | KE10C13 | Active | 1
2502755 | COVER | Ormazabal 3S1F RMU, 2 x Large Covers, 2 x Small Covers | NTHSPEC | NORTHERN SPECIALISED ELECTRICAL | ERGTXSHR-002 | Active | 1
2600230 | CONTROL,ROTARY SWITCH | SW:ROT;CTRL,CA10.AUS06LA.E.AU22,LMR,690V CONTROL,ROTARY SWITCH CA10, 690V Nom, 20 A Nom, 7.5W AC-23A, 3.5kW AC-3, 50/60Hz DC, L/M/R Small, 6 Position, Panel Mount | KRSNMR | KRAUS & NAIMER (MANUFACTURER) | CA10.AUS06LA.E.AU22 | Active | 1
2502789 | SAW,CUT OFF | Milwaukee, M18 Metal Cutting Circular Saw, Cordless, 18V, 135mm Metal Saw Skin, 3-50mm Cut Depth, Brushless Motor, 3900 RPM | MILWAUKE | MILWAUKEE POWER TOOLS | M18FMCS-0 | Active | 5
2502789 | SAW,CUT OFF | Milwaukee, M18 Metal Cutting Circular Saw, Cordless, 18V, 135mm Metal Saw Skin, 3-50mm Cut Depth, Brushless Motor, 3900 RPM | C&LTOOL | C&L TOOL CENTRE | MILWTM18FMCS-0 | Active | 1
2502797 | HOIST,CHAIN | Vital Lever Hoist, 1.5m Height of Lift, 500kg WLL, 5mm Chain, AS1418.2 | STEHOUSE | STENHOUSE LIFTING & SAFETY SOLUTIONS | VLB205 | Active | 1
2600131 | PANEL,ASSEMBLY | PNL:ELEC;ASSY,MULTI-PH CL7 REPLMT OF CL6 PANEL ASSEMBLY; CL-7 Multi-Phase Panel R eplacement of CL-6, CL-7 Control w/o Con trol Cable, ST Fibre Connectors | EATONELE | EATON ELECTRIC SYSTEMS PTY LTD | 577PM80000B0000290 | Active | 1
R104712 |  | TX:DIST;315KVA,11KV,22KV,3PH,POLE,JTS TRANSFORMER,DISTRIBUTION Pole Mount, 11/ 22kV 315kVA, 3 Ph, S/Steel Gde 316 Tank, External Off Line Tap Charger for Switc | ABBAUST | ABB AUSTRALIA PTY LTD | 105964 | Active | 1
R25522 |  | TX:CUR;POST,11KV,1PH,800/1A,50HZ TRANSFORMER,CURRENT 11kV, 800/1A, 50Hz, Post Type 1Ph, Outdoor, 1 Core, 1x800/50 0/200/1A, 0.1PX200R1 on 200/1 | KONCAR | KONCAR - ELECTRICAL INDUSTRY INC | DWG M20452 | Active | 1
R22065 |  | MTR:ENERGY;CT/WC SMART,240VAC,5 TO 20A METER,WATTHOUR Mk10A CT, Polyphase, 3Ph, 4 Wire, 240V AC, 5-20A CT, Class 1 c/w Powered Comms Port, Metering Dynamics La | EDMI | EDMI PTY LTD | 1A12-1H11- | Active | 1
R5030 |  | TX:V;POST,145KV RATED,132KV,11KV,1PH TRANSFORMER,VOLTAGE 145kV, IVT, 50Hz, Po st Type 1Ph Outdoor c/w Metering Accurac y Tests | KONCAR | KONCAR - ELECTRICAL INDUSTRY INC | M172172 | Active | 1
R5028 |  | TX:V;POST,IVT,66KV,0.11KV,1PH,50HZ TRANSFORMER,VOLTAGE 72.5kV, IVT, 50Hz, P ost Type 1Ph Outdoor c/w Metering Accura cy Tests | KONCAR | KONCAR - ELECTRICAL INDUSTRY INC | M172165 | Active | 1
R5027 |  | TX:V;POST,36KV RATED,33KV,11KV,1PH,50HZ TRANSFORMER,VOLTAGE 36kV, IVT, 50Hz, Pos t Type 1Ph Outdoor c/w Metering Accuracy Tests | KONCAR | KONCAR - ELECTRICAL INDUSTRY INC | M172164 | Active | 1
R5025 |  | TX:V;POST,CVT,220KV,0.11KV,1PH,50HZ TRANSFORMER,VOLTAGE 245kV, CVT, 50Hz, Po st Type 1Ph Outdoor c/w Metering Accurac y Tests | KONCAR | KONCAR - ELECTRICAL INDUSTRY INC | M172170 | Active | 1
R5010 |  | TX:CUR;POST,72.5KV RATED,66KV NOM,1PH TRANSFORMER,CURRENT 72.5kV, 2000/1A, 50H z, Post Type 1Ph Outdoor, 5 Core, Meteri ng in Core 3, Statistical Metering, Live | KONCAR | KONCAR - ELECTRICAL INDUSTRY INC | M172180 | Active | 1
R5009 |  | TX:CUR;POST,72.5KV RATED,66KV NOM,1PH TRANSFORMER,CURRENT 72.5kV, 1200/1A, 50H z, Post Type 1Ph Outdoor, 6 Core, Meteri ng in Cores 3&4, Revenue Metering, Live | KONCAR | KONCAR - ELECTRICAL INDUSTRY INC | M172179 | Active | 1
R3727 |  | CB:SF6;2000A,LIVE TANK,LIVE HD,72.5KV CIRCUIT BREAKER 72.5kV Live Tank, 2000A, 31.5kA/3sec, 110V DC Aux & Spring Motor Charge, L4 Pollution c/w No.5 Al Termin | ALSTOM | ALSTOM GRID AUSTRALIA LIMITED | F14031P | Active | 1
2482115 | ELECTROLYTE | Freezer Hydration Sqweeze Pops, 5 Mixed Flavours, 90ml each, Pack of 10 | SQWINCH | THE SQWINCHER CORP (MANUFACTURER) | SQ159200201 | Active | 5
2482115 | ELECTROLYTE | Freezer Hydration Sqweeze Pops, 5 Mixed Flavours, 90ml each, Pack of 10 | ATOMSUPP | ATOM SUPPLY GROUP P/L | 60013541 | Active | 1
2488252 | ELECTROLYTE DRINK | Sqwincher Fast Pack, Wildberry, Low Sodium, Gluten Free, Caffeine Free, 18ml Sachet, add water to make 180ml Serving, Box of 50 | ATOMSUPP | ATOM SUPPLY GROUP P/L | 91521339 | Active | 1
2488252 | ELECTROLYTE DRINK | Sqwincher Fast Pack, Wildberry, Low Sodium, Gluten Free, Caffeine Free, 18ml Sachet, add water to make 180ml Serving, Box of 50 | SQWINCH | THE SQWINCHER CORP (MANUFACTURER) | SQ0099 | Active | 5
2500304 | ENERGY STORAGE SYSTEM | BESS, LV Connected, 3Ph, Ground Mounted, c/w Pixii PSXD Cabinets, PixiiBox 12000, Polaruim Gen6, PSXD Switchboard, Gateway Acuvim 11R & Comms Module, on Concrete | PIXII | PIXII AUSTRALIA PTY LTD | PSXD CABINET ASSY 623-2 | Active | 1
2502995 | ENERGY STORAGE SYSTEM | BESS, PowerShaper II, 30kW-72kWh, LV Connected, 3Ph, Pole Mounted Battery, Inverter Module & Integrated Switchboard Cabinet approx 2000 x 900 x 600mm | PIXII | PIXII AUSTRALIA PTY LTD | 30KW INTEGRATED POLETOP BESS | Active | 1
R2485290 | METER,WATTHOUR | REFURBISHED, E360 S1310 1P1E WC c/w LTE Comms | LANDIS | LANDIS GYR (AUST) PTY LTD | S1310D1MA1NN001YM | Active | 1
2406355 | SWITCH,ISOLATING | LV, 660V, 630A, Crossarm Mounted with Lug Type Terminal Palms c/w Bolts, Washers & Nuts, ETS 06-02-01 | NGKSTANG | NGK STANGER PTY LTD | NZ4284EXP/2 | Active | 1
30254 | RACEWAY,NONMETALLIC | Cable & Wiring Duct, Slotted, 2m Lg, 100 x 80mm, PVC, Grey, Horiz Mtg c/w Lid | PHOENIX | PHOENIX CONTACT PTY LTD | 3240201 | Active | 1
30254 | RACEWAY,NONMETALLIC | Cable & Wiring Duct, Slotted, 2m Lg, 100 x 80mm, PVC, Grey, Horiz Mtg c/w Lid | LEGRAND | LEGRAND AUSTRALIA (MANUFACTURER) | 6361-21 | Active | 2
R25114 |  | WRCH:IMPT;CORDLESS,1/2IN,339NM,0 TO WRENCH,IMPACT Milwaukee, M18 Fuel, Small 155mm, 1/2" Friction Ring Anvil, 18V, P owerstate Brushless Motor, 4-Mode Drive | MILWAUKE | MILWAUKEE POWER TOOLS | M18FIW2F12 | Active | 1
2600143 | TRANSFORMER,DISTRIBUTION | TX:DIST;500K5EQ02,22KV/433-250,3PH,KNAN TRANSFORMER,DISTRIBUTION; Padmount, 22kV /433-250V, 500kVA, 3Ph, 50Hz, KNAN, LV Switchgear & No HV Switchgear, Rect | TYREE | TYREE TRANSFORMERS PTY LTD | 500K5EQ02 | Active | 1
2600142 | TRANSFORMER,DISTRIBUTION | TX:DIST;315K5EQ04,22KV/433-250,3PH,KNAN TRANSFORMER,DISTRIBUTION; Padmount, 22kV /433-250V, 315kVA, 3Ph, 50Hz, KNAN, LV Switchgear & HV RMU, 2 x Switch | TYREE | TYREE TRANSFORMERS PTY LTD | 315K5EQ04 | Active | 1
2600146 | TRANSFORMER,DISTRIBUTION | TX:DIST;200K5EQ01,22KV/433-250,3PH,KNAN TRANSFORMER,DISTRIBUTION; Padmount, 22kV /433-250V, 200kVA, 3Ph, 50Hz, KNAN, LV Switchgear & HV SFU, 1 x Switch | TYREE | TYREE TRANSFORMERS PTY LTD | 200K5EQ01 | Active | 1
R2600148 | TRANSFORMER,DISTRIBUTION | TX:DIST;315K5EQ01,22KV/433-250,3PH,KNAN TRANSFORMER,DISTRIBUTION; Padmount, 22kV /433-250V, 315kVA, 3Ph, 50Hz, KNAN, LV Switchgear & No HV Switchgear, Rect | TYREE | TYREE TRANSFORMERS PTY LTD | 315K5EQ01 | Active | 1
2600247 | LABEL | LABEL:ADHSV;LAD,CAUTION,POSN PROPERLY LABEL:ADHESIVE Branach Ladder Sticker, C AUTION, POSITION LADDER PROPERLY, White CAUTION Text on Red B/Gnd, Black Text on | UTENGSGN | UTILITY ENGRAVING & SIGNS | UESP001 | Active | 1
R3725 |  | CB:SF6;2500A,DEAD TANK,72.5KV RATED,66V CIRCUIT BREAKER 72.5kV Dead Tank, 2500A, 25kA/3sec, 32V DC Aux, 240V AC Spring M otor Charge, L4 Pollution c/w 5A CT's 4 | ALSTOM | ALSTOM GRID AUSTRALIA LIMITED | DT72.5F1 - | Active | 1
R3715 |  | CB:SF6;2500A,DEAD TANK,72.5KV RATED,66V CIRCUIT BREAKER 72.5kV Dead Tank, 2500A, 25kA/3sec, 110V DC Aux & Spring Motor C harge, L4 Pollution c/w 1A CT's 4 x Bush | ALSTOM | ALSTOM GRID AUSTRALIA LIMITED | DT72.5F1 - | Active | 1
R3711 |  | CB:SF6;2500A,DEAD TANK,72.5KV RATED,66V CIRCUIT BREAKER 72.5kV Dead Tank, 2500A, 25kA/3sec, 125V DC Aux & Spring Motor C harge, L4 Pollution c/w 1A CT's 4 x Bush | ALSTOM | ALSTOM GRID AUSTRALIA LIMITED | DT72.5F1 - | Active | 1
R3400 |  | TX:CUR;POST,72.5KV RATED,66KV NOM,1PH TRANSFORMER,CURRENT 72.5kV, 800/5A, 50Hz , Post Type 1Ph Outdoor, 5 Core, Meterin g in Core 3, S Class Winding, L4 Polluti | KONCAR | KONCAR - ELECTRICAL INDUSTRY INC | DWG M65517 | Active | 1
R3017 |  | TX:V;1PH,50/60HZ,785X2350MM,AS60044,IEC TRANSFORMER,VOLTAGE 123kV, CVE, 145/650/ 50, Dwg # 933255, ETS 2006/0084/T (scm) | ADAPTAUS | ADAPT AUSTRALIA PTY LTD | CVE: 123/6 | Active | 1
R3577 |  | TX:V;25/25VA,36KV,0.11/3KV,1PH,50/60HZ TRANSFORMER,VOLTAGE 33/3kV, 0.11/3 - 0.1 1/3kV, Class 0.5/0.5 Output 25/25VA, w/o ut Fuse | ABBAUST | ABB AUSTRALIA PTY LTD | JDZX11-35W | Active | 1
2600231 | CONTROL,ROTARY SWITCH | SW:ROT;CTRL,CA10B.AUS06LA.E.AU22,LMR,690 CONTROL,ROTARY SWITCH CA10B, 690V Nom, 2 0A Nom, 7.5W AC-23A, 3.5kW AC-3, 50/60Hz DC, L/M/R Large, 6 Position, Panel Moun | KRSNMR | KRAUS & NAIMER (MANUFACTURER) | CA10B.AUS06LA.E.AU22 | Active | 1
2600246 | LABEL | LABEL:ADHSV;LAD,PROF IND 140KG MAX LOAD LABEL:ADHESIVE Bailey & Branach Ladder S ticker, PROFESSIONAL INDUSTRIAL 140KG, B lack Text on Yellow B/Gnd, for Ladders w | UTENGSGN | UTILITY ENGRAVING & SIGNS | UESP004 | Active | 1
2600242 | LABEL | LABEL:ADHSV;LAD,EXTENTION,DO/DON'T LABEL:ADHESIVE Bailey Ladder Sticker, EXTENSION DO/DON'T, Multi-Coloured Text, Illustraions & B/Gnds, Blk Text on Ylw | UTENGSGN | UTILITY ENGRAVING & SIGNS | UESP002 | Active | 1
3092 | DISCONNECTOR,HIGH VOLTAGE | 72.5kV, 1250A, 25kA/3Sec, RHS Earth Switch, L4 Pollution, High Structure, Manual Operation, AK Power, EE Dwg 1025939, ETS 2010/0132/T | AKPOWER | AK POWER SOLUTIONS PTY LTD | 9085 | Phasing | 1
3097 | DISCONNECTOR,HIGH VOLTAGE | 145kV, 1250A, 25kA/3Sec, No Earth Switch, L4 Pollution, High Structure, Manual Operation, AEM, EE Dwg 1025961, ETS 2010/0132/T | AEMAUST | AEM AUSTRALIA PTY LTD | A8977 | Phasing | 1
3933 | DISCONNECTOR,HIGH VOLTAGE | 72.5kV, 1250A, 25kA/3Sec, No Earth Switch, Manual Operation, Low Structure, L4 Pollution (Flat Pack) EESS-10724-01, Dwg 1063291-03 | ABBAUST | ABB AUSTRALIA PTY LTD | EDB72 DS | Phasing | 1
2503183 | CABLE,POWER,ELECTRICAL | U/Ground, 0.6/1kV, 4C x 300mm2, Sector Shaped 61 Stranded CU/XLPE/PVC/MDPE, Metre Marked, QESI 1679, 300m Drum | MIDLAND | MIDLAND METALS OVERSEAS PTE LTD | T48790 | Active | 1
2473726 | WRENCH/DRILL,IMPACT,BATTERY | Milwaukee 18V, M18 Fuel, 1/4" Hex Impact Driver, 226Nm Torque, One-Key Enabled, Skin Only | MILWAUKE | MILWAUKEE POWER TOOLS | M18FID3 | Active | 5
2478154 | BIT,AUGER | Wood, 12mm Dia, 190mm OAL, Alloy Steel, 1/4" Hex Quick Connect | C&LTOOL | C&L TOOL CENTRE | SUTD5101200 | Active | 1
2498657 | BIT,ROCK DRILL | xDust SDS Plus Vacuum Drill Bit, 10 x 150/280mm | XDUST | XDUST (PART OF ALLFASTENERS) | 8DSPXD10280 | Active | 5
2498657 | BIT,ROCK DRILL | xDust SDS Plus Vacuum Drill Bit, 10 x 150/280mm | C&LTOOL | C&L TOOL CENTRE | DUS8DSPXD10280 | Active | 1
2600062 | HAND GUARD,HOT STICK | GUARD,HOT STICK,38MM(1-1/2IN),RED,DELRIN HAND GUARD,HOT STICK; Non-Conductive Del rin Plastic, 38mm Dia (1-1/2"), 2 Piece, Red Colour, suits Standard & Shotgun Op | TEN | THE ENERGY NETWORK (AUST) PTY LTD | A30003 | Active | 1
23503 | DISCONNECTOR,HIGH VOLTAGE | Bus Tee Off Unit, 36kV, 800A, 31.5kA, 1250A Bus, Metal Enclosed Fixed Switchgear & Control Gear Assy c/w Fault Make Bus Earth Switch | SIEMENS | SIEMENS LTD | 8DA CAT HA 35.11.2010 PAGE 12 | Active | 1
23510 | DISCONNECTOR,HIGH VOLTAGE | Bus Tee Off Unit, 36kV, 1600A, 31.5kA, 1600A Bus, Metal Enclosed Fixed Switchgear & Control Gear Assy c/w Fault Make Bus Earth Switch | SIEMENS | SIEMENS LTD | 8DA CAT HA 35.11.2010 PAGE 12 | Active | 1
2501963 | SLING | Grip Pole Sling, 1.83m Lg, Choke 700kg WLL, Diamond Pattern Rubber Grip, Nylon Webbing c/w Steel O-Ring, suit Composite Poles | WAGNERS | WAGNERS CFT MANUFACTURING | 2011SE-72G | Active | 1
2503514 | CHAINSAW | Milwaukee 18V Battery Chainsaw, 955mm, Bar 508mm (20") Lg, Duel Battery, Skin Only | MILWAUKE | MILWAUKEE POWER TOOLS | M18F2CHS200 | Active | 5
2503514 | CHAINSAW | Milwaukee 18V Battery Chainsaw, 955mm, Bar 508mm (20") Lg, Duel Battery, Skin Only | C&LTOOL | C&L TOOL CENTRE | MILWTM18F2CHS200 | Active | 1
2503563 | FIXTURE,LIGHTING | 72W Pegasus 1M (L72A) 3K, Major Road c/w Upcast Adaptor, EQTS 05-01-02 | SYLVANIA | SYLVANIA SCHREDER | P1M30BD201L72 | Active | 1
2503571 | FIXTURE,LIGHTING | 126W Pegasus 1L (L126A) 4K, Major Road c/w Upcast Adaptor, EQTS 05-01-02 | SYLVANIA | SYLVANIA SCHREDER | P1L40BD201L126 | Active | 1
2503639 | FIXTURE,LIGHTING | 246W Avento 2 (L246) 4K, High Mast, Major Road, EQTS 05-01-02 | SYLVANIA | SYLVANIA SCHREDER | AV2HM40BD11L246 | Active | 1
2600021 | MODULE | BATTERY MODULE, GENZ, LFP, 48V, 2.9KWH MODULE; GenZ LFP Battery Module, 48V, 2. 9kWH, LiFePO4, Smart BMS, 2RU, 19" Rack Mount, 450 x 420 x 88mm, Steel/Satin Sur | RADLINK | RADLINK COMMUNICATIONS | GZ48-058-2RU-01Z | Active | 1
2600020 | KIT | RETROFIT KIT DC SUPPLY w/48V LFP BATTERY Retrofit Kit, DC Supply c/w LFP Battery Module 48V, Battery Shelf Unit, ZDC Smar t Distribution Unit & Parts, Battery & C | RADLINK | RADLINK COMMUNICATIONS | EQLBESSDCLFP KIT | Active | 1
2600229 | COVER,INSULATING | COVER:LV LINE,1200X300,EPDM-Y/B-650V EQ COVER,INSULATING LV Line Cover, Double D rop, 1200 x 300mm, Rubber, Velcro, EPDM- Y/B-650V EQ, c/w Velcro Fasteners, Carto | BALMORAL | BALMORAL ENGINEERING PTY LTD | 3005-EQ | Active | 1
2502912 | HOLE SAW | 22mm Dia, 25mm Cut Depth, Diamond Grit, DA01, for Fiberglass Poles | SUTTON | SUTTON TOOLS (MANUFACTURER) | H1150220 | Active | 5
2502912 | HOLE SAW | 22mm Dia, 25mm Cut Depth, Diamond Grit, DA01, for Fiberglass Poles | C&LTOOL | C&L TOOL CENTRE | SUTH1150220 | Active | 1
2600206 | STRAND,WIRE | STAY:WIRE;7/2.75MM,SC/ZA,LH-LAY,250M DR STRAND,WIRE Stay Wire, 7/2.75mm, SC/ZA, Zinc-Al Steel, Left Hand Lay, 250m Wood Drum, JTS 03-03-01 | BULLIVAN | BULLIVANTS PTY LTD | WZ07275H-250M | Active | 1
2600223 | SHOE,SAFETY,LADDER | FT:LAD;REPLMT FXT LAD,PAIR FEET,LADAMAX SHOE,SAFETY,LADDER Replacement FXT Ladde r Pair of Feet, for Ladamax Ladders | LADAMAX | LADAMAX ALUMINIUM PRODUCTS PTY LTD | LDXFKFXT01 | Active | 1
2600225 | LADDER KIT | KIT:REPLMT,FXT LAD,CLUTCH PLATE,LADAMAX LADDER KIT Replacement Ladder Part, FXT Clutch Plate, for Ladamax Ladders | LADAMAX | LADAMAX ALUMINIUM PRODUCTS PTY LTD | FXTCPK | Active | 1
2503712 | FIXTURE,LIGHTING | 14W Avenue MK3 (L14) 3K, Nostalgia Type 1, Green, Minor Road c/w Bracket, Bracket to Dwg 05-01-01, EQTS 05-01-02 | SYLVANIA | SYLVANIA SCHREDER | R1S3BD2011L14 | Active | 1
2503795 | FIXTURE,LIGHTING | 19W Avenue MK3 (L19) 3K, Nostalgia Type 1, Blue/Grey, Minor Rd c/w Bracket, Bracket to Dwg 05-01-01, EQTS 05-01-02 | SYLVANIA | SYLVANIA SCHREDER | R1S3BD2013L19 | Active | 1
2503837 | FIXTURE,LIGHTING | 14W Avenue MK3 (L14) 3K, Nostalgia Type 2, Green, Minor Road c/w Bracket, Bracket to Dwg 05-01-07, EQTS 05-01-02 | SYLVANIA | SYLVANIA SCHREDER | R1S3BD2021L14 | Active | 1
2503886 | FIXTURE,LIGHTING | 19W Avenue MK3 (L19) 4K, Nostalgia Type 2, Blue/Grey, Minor Rd c/w Bracket, Bracket to Dwg 05-01-07, EQTS 05-01-02 | SYLVANIA | SYLVANIA SCHREDER | R1S4BD2023L19 | Active | 1
2503944 | FIXTURE,LIGHTING | 17W Zeta (L17) 4K, Nostalgia, Blue/Grey, no Bracket, suit Fitting Type 1 & Type 2 Bracket, Minor Road, EQTS 05-01-02 | CLS | CONNECTED LIGHT SOLUTIONS | S70664R | Active | 1
2503951 | FIXTURE,LIGHTING | 18W Zeta (L18) 3K, Green, Minor Road, No Bracket, suit Fitting Boulevard Estate Pole, EQTS 05-01-02 | CLS | CONNECTED LIGHT SOLUTIONS | S70637R | Active | 1
2504009 | FIXTURE,LIGHTING | 24W Zeta (L24) 4K, Nostalgia, Blue/Grey, no Bracket, suit Fitting Type 1 & Type 2 Bracket, Minor Road, EQTS 05-01-02 | CLS | CONNECTED LIGHT SOLUTIONS | S70642R | Active | 1
2504017 | FIXTURE,LIGHTING | 25W Zeta (L25) 3K, Green, Minor Road, No Bracket, suit Fitting Boulevard Estate Pole, EQTS 05-01-02 | CLS | CONNECTED LIGHT SOLUTIONS | S70665R | Active | 1
2504025 | FIXTURE,LIGHTING | 25W Zeta (L25) 3K, Black, Minor Road, No Bracket, suit Fitting Boulevard Estate Pole, EQTS 05-01-02 | CLS | CONNECTED LIGHT SOLUTIONS | S70666R | Active | 1
2600058 | CONVERSION KIT | KIT:CONVR;CTRL CBL EXTN, PTCC TO ADVC2/3 CONVERSION KIT; Control Cable Extension, Nu-Lec PTCC to ADVC2/3, suit Schneider ADVC Controller | SCHNEIDR | SCHNEIDER PTY LTD (MANUFACTURER) | 998002200 | Active | 1
1140924 | LAMP,INCANDESCENT | Metalarc, 400W, Coated, suit Sylvania 1150430 Watchman Security Light (P6) | SYLVANIA | SYLVANIA SCHREDER | 645060P | Active | 1
2422384 | WASTE DISPOSAL,HAZMAT | Asbestos Waste Bin, 240L, Lockable, Labelled 'CAUTION ASBESTOS WASTE BIN - ASBESTOS WASTE ONLY', Decal Size 200 W x 300mm H on front of Bin | ALLENS | ALLENS INDUSTRIAL PRODUCTS | WB240YLOCK | Active | 1
20500 |  | TERMINATION KIT:CBL;HEAT SHRINK,OTDR TERMINATION,ELECTRICAL POWER CABLE 11 KV ;OUTDOOR TERMINATION;3 PHASE;FOR 120 SQ MM AL PLYSWPVC CABLE;HEATSHRINK; 800 MM | TECONN | TE CONNECTIVITY LTD | EPKT-EX223 | Active | 1
R25127 |  | VACUUM CLEANER;7.5L,HEPA,18V,48CFM CLEANER,VACUUM Milwaukee, M18 Wet/Dry Va cuum, 7.5 Ltr, 18V, Built in Blower Port , HEPA Filter, On-Board Accessory & Hose | MILWAUKE | MILWAUKEE POWER TOOLS | M18WDV-0 | Active | 1
2600095 | CONTROLLER | CTRLR;ATS480 SOFT STARTER,208-690VAC CONTROLLER; Soft Starter, Altistart ATS4 80, Transformer Oil Pump, 17A, 3Ph, 208 to 690V AC, Control Supply 110 to 230V A | SCHNEIDR | SCHNEIDER PTY LTD (MANUFACTURER) | ATS480D17Y | Active | 1
1836102 | GLOVE,WELDER'S | Gauntlet Welders, 400mm, Leather, use in Bat Removal Kit | BLKWOODJ | J BLACKWOOD & SONS LIMITED | 1873544 | Active | 1
105002 | METER | RCD Test, Min of Cat III 600V, ETS RSE04 | RTE | RAPID-TECH EQUIPMENT PTY LTD | 5406A | Active | 1
105002 | METER | RCD Test, Min of Cat III 600V, ETS RSE04 | KYORITSU | KYORITSU (MANUFACTURER) | 5406A | Active | 2
2418283 | METER | Load Unit, Whole Current c/w Pin Probe, Crocodile Clips & Shoulder Strap | PENTA | PENTA AUST (TMAC THEW & MCCANN/HYLEC) | PA12055 | Active | 1
2418283 | METER | Load Unit, Whole Current c/w Pin Probe, Crocodile Clips & Shoulder Strap | THEWMCCA | TMAC THEW & MCCANN GROUP | 2418283 | Active | 2
2418283 | METER | Load Unit, Whole Current c/w Pin Probe, Crocodile Clips & Shoulder Strap | THEWMCCA | TMAC THEW & MCCANN GROUP | TM12055 | Active | 5
2433902 | METER | Earth Resistance, Multi Function in Case c/w Accessories, ETS RSE04 | PTE | PACIFIC TEST EQUIPMENT PTY LTD | PTE-039 | Active | 1
2457778 | METER | Phase Rotation, Non-contact, Insulated Crocodile Clips, Min of Cat III 600V, ETS RSE04 | AEMCINST | AEMC INSTRUMENTS - TEST EQUIPMENT | MODEL 6610A | Active | 2
2457778 | METER | Phase Rotation, Non-contact, Insulated Crocodile Clips, Min of Cat III 600V, ETS RSE04 | PTE | PACIFIC TEST EQUIPMENT PTY LTD | 2132.33 | Active | 1
3831 | RECEIVER | ROCB Signal Supervision Unit, 105V, 50Hz, suit Landis & Gyr AFLC Controller, ETS 2011/0363/T 11e | LANDIS | LANDIS GYR (AUST) PTY LTD | 167.575.20105 | Active | 1
24295 | RECEIVER | Phase Identification LV Non-Contact Receiver, for Futurepoint Systems Phase Identifier Kit | FUTUREPS | FUTUREPOINT SYSTEMS | PHASE-NRX | Active | 1
2469609 | RECEIVER | Phase Identification LV Contact Receiver, for Futurepoint Systems Phase Identifier Kit | FUTUREPS | FUTUREPOINT SYSTEMS | PHASE-CRX | Active | 1
24895 | ACCESSORY,POWER QUALITY ANALYSER | PROBE:CUR;FLEX,100-3600A,600MM,GRN,PM45 ACCESSORY,POWER QUALITY ANALYSER; Flexib le Current Probe, 100-3600A, 600mm Lg, C olour Green, CAT IV 600V, suit Powermoni | CHK | CHK POWER QUALITY PTY LTD | 1AF3000-6-G | Active | 1
1845527 | THERMOMETER,SELF-INDICATING | Liquid in Glass, -20 to 50C, Hanging hole for suspending from conductor | RSPRO | RS PRO COMPONENTS PTY LTD | 304-7175 | Active | 1
24965 | KIT | KIT;RETROFIT,FOR CL6 TO CL7 RETROFIT KIT FOR CL6 TO CL7 | COOPER | COOPER ELECTRICAL AUSTRALIA PTY LTD | 57A64327910R | Active | 1
2482644 | SWITCHBOARD,POWER | Fdr Switchgear Unit, 36kV, 1250A, 31.5kA 2000A Bus Metal Encl Fixed Switchgear & Ctrl Gear Assy, 110V DC Aux Supply, 2 x CT Cores for Fdr & Bus Zone Protn, | SIEMENS | SIEMENS LTD | 8DA10-2482644 | Active | 1
2482651 | SWITCHBOARD,POWER | Bus Section Switchgear Unit, 36kV, 2000A 31.5kA, 2000A Bus Metal Encl Fixed Switchgear & Ctrl Gear Assy, 110V DC Aux Supply, 2 x CT Cores for Bus Protn (one | SIEMENS | SIEMENS LTD | 8DA10-2482651 | Active | 1
2503019 | CABLE,POWER,ELECTRICAL | U/Ground, 6.35/11kV, Triplex 400mm2 Cu TR-XLPE Insulated/CWS(47/1.70)/PVC WBT/HDPE, Nylon Jacket, Insect Protected | MIDLAND | MIDLAND METALS OVERSEAS PTE LTD | T48615 | Active | 1
19124 | CLOTH,CLEANING | Kimwipes, Delicate Task Wipers, White, Fibre Paperboard, 21 x 11cm, 280 Wipes per Box | ATOMSUPP | ATOM SUPPLY GROUP P/L | 1080336 | Active | 1
2126 | BRUSH,WIRE,SCRATCH | S/Steel, 4 Row x 18 Row Brush, Rect Rocket Face, Curved Handle, 12" Lg | CNWELEC | CNW ELECTRICAL PTY LTD | WIREBRSSWH4 | Active | 1
2504268 | LABEL | PP Plain Matt, White, Permanent, 102 x 28mm, 4000 LPR, 76mm Core, Stores use only | PEACOCKB | PEACOCK BROS PTY LTD | L21370 | Active | 1
R611037 |  | FUSE:CART;HRC,GENERAL PURP,160A,415VAC FUSE,CARTRIDGE 660V AC, HRC Cartridge OT F Type, 160A, 2 Hole Bolt in Centre Tags , 111mm Fixing Centres (scm) | FUSECO | FUSECO POWER SOLUTIONS PTY LTD | OTF160 | Active | 1
2600066 | FUSE,CARTRIDGE | FUSE,CART;36kV,25A,ULA,RMU DIN TYPE 1 FUSE,CARTRIDGE; 36kV, Type ULA, RMU DIN Type 1, 25A, Barrel 537mm Lg, 56mm Dia, End Caps 33mm Lg, 45mm Dia c/w Striker P | DPELEC | DP ELECTRIC AUSTRALIA P/L | 67553.025 | Active | 1
2600052 | CIRCUIT BREAKER | CB;CA9,100/25VAC & DC,AC-3 190A 90KW,3P CIRCUIT BREAKER; CA9 Power Contactor AC Switching, 100/250V AC & DC, AC-3 190A, AC-3 90kW, 3 Pole, 196 x 105 x 169.5mm, | SPRECHER | SPRECHER + SCHUH | CA9190EI11120W | Active | 5
2600052 | CIRCUIT BREAKER | CB;CA9,100/25VAC & DC,AC-3 190A 90KW,3P CIRCUIT BREAKER; CA9 Power Contactor AC Switching, 100/250V AC & DC, AC-3 190A, AC-3 90kW, 3 Pole, 196 x 105 x 169.5mm, | CNWELEC | CNW ELECTRICAL PTY LTD | NHPCA9190EI11120W | Active | 1
2503746 | FIXTURE,LIGHTING | 19W Avenue MK3 (L19) 4K, Nostalgia Type 1, Green, Minor Road c/w Bracket, Bracket to Dwg 05-01-01, EQTS 05-01-02 | SYLVANIA | SYLVANIA SCHREDER | R1S4BD2011L19 | Active | 1
2503894 | FIXTURE,LIGHTING | 19W Avenue MK3 (L19) 3K, Nostalgia Type 2, Green, Minor Road c/w Bracket, Bracket to Dwg 05-01-07, EQTS 05-01-02 | SYLVANIA | SYLVANIA SCHREDER | R1S3BD2021L19 | Active | 1
2503985 | FIXTURE,LIGHTING | 24W Zeta (L24) 4K, Green, Minor Road, No Bracket, suit Fitting Boulevard Estate Pole, EQTS 05-01-02 | CLS | CONNECTED LIGHT SOLUTIONS | S70640R | Active | 1
2501765 | TELEMETRY SYSTEM | SEL3503-3, RTAC, RTU, Small Form Factor, 24-48VDC, No HMI, RJ45 & 100BaseFX Enet | SEL | SCHWEITZER ENGINEERING LAB PTY LTD | 3505-BDHG | Active | 1
2488328 | VALVE | Gas Filling Valve, suit GE F35-145kV GIS | GE | GENERAL ELECTRIC COMPANY | 47.239.950-01 | Active | 5
2472108 | TOOL | Deadend Applicator Tool, 430mm Lg, Steel Shaft & Applicator, Chrome Finish, Plastic Stanley Screwdriver Handle, for use on Bare Alloy, Cu or Steel Cable | KENNEDY | C.A KENNEDY & H KENNEDY | DEADEND TOOL | Active | 1
2476356 | TOOL | Main Contact Extractor, For use in Magnefix/Hazemeyer RMU. Part of SC24691 Tool Kit | EATONELE | EATON ELECTRIC SYSTEMS PTY LTD | 685.42 | Active | 1
2476364 | TOOL | MD Interlock Tool Interlock Fuse Unit, For use in Magnefix/Hazemeyer RMU, Part of SC24691 Tool Kit | EATONELE | EATON ELECTRIC SYSTEMS PTY LTD | 52.005 | Active | 1
2476372 | TOOL | Mirror Inspect Exterior of Main Contacts, For use in Magnefix/Hazemeyer RMU, Part of SC24691 Tool Kit | EATONELE | EATON ELECTRIC SYSTEMS PTY LTD | 52.131 | Active | 1
2476380 | TOOL | Scouring pad holder to Clean Main Contacts and Interior of Cast Resin Member, For use in Magnefix/Hazemeyer RMU, Part of SC24691 Tool Kit | EATONELE | EATON ELECTRIC SYSTEMS PTY LTD | 52.132 | Active | 1
2476398 | TOOL | Brush, Hair Bristles, 50mm, Cleaning Exterior and Between Panels, for use in Magnefix/Hazemeyer RMU. Part of SC24691 Tool Kit | EATONELE | EATON ELECTRIC SYSTEMS PTY LTD | 52.139 | Active | 1
2476406 | TOOL | Brush, Brass, Bristles, Cleaning Interior Hole holding Fuse Holder Pin, For use in Magnefix/Hazemeyer RMU, Part of SC24691 Tool Kit | EATONELE | EATON ELECTRIC SYSTEMS PTY LTD | 52.142 | Active | 1
2476414 | TOOL | Socket Key, 9mm, Assembly and Disassembly of Arcing Contact and Hose Clip of Cable Box, For use in Magnefix/ Hazemeyer RMU,Part of SC24691 Tool Kit | EATONELE | EATON ELECTRIC SYSTEMS PTY LTD | 2052.044 | Active | 1
2600150 | TRANSCEIVER,RADIO | RADIO;TB9000 PMU,TD440,48V,AUX 12/24/48V TRANSCEIVER,RADIO; TB9000 Stocker Power Management Unit (PMU), TD440, 48VDC Supp ly, Aux 12/24/48V | TAITCOMM | TAIT COMMUNICATIONS (TAIT LTD) | T01-11140-BDAA | Active | 1
2600133 | LOCKNUT,ELECTRICAL CONDUIT | NUT:LCK;LCKRING,SCRW,20MM,PVC,GRY,F THD LOCKNUT,ELECTRICAL CONDUIT; Lock Ring, S crewed, 20mm, PVC, Grey, Female Thread, suit Screwed Conduit Plug | CLIPSAL | CLIPSAL (BY SCHNEIDER ELECTRIC) | 260/20-GY | Active | 5
2600133 | LOCKNUT,ELECTRICAL CONDUIT | NUT:LCK;LCKRING,SCRW,20MM,PVC,GRY,F THD LOCKNUT,ELECTRICAL CONDUIT; Lock Ring, S crewed, 20mm, PVC, Grey, Female Thread, suit Screwed Conduit Plug | REXEL | REXEL AUSTRALIA | CLI260/20-GY | Active | 1
2600292 | LIFTER | LIFTER:RD BAR,ROCK GRAB,WLL 150KG,RBL200 LIFTER Round Bar Lifter, Rock Grab Lifte r, WLL 150kg, Grip Range 100 to 200mm, 420 x 190 x 370mm | AMPLITUD | AMPLITUDE PTY LTD (396777) | RBL200 | Active | 1
2476422 | TOOL | Tool to Clean Busbar Orifice, For use in Magnefix/Hazemeyer RMU, Part of SC24691 Tool Kit | EATONELE | EATON ELECTRIC SYSTEMS PTY LTD | 3052.135 | Active | 1
2476430 | TOOL | Plug Guage for Main Contact Fixing, for use in Magnefix/Hazemeyer RMU, Part of SC24691 Tool Kit | EATONELE | EATON ELECTRIC SYSTEMS PTY LTD | 3052.138 | Active | 1
2476448 | TOOL | Socket Wrench with Threaded End B/B, For use in Magnefix/Hazemeyer RMU, Part of SC24691 Tool Kit | EATONELE | EATON ELECTRIC SYSTEMS PTY LTD | 3052.144 | Active | 1
2476455 | TOOL | Tool, Arcing Chamber Key, For use in Magnefix/Hazemeyer RMU, Part of SC24691 Tool Kit | EATONELE | EATON ELECTRIC SYSTEMS PTY LTD | 685.416 | Active | 1
2477271 | TOOL | Loadbuster, Portable Loadbreak Tool, 14.4/25kV, 600A Nom | AMPLITUD | AMPLITUDE PTY LTD (396777) | 5300R3 | Active | 1
2484053 | TOOL | Clevis Pin Installer, Sunrise Attachment (Live Line Tools) | RITZ | RITZ FERRAMENTAS (MANUFACTURER) | RM4455-102 | Active | 1
2484103 | TOOL | Cotter key Installation, Sunrise Attachment (Live Line Tools) | RITZ | RITZ FERRAMENTAS (MANUFACTURER) | RM4455-18 | Active | 1
2484111 | TOOL | Cotter Key Pusher, Sunrise Attachment (Live Line Tools) | RITZ | RITZ FERRAMENTAS (MANUFACTURER) | RM4455-19 | Active | 1
2484129 | TOOL | Cotter Key Remover, Snap Out Type, Sunrise Attachment (Live Line Tools) | RITZ | RITZ FERRAMENTAS (MANUFACTURER) | RM4455-12 | Active | 1
2484137 | TOOL | Flexible Wrench Head, 1/2" Square Drive, Sunrise Attachment (Live Line Tools) | RITZ | RITZ FERRAMENTAS (MANUFACTURER) | RM4455-46 | Active | 1
2484152 | TOOL | Hot Rodder Tool, Sunrise Attachment (Live Line Tools) | RITZ | RITZ FERRAMENTAS (MANUFACTURER) | RC403-1071 | Active | 1
2484178 | TOOL | Insulator Controller (Shepherd Hook), Sunrise Attachment (Live Line Tools) | RITZ | RITZ FERRAMENTAS (MANUFACTURER) | RM4455-39 | Active | 1
2484186 | TOOL | Insulator Fork (Universal), Sunrise Attachment (Live Line Tools) | RITZ | RITZ FERRAMENTAS (MANUFACTURER) | RM4455-67 | Active | 1
2503555 | FIXTURE,LIGHTING | 70W Pegasus 1M (L70A) 4K, Major Road c/w Upcast Adaptor, EQTS 05-01-02 | SYLVANIA | SYLVANIA SCHREDER | P1M40BD201L70 | Active | 1
2503829 | FIXTURE,LIGHTING | 14W Avenue MK3 (L14) 4K, Nostalgia Type 2, Blue/Grey, Minor Rd c/w Bracket, Bracket to Dwg 05-01-07, EQTS 05-01-02 | SYLVANIA | SYLVANIA SCHREDER | R1S4BD2023L14 | Active | 1
2504041 | FIXTURE,LIGHTING | 50W Muro Branco S45 Wallpack 4K (L50), Bulkhead, EQTS 05-01-02 | SYLVANIA | SYLVANIA SCHREDER | MB40BD4501L50 | Active | 1
2504066 | FIXTURE,LIGHTING | 100W Muro Branco S45 Wallpack 4K (L100), Bulkhead, EQTS 05-01-02 | SYLVANIA | SYLVANIA SCHREDER | MB40BD4501L100 | Active | 1
2504269 | LABEL | PP Gloss, Yellow, Permanent Pref, 140 x 225mm, 700 LPR, 76mm Core, Stores use only | PEACOCKB | PEACOCK BROS PTY LTD | L27673 | Active | 1
2481802 | ROD,EARTH | 1400mm Lg, 12.7mm Dia, Cu Bonded, ETS 01-08-01 Item 1 | ERICO | NVENT ERICO PRODUCTS AUSTRALIA P/L | 611240AU | Active | 1
2481802 | ROD,EARTH | 1400mm Lg, 12.7mm Dia, Cu Bonded, ETS 01-08-01 Item 1 | PLP | PREFORMED LINE PRODUCTS (AUST) | CBE-127-1400 | Active | 2
R2600111 | CHARGER,BATTERY | CHARGER,BATT;RAPID MULTI CHG,M12-18C3 CHARGER,BATTERY; Milwaukee, M12 & M18 Ra pid Multi Charger Station, accepts 3x12V & 3x18V Battery Packs, Charges 3 Batter | MILWAUKE | MILWAUKEE POWER TOOLS | M12-18C3 | Active | 5
2600245 | LABEL | LABEL:ADHSV;LAD,DANGER,DONT STND ON RUNG LABEL:ADHESIVE Bailey & Branach Ladder S ticker, DANGER, DO NOT STAND ON THIS RUN G, DO NOT STAND ABOVE THIS RUNG, White | UTENGSGN | UTILITY ENGRAVING & SIGNS | UESP006 | Active | 1
2600074 | TERMINATION KIT,ELECTRICAL CABLE | TERM KIT,CBL;OTDR,33KV,3PH,400MM CU,HS TERMINATION KIT,ELECTRICAL CABLE; Outdoo r, 33kV, 3Ph, 400mm2 SC Cu XLPE/LAT/MDPE Cable, Heatshrink, c/w Fully Sealed She | TECONN | TE CONNECTIVITY LTD | OXSU-FEQ01 | Active | 1
2471688 | TERMINAL,LUG | Forked Spade Terminal, 3mm Slot, 1-1.5mm Wire, Red, Double Grip, Pack of 100 | CABAC | CABAC (MANUFACTURER) | FS1.25-3DG | Active | 20
2474823 | FERRULE,ELECTRICAL CONDUCTOR | Bootlace Pin, 0.34mm2, 10mm OAL, 6mm Lg Pin, Pink | CABAC | CABAC (MANUFACTURER) | BLP034 | Active | 5
2600090 | GRIP,CABLE,JAW | GRIP:WIRE;5-20MM AL & ACSR, 2T(20KN)WLL GRIP,CABLE,JAW; Wire Grip, 5-20mm, 2T (2 0kN) WLL, Fine Smooth Jaw, 100mm Lg, 32m m Eye c/w Safety Latch & Locking Nut Opt | NGKSTANG | NGK STANGER PTY LTD | AL-2TON-GRIP-L | Active | 5
2600090 | GRIP,CABLE,JAW | GRIP:WIRE;5-20MM AL & ACSR, 2T(20KN)WLL GRIP,CABLE,JAW; Wire Grip, 5-20mm, 2T (2 0kN) WLL, Fine Smooth Jaw, 100mm Lg, 32m m Eye c/w Safety Latch & Locking Nut Opt | TEN | THE ENERGY NETWORK (AUST) PTY LTD | AL-2TON-GRIP-L | Active | 1
2600068 | O-RING | O-RING;REPLMT PART FOR 1.5L THERMO BTL O-RING; Replacement O-Ring, for 1.5L The rmos Vacuum Sports Bottle | THERMOS | THERMOS PTY LTD | EAFHT1500OR | Active | 5
2600068 | O-RING | O-RING;REPLMT PART FOR 1.5L THERMO BTL O-RING; Replacement O-Ring, for 1.5L The rmos Vacuum Sports Bottle | ATOMSUPP | ATOM SUPPLY GROUP P/L | EAFHT1500OR | Active | 1
2472819 | ARMBANDS,HIGH VISIBILITY | "SAFETY OBSERVER" Armband, FR Fabric, Orange with Silver Reflective Lettering, Velcro, 450 x 90mm | AUSDEF | AUSTRALIAN DEFENCE APPAREL | SAFETY OBSERVER ARM BAND | Active | 1
2501401 | CABLE,SPECIAL PURPOSE,ELECTRICAL | Olflex Classic 110, Flex Numbered 2X1, 2 x 1mm2, PVC Sheath, Grey, 300m | LAPP | LAPP AUSTRALIA | 1119852 | Active | 1
4063 | LEAD,ELECTRICAL | Multiplexer Cable, PDH, 5m Lg, V28 10 Pair Stub Cable P1 & P2, suit 24021, EE Dwg 903187-08 | COMMTEL | COMMTEL NETWORK SOLUTIONS | STD-0004-P1-10-5M & P2-10-5M | Active | 1
4065 | LEAD,ELECTRICAL | Multiplexer Cable, PDH, 15m Lg, V28 10 Pair Stub Cable P1 & P2, suit 24021, EE Dwg 903187-08 | COMMTEL | COMMTEL NETWORK SOLUTIONS | STD-0004-P1-10-15M & P2-10-15M | Active | 1
4068 | LEAD,ELECTRICAL | Multiplexer Cable, PDH, 10m Lg, V24 10 Pair Stub Cable P1 & P2, suit 24020, EE Dwg 903187-03 | COMMTEL | COMMTEL NETWORK SOLUTIONS | STD-0036-P1-10-10M & P2-10-10M | Active | 1
4081 | LEAD,ELECTRICAL | Multiplexer Cable, PDH, 10m Lg, Subscriber Unit P1, 10 Pair Stub Cable, suit 21206, EE Dwg 903187-04 | COMMTEL | COMMTEL NETWORK SOLUTIONS | STD-0037-P2-10-10M | Active | 1
4082 | LEAD,ELECTRICAL | Multiplexer Cable, PDH, 15m Lg, Subscriber Unit P1, 10 Pair Stub Cable, suit 21206, EE Dwg 903187-04 | COMMTEL | COMMTEL NETWORK SOLUTIONS | STD-0037-P2-10-15M | Active | 1
4091 | LEAD,ELECTRICAL | Multiplexer Cable, PDH, 5m Lg, Stub Cable 4 Pair Assembly, 3 x 7 | COMMTEL | COMMTEL NETWORK SOLUTIONS | STD-0044-P1-04-5M | Active | 1
4092 | LEAD,ELECTRICAL | Multiplexer Cable, PDH, 10m Lg, Stub Cable 4 Pair Assembly, 3 x 7 | COMMTEL | COMMTEL NETWORK SOLUTIONS | STD-0044-P1-04-10M | Active | 1
2600055 | LOCKOUT DEVICE | LOCKOUT;UCL5 UNIV LGE CB DEV,125X63X45MM LOCKOUT DEVICE; Cirlock UCL-5, Universal Lockout, for Large Circuit Breakers, 12 5 x 63 x 45mm, 8mm Padlock Hole, Yellow, | CIRLOCK | CIRLOCK LOCKOUT/TAGOUT EQUIPMENT | UCL-5 | Active | 5
2600055 | LOCKOUT DEVICE | LOCKOUT;UCL5 UNIV LGE CB DEV,125X63X45MM LOCKOUT DEVICE; Cirlock UCL-5, Universal Lockout, for Large Circuit Breakers, 12 5 x 63 x 45mm, 8mm Padlock Hole, Yellow, | HAYMANS | HAYMANS ELECTRICAL | CIRUCL5 | Active | 1
2600080 | LID | LID:CONT;REPLMT PART FOR 1.5L THERMO BTL LID; Complete Replacement Lid c/w O-Ring & Gasket, for 1.5L Thermos Vacuum Sport s Bottle | THERMOS | THERMOS PTY LTD | EAFHT1500LID | Active | 5
2600080 | LID | LID:CONT;REPLMT PART FOR 1.5L THERMO BTL LID; Complete Replacement Lid c/w O-Ring & Gasket, for 1.5L Thermos Vacuum Sport s Bottle | ATOMSUPP | ATOM SUPPLY GROUP P/L | EAFHT1500LID | Active | 1
R2600149 | TRANSFORMER,DISTRIBUTION | TX:DIST;1000K5EQ01,22KV/433-250,3PH,KNAN TRANSFORMER,DISTRIBUTION; Padmount, 22kV /433-250V, 1000kVA, 3Ph, 50Hz, KNAN, LV Switchgear & No HV Switchgear, Rect | TYREE | TYREE TRANSFORMERS PTY LTD | 1000K5EQ01 | Active | 1
R2600160 | TRANSFORMER,DISTRIBUTION | TX:DIST;500K5EQ05,22KV/433-250,3PH,KNAN TRANSFORMER,DISTRIBUTION; Padmount, 22kV /433-250V, 500kVA, 3Ph, 50Hz, KNAN, LV Switchgear & HV RMU, 2 x Switch | TYREE | TYREE TRANSFORMERS PTY LTD | 500K5EQ05 | Active | 1
R2600145 | TRANSFORMER,DISTRIBUTION | TX:DIST;1000K5EQ04,22KV/433-250,3PH,KNAN TRANSFORMER,DISTRIBUTION; Padmount, 22kV /433-250V, 1000kVA, 3Ph, 50Hz, KNAN, LV Switchgear c/w LV CB & HV RMU,3 x Switch | TYREE | TYREE TRANSFORMERS PTY LTD | 1000K5EQ04 | Active | 1
30013 | CONTROL,ROTARY SWITCH | Sensitive Earth Fault, A714, Black Handle, Engraving AU12860: Disable- -Enable | KRSNMR | KRAUS & NAIMER (MANUFACTURER) | CH10B A714-600E AUS0010 | Active | 1
2503035 | CIRCUIT BREAKER | MCB, Acti9 iC60H Disbo, 10A, 3 Pole, 15kA, C-Curve, DIN Rail/Clip-On Mount | SCHNEIDR | SCHNEIDER PTY LTD (MANUFACTURER) | A9F54310 | Active | 1
2503035 | CIRCUIT BREAKER | MCB, Acti9 iC60H Disbo, 10A, 3 Pole, 15kA, C-Curve, DIN Rail/Clip-On Mount | MMELEC | MM ELECTRICAL MERCHANDISING | SHNA9F54310 | Active | 2
2503043 | CONTROL,ROTARY SWITCH | D7 Selector Switch, 2 Pos, 1N/O, 22.5mm Dia Mount, 29.8mm H, 27.9mm W, Metal, White/Black, IP65/66 | SPRECHER | SPRECHER + SCHUH | D7M-SM22MX10 | Active | 1
2503043 | CONTROL,ROTARY SWITCH | D7 Selector Switch, 2 Pos, 1N/O, 22.5mm Dia Mount, 29.8mm H, 27.9mm W, Metal, White/Black, IP65/66 | MMELEC | MM ELECTRICAL MERCHANDISING | S&SD7M-SM22-MX10 | Active | 2
2600184 | RELAY,PROTECTION | RELAY;ITEM-11,FW 6.2.0,REX615-11NCN-PCL3 RELAY,PROTECTION; FW 6.2.0, BU, 12/10 I/O, VT, 1/5A 7CT, 60-250VDC, FA ITEM 13 REX615A10GN+COM37+PSM4+BIO5+AIM5+AIM6+ | ABBAUST | ABB AUSTRALIA PTY LTD | REX615-11NCQ-PCL3 | Active | 1
2600178 |  | TX:DIST;880-B811-11-AC,315KVA,11KV,KNAN TRANSFORMER,DISTRIBUTION Padmount, 11kV, 315kVA, 4-Way (Sq), KNAN, DYN11, 3CR12 Lift-off Cubicle c/w ABB Safelink2 SF6 C | WILSON | WILSON TRANSFORMER CO. PTY LTD | 880-B811-11-AC | Active | 1
R2600181 |  | TX:DIST;880-B815-11-AD,1500KVA,11KV,KNAN TRANSFORMER,DISTRIBUTION Padmount, 11kV, 1500kVA, 3-Way (Sq), KNAN, DYN11, 3CR12 Lift-off Cubicle c/w Siemens Blue Non-S | WILSON | WILSON TRANSFORMER CO. PTY LTD | 880-B815-11-AD | Active | 1
2600166 |  | TX:DIST;880-B814-11-AC,1000KVA,11KV,KNAN TRANSFORMER,DISTRIBUTION Padmount, 11kV, 1000kVA, 4-Way (Sq), KNAN, DYN11, 3CR12 Lift-off Cubicle c/w ABB Safelink2 SF6 | WILSON | WILSON TRANSFORMER CO. PTY LTD | 880-B814-11-AC | Active | 1
2600163 | TRANSFORMER,DISTRIBUTION | TX:DIST;880-B811-11-AA,315KVA,11KV,KNAN TRANSFORMER,DISTRIBUTION Padmount, 11kV, 315kVA, 3-Way (Sq), KNAN, DYN11, 3CR12 Lift-off Cubicle c/w Siemens 8DJH CCF & | WILSON | WILSON TRANSFORMER CO. PTY LTD | 880-B811-11-AA | Active | 1
R2600174 |  | TX:DIST;880-B812-11-AD,500KVA,11KV,KNAN TRANSFORMER,DISTRIBUTION Padmount, 11kV, 500kVA, 3-Way (Sq), KNAN, DYN11, 3CR12 Lift-off Cubicle c/w Siemens Blue Non-SF | WILSON | WILSON TRANSFORMER CO. PTY LTD | 880-B812-11-AD | Active | 1
R2600161 |  | TX:DIST;880-B812-11-AE,500KVA,11KV,KNAN TRANSFORMER,DISTRIBUTION Padmount, 11kV, 500kVA, 3-Way (Sq), KNAN, DYN11, 3CR12 Lift-off Cubicle c/w ABB SafeAir Non-SF6 | WILSON | WILSON TRANSFORMER CO. PTY LTD | 880-B812-11-AE | Active | 1
R2600180 |  | TX:DIST;880-B812-11-AC,500KVA,11KV,KNAN TRANSFORMER,DISTRIBUTION Padmount, 11kV, 500kVA, 4-Way (Sq), KNAN, DYN11, 3CR12 Lift-off Cubicle c/w ABB Safelink2 SF6 C | WILSON | WILSON TRANSFORMER CO. PTY LTD | 880-B812-11-AC | Active | 1
R2600162 |  | TX:DIST;880-B814-11-AB,1000KVA,11KV,KNAN TRANSFORMER,DISTRIBUTION Padmount, 11kV, 1000kVA, 3-Way (Sq), KNAN, DYN11, 3CR12 Lift-off Cubicle c/w ABB Safelink2 SF6 | WILSON | WILSON TRANSFORMER CO. PTY LTD | 880-B814-11-AB | Active | 1
2600161 |  | TX:DIST;880-B812-11-AE,500KVA,11KV,KNAN TRANSFORMER,DISTRIBUTION Padmount, 11kV, 500kVA, 3-Way (Sq), KNAN, DYN11, 3CR12 Lift-off Cubicle c/w ABB SafeAir Non-SF6 | WILSON | WILSON TRANSFORMER CO. PTY LTD | 880-B812-11-AE | Active | 1
R2600176 |  | TX:DIST;880-B814-11-AD,1000KVA,11KV,KNAN TRANSFORMER,DISTRIBUTION Padmount, 11kV, 1000kVA, 3-Way (Sq), KNAN, DYN11, 3CR12 Lift-off Cubicle c/w Siemens Blue Non-S | WILSON | WILSON TRANSFORMER CO. PTY LTD | 880-B814-11-AD | Active | 1
2463057 | CONTROL UNIT,AUTOMOTIVE | Analogue Governor, Hino JO8 Electrical Parts | HEINZMNN | HEINZMANN AUSTRALIA PTY LTD | KG1-04-F | Active | 1
2463057 | CONTROL UNIT,AUTOMOTIVE | Analogue Governor, Hino JO8 Electrical Parts | HEINZMNN | HEINZMANN AUSTRALIA PTY LTD | KG1-03-F | Active | 1
2491975 | CONTROL UNIT,AUTOMOTIVE | Analogue Governor, Speed Control Unit, c/w Accessory Plug , for Hino JO8 Electrical Parts | HEINZMNN | HEINZMANN AUSTRALIA PTY LTD | KG1-08-F | Active | 5
2491975 | CONTROL UNIT,AUTOMOTIVE | Analogue Governor, Speed Control Unit, c/w Accessory Plug , for Hino JO8 Electrical Parts | HEINZMNN | HEINZMANN AUSTRALIA PTY LTD | 601-00-003-07 | Active | 1
2487262 | CONNECTOR ELBOW | Set of 3, 630A, Bolted, suit 22kV 1 Core 185mm2 XLPE Cable, Sudkabel SET24 | STREAM | STREAMLINED ENERGY PTY LTD | SEEQSUDSET24185AL | Active | 2
2487262 | CONNECTOR ELBOW | Set of 3, 630A, Bolted, suit 22kV 1 Core 185mm2 XLPE Cable, Sudkabel SET24 | SUDKABEL | SUDKABEL (MANUFACTURER) | SET24 | Active | 1
2502409 | TERMINATION,PREFORMED | FT, 19/2.75 SC/ZA, Left Hand Lay, for use on GY4 Insulator | PLP | PREFORMED LINE PRODUCTS (AUST) | BG-1471 | Active | 1
24094 | CROSSARM,COMPOSITE | Fibre, Predrilled, 3600mm Lg Nom, 125 x 125mm 22/33kV Suspension, Energex 33SUA | WAGNERS | WAGNERS CFT MANUFACTURING | EC003-00044 | Active | 1
492878 | STRAND,WIRE | Stay Wire, 7/2.75mm SC/GZ, Galv Steel, Gde 1320, 150m Coil, JTS 03-03-01 (scm) | MIDLAND | MIDLAND METALS OVERSEAS PTE LTD | MMO-SC/GZ 7/2.75 (150M) | Phasing | 1
492878 | STRAND,WIRE | Stay Wire, 7/2.75mm SC/GZ, Galv Steel, Gde 1320, 150m Coil, JTS 03-03-01 (scm) | BULLIVAN | BULLIVANTS PTY LTD | WZ07275Q150 | Phasing | 2
492878 | STRAND,WIRE | Stay Wire, 7/2.75mm SC/GZ, Galv Steel, Gde 1320, 150m Coil, JTS 03-03-01 (scm) | OLEX | OLEX AUSTRALIA PTY LTD | GALSTEEL7/275QE202667 | Phasing | 2
2427425 | ADAPTOR | Earth Park Adaptor c/w Ring Spindle GR304 | PWRLINE | POWERLINE EQUIPMENT PTY LTD | A4-1739 | Phasing | 1
2432730 | RELAY,PROTECTION | Biased Differential, 3 Winding, REF, 16/16 I/O, 48-110V DC, 1/5A HV/LV CT, DNP3 | SCHNEIDR | SCHNEIDER PTY LTD (MANUFACTURER) | P643217A4M0020K | Phasing | 5
2435964 | PARTS KIT | Retrofit Kit, Fuse Door Interlock Kit for ABB Safelink RMU | ABBAUST | ABB AUSTRALIA PTY LTD | CA2067 & CA2019 | Phasing | 5
2443661 | RELAY,PROTECTION | 2 Terminal Line Differential, Additional 8/12 I/O, 48-125V DC Power Supply, 1A Secondary Input Current, 125V DC Control Input Voltage, 1300nm SMOF Comms | SEL | SCHWEITZER ENGINEERING LAB PTY LTD | 0311L0JH0321421XX | Phasing | 5
2443737 | RELAY,PROTECTION | Biased Differential 2 Winding Relay, 12/12 I/O, 24 - 48V DC Power Supply, 1/5A HV/LV CT, 2 x REF Elements with DNP3.0 | SCHNEIDR | SCHNEIDER PTY LTD (MANUFACTURER) | P642117D4M0049J | Phasing | 5
2443778 | RELAY,PROTECTION | Biased Differential, 3 Winding, REF, 16/16 I/O, 48-110V DC, 1/5A HV/LV CT, DNP3, Model P643217A4M0049K | SCHNEIDR | SCHNEIDER PTY LTD (MANUFACTURER) | P643217A4M0049K | Phasing | 5
2470227 | DETECTOR,VOLTAGE | LV Proximity Tester,50-1000V, IP65, CATIV, Amprobe NCV-1020 | GILBERT | GILBERT LODGE AUSTRALIA PTY LTD | AMPNCV-1020 | Phasing | 1
3006 | TRANSFORMER,POWER | 66/11kV, 20MVA, Dyn1, 10.5%, A/C, 21T -20/+5%, 110V, Conservator, CT-66-3-8, LDC-11, CT-N-1-3N, ETS 2006/0132/T(31A-1) | WILSON | WILSON TRANSFORMER CO. PTY LTD | P1119 | Active | 1
2404659 | TRANSFORMER,DISTRIBUTION | Padmount, 22kV, 1000kVA, 3 Ph, LV Switchgear & No HV Switchgear, 4100mm Lg Cubicle (scm) | SCHNEIDR | SCHNEIDER PTY LTD (MANUFACTURER) | X1000V22EA2L3H1 | Phasing | 5
2404659 | TRANSFORMER,DISTRIBUTION | Padmount, 22kV, 1000kVA, 3 Ph, LV Switchgear & No HV Switchgear, 4100mm Lg Cubicle (scm) | WILSON | WILSON TRANSFORMER CO. PTY LTD | 881-8846-11-AA | Phasing | 1
2503258 | METER,TIME | Engine Hours Meter, AC/DC Multi-Voltage Input, 7-Segment LCD, Count Range 99999.9h/3999d23.9h, 24 to 240VAC/VDC, 50/60Hz, Black Body | OMRON | OMRON ELECTRONICS PTY LTD | H7ET-NFV-B | Active | 5
2503258 | METER,TIME | Engine Hours Meter, AC/DC Multi-Voltage Input, 7-Segment LCD, Count Range 99999.9h/3999d23.9h, 24 to 240VAC/VDC, 50/60Hz, Black Body | RSPRO | RS PRO COMPONENTS PTY LTD | 348-1963 | Active | 1
2473122 | BLOCK & TACKLE | Equalising Rope & Block Kit c/w WLL 4.5t Superlift Block 150mm Dia x 14 WR & Proof Tested w/-Cert, 2 x 12mm Euroneema Dyneema Ropes 15m & 30m Lg, w/-AS Galv | STEHOUSE | STENHOUSE LIFTING & SAFETY SOLUTIONS | 2473130 | Active | 1
2473122 | BLOCK & TACKLE | Equalising Rope & Block Kit c/w WLL 4.5t Superlift Block 150mm Dia x 14 WR & Proof Tested w/-Cert, 2 x 12mm Euroneema Dyneema Ropes 15m & 30m Lg, w/-AS Galv | STEHOUSE | STENHOUSE LIFTING & SAFETY SOLUTIONS | SSB150S4-12EDX20M-KBAG | Active | 2
2403145 | HOLDER,PHOTOELECTRIC CELL | D2 Socket Base, Plug-in Electronic Component, for Low Rating PE Cell for Minor Road Lanterns, EQTS 05-05-01 (scm) | LEGEND | LEGEND POWER SYSTEMS | HNS-D2BASE | Active | 1
2403146 | HOLDER,PHOTOELECTRIC CELL | NEMA Socket Base, Plug-in Electronic Component, for High Rating PE Cell c/w Bracket for Pole Mounting, EQTS 05-01-02 | SYLVANIA | SYLVANIA SCHREDER | Z15229 | Active | 1
2403146 | HOLDER,PHOTOELECTRIC CELL | NEMA Socket Base, Plug-in Electronic Component, for High Rating PE Cell c/w Bracket for Pole Mounting, EQTS 05-01-02 | TECONN | TE CONNECTIVITY LTD | 2213362-2 | Active | 2

## EGX
Energex Approved Products List |  |  |  |  | Form 2020 06/06/2023
The Energex Approved Product List provides details of approved materials and current known suppliers of these items used in the Energex Network. Those purchasing materials for the electrical network owned and operated by Energex may purchase these approved products from any supplier of the respective approved products on the list. Suppliers who wish to have an item approved for use that is not currently on the approved products list may either: a) Submit an offer for the supply of the respective item to Energex during the next available tender process, or b) Make a written application to Energex's single point of contact- email: EQL_Product_Evaluation@energyq.com.au detailing the existing Stock Code against which the item is to be considered. On receipt of the application Energex will return to the Supplier for completion the Technical Specifications against which the offered equipment will be assessed with the timeline to assess the product(s). Charges apply for this service and a written quote will be provided with the Technical Specification. NOTE 1) Suppliers should note that the Approved Materials Supplier listing for any item is only valid for the duration of the current Energex purchase contract for any particular stock code item. This will typically be a maximum of 3 years, and may be much less. This is to ensure that all products meet Energex's changing specifications and changes in technology and industry standards. NOTE 2) When purchasing Plant Items such as transformers, RMU's, CT's, VT's, Switchgear etc, from Suppliers other than Energex, the Contractors must email quality@energex.com.au requesting a Plant No. and advise Supplier Name, Stock Code and Item type, e.g. transformer. The Plant No. must be placed on the item as detailed in the email advice.
STOCK_CODE | ITEM_NAME | DESCRIPTION | MNEMONIC | MNEMONIC_DESCRIPTION | PART_NO | CLASSIFICATION | Column1
155 | BOLT,MACHINE | STEEL;GALV;HEX HD;M8;ISO M;30 MM LG; W/HEX NUT;FULL-SIZE SHANK;BOX OF 200; | STATEWD | STATEWIDE FSTNERS & ENG SPLS PL | HBNEGM830 | CURRENT | 2
158 | BOLT,MACHINE | STEEL;GALV;HEX HD;M8;ISO M;50 MM LG; W/HEX NUT;FULL-SIZE SHANK;BOX OF 150; | HOBSON | HOBSON ENGINEERING CO PTY LTD 393904 | KBH46GCM080050 | CURRENT | 1
158 | BOLT,MACHINE | STEEL;GALV;HEX HD;M8;ISO M;50 MM LG; W/HEX NUT;FULL-SIZE SHANK;BOX OF 150; | STATEWD | STATEWIDE FSTNERS & ENG SPLS PL | HBNEGM850 | CURRENT | 2
164 | BOLT,MACHINE | STEEL;GALV;HEX HD;M10;ISO M;25 MM LG; W/HEX NUT TO BE FITTED TO BOLT,FULL-SIZE SHANK;BAG OF 150,PACK WEIGHT 5.40 KG; | HOBSON | HOBSON ENGINEERING CO PTY LTD 393904 | KBX46GCM100025 | CURRENT | 1
164 | BOLT,MACHINE | STEEL;GALV;HEX HD;M10;ISO M;25 MM LG; W/HEX NUT TO BE FITTED TO BOLT,FULL-SIZE SHANK;BAG OF 150,PACK WEIGHT 5.40 KG; | STATEWD | STATEWIDE FSTNERS & ENG SPLS PL | HBNGM1025 | CURRENT | 2
165 | BOLT,MACHINE | STEEL;GALV;HEX HD;M10;ISO M;30 MM LG; W/HEX NUT,FULL SIZE SHANK;Pack of 100; | HOBSON | HOBSON ENGINEERING CO PTY LTD 393904 | KBX46GCM100030 | CURRENT | 1
165 | BOLT,MACHINE | STEEL;GALV;HEX HD;M10;ISO M;30 MM LG; W/HEX NUT,FULL SIZE SHANK;Pack of 100; | STATEWD | STATEWIDE FSTNERS & ENG SPLS PL | HBNGM1030 | CURRENT | 2
168 | BOLT,MACHINE | STEEL;GALV;HEX HD;M10;ISO M;50 MM LG; W/HEX NUT;FULL-SIZE SHANK;75 PER PACK; | HOBSON | HOBSON ENGINEERING CO PTY LTD 393904 | KBH46GCM100050 | CURRENT | 1
168 | BOLT,MACHINE | STEEL;GALV;HEX HD;M10;ISO M;50 MM LG; W/HEX NUT;FULL-SIZE SHANK;75 PER PACK; | STATEWD | STATEWIDE FSTNERS & ENG SPLS PL | HBNGM1050 | CURRENT | 2
169 | BOLT,MACHINE | STEEL;GALV;HEX HD;M10;ISO M;60 MM LG; W/HEX NUT;FULL-SIZE SHANK;BOX OF 75; | HOBSON | HOBSON ENGINEERING CO PTY LTD 393904 | KBH46GCM100060 | CURRENT | 1
169 | BOLT,MACHINE | STEEL;GALV;HEX HD;M10;ISO M;60 MM LG; W/HEX NUT;FULL-SIZE SHANK;BOX OF 75; | STATEWD | STATEWIDE FSTNERS & ENG SPLS PL | HBNEGM1060 | CURRENT | 2
172 | BOLT,MACHINE | STEEL;GALV;HEX HD;M10;ISO M;75 MM LG; W/HEX NUT;FULL-SIZE SHANK;Pack of 50, | HOBSON | HOBSON ENGINEERING CO PTY LTD 393904 | KBX46GCM100075 | CURRENT | 1
172 | BOLT,MACHINE | STEEL;GALV;HEX HD;M10;ISO M;75 MM LG; W/HEX NUT;FULL-SIZE SHANK;Pack of 50, | STATEWD | STATEWIDE FSTNERS & ENG SPLS PL | HBNGM1075 | CURRENT | 2
173 | BOLT,MACHINE | STEEL;GALV;HEX HD;M10;ISO M;90 MM LG; W/HEX NUT TO BE FITTED TO BOLT,FULL-SIZE SHANK;BAG OF 50,PACK WEIGHT 3.70 KG; | HOBSON | HOBSON ENGINEERING CO PTY LTD 393904 | KBH46GCM100090 | CURRENT | 1
173 | BOLT,MACHINE | STEEL;GALV;HEX HD;M10;ISO M;90 MM LG; W/HEX NUT TO BE FITTED TO BOLT,FULL-SIZE SHANK;BAG OF 50,PACK WEIGHT 3.70 KG; | STATEWD | STATEWIDE FSTNERS & ENG SPLS PL | HBNGM1090 | CURRENT | 2
174 | BOLT,MACHINE | STEEL;GALV;HEX HD;M10;ISO M;100 MM LG; W/HEX NUT;FULL-SIZE SHANK;BOX OF 50; | HOBSON | HOBSON ENGINEERING CO PTY LTD 393904 | KBX46GCM100100 | CURRENT | 1
174 | BOLT,MACHINE | STEEL;GALV;HEX HD;M10;ISO M;100 MM LG; W/HEX NUT;FULL-SIZE SHANK;BOX OF 50; | STATEWD | STATEWIDE FSTNERS & ENG SPLS PL | HBNGM10100 | CURRENT | 2
175 | BOLT,MACHINE | STEEL;GALV;HEX HD;M10;ISO M;120 MM LG; W/HEX NUT;FULL-SIZE SHANK;PACK OF 50, PACK WEIGHT 4.60 KG; | HOBSON | HOBSON ENGINEERING CO PTY LTD 393904 | KBH46GCM100120 | CURRENT | 1
175 | BOLT,MACHINE | STEEL;GALV;HEX HD;M10;ISO M;120 MM LG; W/HEX NUT;FULL-SIZE SHANK;PACK OF 50, PACK WEIGHT 4.60 KG; | STATEWD | STATEWIDE FSTNERS & ENG SPLS PL | HBNGM10120 | CURRENT | 2
176 | BOLT,MACHINE | STEEL;GALV;HEX HD;M10;ISO M;130 MM LG; W/HEX NUT;FULL-SIZE SHANK;BAG OF 50; | HOBSON | HOBSON ENGINEERING CO PTY LTD 393904 | KBH46GCM100130 | CURRENT | 1
176 | BOLT,MACHINE | STEEL;GALV;HEX HD;M10;ISO M;130 MM LG; W/HEX NUT;FULL-SIZE SHANK;BAG OF 50; | STATEWD | STATEWIDE FSTNERS & ENG SPLS PL | HBNEGM10130 | CURRENT | 2
182 | BOLT,MACHINE | STEEL;GALV;HEX HD;M12;ISO M;25 MM LG; W/HEX NUT TO BE FITTED TO BOLT,FULL-SIZE SHANK; Pack of 100; | HOBSON | HOBSON ENGINEERING CO PTY LTD 393904 | KBX46GCM120025 | CURRENT | 1
182 | BOLT,MACHINE | STEEL;GALV;HEX HD;M12;ISO M;25 MM LG; W/HEX NUT TO BE FITTED TO BOLT,FULL-SIZE SHANK; Pack of 100; | STATEWD | STATEWIDE FSTNERS & ENG SPLS PL | HBNGM1225 | CURRENT | 2
183 | BOLT,MACHINE | STEEL;GALV;HEX HD;M12;ISO M;30 MM LG; W/HEX NUT TO BE FITTED TO BOLT,FULL-SIZE SHANK;PACK OF 250; | HOBSON | HOBSON ENGINEERING CO PTY LTD 393904 | KBH46GCM120030 | CURRENT | 1
183 | BOLT,MACHINE | STEEL;GALV;HEX HD;M12;ISO M;30 MM LG; W/HEX NUT TO BE FITTED TO BOLT,FULL-SIZE SHANK;PACK OF 250; | STATEWD | STATEWIDE FSTNERS & ENG SPLS PL | HBNEGM1230 | CURRENT | 2
184 | BOLT,MACHINE | STEEL;GALV;HEX HD;M12;ISO M;40 MM LG; W/HEX NUT TO BE FITTED TO BOLT,FULL-SIZE SHANK;BAG OF 200,PACK WEIGHT 13.00 KG; | STATEWD | STATEWIDE FSTNERS & ENG SPLS PL | HBNGM1240 | CURRENT | 2
186 | BOLT,MACHINE | STEEL;GALV;HEX HD;M12;ISO M;50 MM LG; W/HEX NUT;FULL-SIZE SHANK;BAG OF 150; | STATEWD | STATEWIDE FSTNERS & ENG SPLS PL | HBNEHM1250 | CURRENT | 2
188 | BOLT,MACHINE | STEEL;GALV;HEX HD;M12;ISO M;75 MM LG; W/HEX NUT;FULL-SIZE SHANK;PACK OF 150; | HOBSON | HOBSON ENGINEERING CO PTY LTD 393904 | KBH46GCM120075 | CURRENT | 1
188 | BOLT,MACHINE | STEEL;GALV;HEX HD;M12;ISO M;75 MM LG; W/HEX NUT;FULL-SIZE SHANK;PACK OF 150; | STATEWD | STATEWIDE FSTNERS & ENG SPLS PL | HBNEGM1275 | CURRENT | 2
190 | BOLT,MACHINE | STEEL;GALV;HEX HD;M12;ISO M;100 MM LG; W/HEX NUT TO BE FITTED TO BOLT,FULL-SIZE SHANK;BAG OF 100,PACK WEIGHT 11.60 KG; | HOBSON | HOBSON ENGINEERING CO PTY LTD 393904 | KBX46GCM120100 | CURRENT | 1
190 | BOLT,MACHINE | STEEL;GALV;HEX HD;M12;ISO M;100 MM LG; W/HEX NUT TO BE FITTED TO BOLT,FULL-SIZE SHANK;BAG OF 100,PACK WEIGHT 11.60 KG; | STATEWD | STATEWIDE FSTNERS & ENG SPLS PL | HBNGM12100 | CURRENT | 2
191 | BOLT,MACHINE | STEEL;GALV;HEX HD;M12;ISO M;120 MM LG; W/HEX NUT;FULL-SIZE SHANK;PACK OF 100; | HOBSON | HOBSON ENGINEERING CO PTY LTD 393904 | KBH46GCM120120 | CURRENT | 1
191 | BOLT,MACHINE | STEEL;GALV;HEX HD;M12;ISO M;120 MM LG; W/HEX NUT;FULL-SIZE SHANK;PACK OF 100; | STATEWD | STATEWIDE FSTNERS & ENG SPLS PL | HBNEGM12120 | CURRENT | 2
192 | BOLT,MACHINE | STEEL;GALV;HEX HD;M12;ISO M;130 MM LG; W/HEX NUT TO BE FITTED TO BOLT,FULL-SIZE SHANK; | STATEWD | STATEWIDE FSTNERS & ENG SPLS PL | HBNGM12130 | CURRENT | 2
193 | BOLT,MACHINE | STEEL;GALV;HEX HD;M12;ISO M;140 MM LG; W/HEX NUT;FULL-SIZE SHANK; PACK OF 100, PACK WEIGHT 23 KG; | HOBSON | HOBSON ENGINEERING CO PTY LTD 393904 | KBX46GCM120140 | CURRENT | 1
193 | BOLT,MACHINE | STEEL;GALV;HEX HD;M12;ISO M;140 MM LG; W/HEX NUT;FULL-SIZE SHANK; PACK OF 100, PACK WEIGHT 23 KG; | STATEWD | STATEWIDE FSTNERS & ENG SPLS PL | HBNEGM12140 | CURRENT | 2
194 | BOLT,MACHINE | STEEL;GALV;HEX HD;M12;ISO M;150 MM LG; W/HEX NUT;FULL-SIZE SHANK;PACK SIZE 75, PACK WEIGHT 12.60 KG; | STATEWD | STATEWIDE FSTNERS & ENG SPLS PL | HBNGM12150 | CURRENT | 2
197 | BOLT,MACHINE | STEEL;GALV;HEX HD;M12;ISO M;200 MM LG; W/HEX NUT TO BE FITTED TO BOLT,FULL-SIZE SHANK;BAG OF 50,PACK WEIGHT 10.40 KG; | HOBSON | HOBSON ENGINEERING CO PTY LTD 393904 | KBX46GCM120200 | CURRENT | 1
197 | BOLT,MACHINE | STEEL;GALV;HEX HD;M12;ISO M;200 MM LG; W/HEX NUT TO BE FITTED TO BOLT,FULL-SIZE SHANK;BAG OF 50,PACK WEIGHT 10.40 KG; | STATEWD | STATEWIDE FSTNERS & ENG SPLS PL | HBNGM12200 | CURRENT | 2
209 | BOLT,MACHINE | STEEL;GALV;HEX HD;M16;ISO M;40 MM LG; W/HEX NUT TO BE FITTED TO BOLT,FULL-SIZE SHANK;BAG OF 100,PACK WEIGHT 11.70 KG; | STATEWD | STATEWIDE FSTNERS & ENG SPLS PL | HBNGM1640 | CURRENT | 2
214 | BOLT,MACHINE | STEEL;GALV;HEX HD;M16;ISO M;75 MM LG; W/HEX NUT TO BE FITTED TO BOLT,FULL-SIZE SHANK | STATEWD | STATEWIDE FSTNERS & ENG SPLS PL | HBNGM1675 | CURRENT | 2
216 | BOLT,MACHINE | STEEL;GALV;HEX HD;M16;ISO M;100 MM LG; W/HEX NUT TO BE FITTED TO BOLT,FULL-SIZE SHANK;BAG OF 50,PACK WEIGHT 10.65 KG; | STATEWD | STATEWIDE FSTNERS & ENG SPLS PL | HBNGM16100 | CURRENT | 2
218 | BOLT,MACHINE | STEEL;GALV;HEX HD;M16;ISO M;130 MM LG; W/HEX NUT TO BE FITTED TO BOLT,FULL-SIZE SHANK;PACK OF 50,PACK WEIGHT 12.85 KG, PALLET OF 3000,PALLET WEIGHT 765 KG; | STATEWD | STATEWIDE FSTNERS & ENG SPLS PL | HBNGM16130 | CURRENT | 2
219 | BOLT,MACHINE | STEEL;GALV;HEX HD;M16;ISO M;140 MM LG; W/HEX NUT;FULL-SIZE SHANK;PACK OF 50, PACK WEIGHT 13.75 KG; | HOBSON | HOBSON ENGINEERING CO PTY LTD 393904 | KBX46GCM160140 | CURRENT | 1
219 | BOLT,MACHINE | STEEL;GALV;HEX HD;M16;ISO M;140 MM LG; W/HEX NUT;FULL-SIZE SHANK;PACK OF 50, PACK WEIGHT 13.75 KG; | STATEWD | STATEWIDE FSTNERS & ENG SPLS PL | HBNGM16140 | CURRENT | 2
221 | BOLT,MACHINE | STEEL;GALV;HEX HD;M16;ISO M;180 MM LG; W/HEX NUT;FULL-SIZE SHANK;BAG OF 30,PACK WEIGHT 10.41 KG,PALLET SIZE 2400,PALLET WEIGHT 830 KG; | STATEWD | STATEWIDE FSTNERS & ENG SPLS PL | HBNGM16180 | CURRENT | 2
224 | BOLT,MACHINE | STEEL;GALV;HEX HD;M16;ISO M;220 MM LG; W/HEX NUT TO BE FITTED TO BOLT,FULL-SIZE SHANK | STATEWD | STATEWIDE FSTNERS & ENG SPLS PL | HBNGM16220 | CURRENT | 2
225 | BOLT,MACHINE | STEEL;GALV;HEX HD;M16;ISO M;240 MM LG; W/HEX NUT;FULL-SIZE SHANK;PACK OF 25; | STATEWD | STATEWIDE FSTNERS & ENG SPLS PL | HBNGM16240 | CURRENT | 2
226 | BOLT,MACHINE | STEEL;GALV;HEX HD;M16;ISO M;260 MM LG; W/HEX NUT TO BE FITTED TO BOLT,FULL-SIZE SHANK;PACK OF 25,PACK WEIGHT 11.22 KG; | STATEWD | STATEWIDE FSTNERS & ENG SPLS PL | HBNGM16260 | CURRENT | 2
228 | BOLT,MACHINE | STEEL;GALV;HEX HD;M16;ISO M;300 MM LG; W/HEX NUT TO BE FITTED TO BOLT,FULL-SIZE SHANK;BAG OF 25,PACK WEIGHT 12.90 KG; | STATEWD | STATEWIDE FSTNERS & ENG SPLS PL | HBNGM16300 | CURRENT | 2
232 | BOLT,MACHINE | STEEL;GALV;HEX HD;M16;ISO M;400 MM LG; W/HEX NUT TO BE FITTED TO BOLT,FULL-SIZE SHANK | STATEWD | STATEWIDE FSTNERS & ENG SPLS PL | HBNGM16400 | CURRENT | 2
234 | BOLT,MACHINE | STEEL;GALV;HEX HD;M16;ISO M;450 MM LG; W/HEX NUT;FULL-SIZE SHANK;USED IN CONJUNCTION WITH EDO MOUNTING BRACKET ,REFER OCM 4/34;PACK OF 20; | STATEWD | STATEWIDE FSTNERS & ENG SPLS PL | HBNEGM16450 | CURRENT | 2
237 | BOLT,MACHINE | STEEL;GALV;HEX HD;M20;ISO M;60 MM LG; W/HEX NUT TO BE FITTED TO BOLT,FULL-SIZE SHANK;BAG OF 50,PACK WEIGHT 12.95 KG; | HOBSON | HOBSON ENGINEERING CO PTY LTD 393904 | KBH46GCM200060 | CURRENT | 1
237 | BOLT,MACHINE | STEEL;GALV;HEX HD;M20;ISO M;60 MM LG; W/HEX NUT TO BE FITTED TO BOLT,FULL-SIZE SHANK;BAG OF 50,PACK WEIGHT 12.95 KG; | STATEWD | STATEWIDE FSTNERS & ENG SPLS PL | HBNGM2060 | CURRENT | 2
242 | BOLT,MACHINE | STEEL;GALV;HEX HD;M20;ISO M;150 MM LG; W/HEX NUT;FULL SIZE SHANK;BOX OF 25; | STATEWD | STATEWIDE FSTNERS & ENG SPLS PL | HBNEGM20150 | CURRENT | 2
243 | BOLT,MACHINE | STEEL;GALV;HEX HD;M20;ISO M;180 MM LG; W/HEX NUT;FULL-SIZE SHANK;MIN THREAD LENGTH 70MM; BAG OF 25, WEIGHT 13.82 KG, PALLET SIZE 2000,PALLET WEIGHT 1138 KG; | STATEWD | STATEWIDE FSTNERS & ENG SPLS PL | HBNGM20180 | CURRENT | 2
246 | BOLT,MACHINE | STEEL;GALV;HEX HD;M20;ISO M;280 MM LG; W/HEX NUT;FULL-SIZE SHANK,MIN THREAD LENGTH 100 MM; PACK OF 15; | HOBSON | HOBSON ENGINEERING CO PTY LTD 393904 | KBX46GCM200280 | CURRENT | 1
246 | BOLT,MACHINE | STEEL;GALV;HEX HD;M20;ISO M;280 MM LG; W/HEX NUT;FULL-SIZE SHANK,MIN THREAD LENGTH 100 MM; PACK OF 15; | STATEWD | STATEWIDE FSTNERS & ENG SPLS PL | HBNEGM20280 | CURRENT | 2
247 | BOLT,MACHINE | STEEL;GALV;HEX HD;M20;ISO M;300 MM LG; W/HEX NUT TO BE FITTED TO BOLT,FULL-SIZE SHANK,MIN THREAD LENGTH 100 MM; BAG OF 15,PACK WEIGHT 12.66 KG; | STATEWD | STATEWIDE FSTNERS & ENG SPLS PL | HBNGM20300 | CURRENT | 1
249 | BOLT,MACHINE | STEEL;GALV;HEX HD;M20;ISO M;350 MM LG; W/HEX NUT TO BE FITTED TO BOLT,FULL-SIZE SHANK,MIN THREAD LENGTH 100 MM; BAG OF 15,PACK WEIGHT 14.29 KG,PALLET | STATEWD | STATEWIDE FSTNERS & ENG SPLS PL | HBNGM20350 | CURRENT | 1
251 | BOLT,MACHINE | STEEL;GALV;HEX HD;M20;ISO M;400 MM LG; W/HEX NUT TO BE FITTED TO BOLT,FULL SIZE SHANK;MIN THREAD LENGTH 100 MM; | STATEWD | STATEWIDE FSTNERS & ENG SPLS PL | HBNGM20400 | CURRENT | 1
253 | BOLT,MACHINE | STEEL;GALV;HEX HD;M20;ISO M;450 MM LG; W/HEX NUT TO BE FITTED TO BOLT,FULL-SIZE SHANK;MIN THREAD LENGTH 100 MM; BAG OF 10,PACK WEIGHT 11.95 KG,PALLET | STATEWD | STATEWIDE FSTNERS & ENG SPLS PL | HBNGM20450 | CURRENT | 1
255 | BOLT,MACHINE | STEEL;GALV;HEX HD;M20;ISO M;500 MM LG; W/HEX NUT TO BE FITTED TO BOLT,FULL-SIZE SHANK;MIN THREAD LENGTH 100 MM; BAG OF 10,PACK WEIGHT 13.12 KG; | STATEWD | STATEWIDE FSTNERS & ENG SPLS PL | HBNGM20500 | CURRENT | 1
257 | BOLT,MACHINE | STEEL;GALV;HEX HD;M20;ISO M;550 MM LG; W/HEX NUT TO BE FITTED TO BOLT,FULL-SIZE SHANK;MIN THREAD LENGTH 100 MM; BAG OF 10,PACK WEIGHT 14.28 KG; | STATEWD | STATEWIDE FSTNERS & ENG SPLS PL | HBNGM20550 | CURRENT | 1
259 | BOLT,MACHINE | STEEL;GALV;HEX HD;M20;ISO M;600 MM LG; W/HEX NUT TO BE FITTED TO BOLT,FULL-SIZE SHANK;MIN THREAD LENGTH 100 MM; BAG OF 10,PACK WEIGHT 15.47 KG; | STATEWD | STATEWIDE FSTNERS & ENG SPLS PL | HBNGM20600 | CURRENT | 1
261 | BOLT,MACHINE | STEEL;GALV;HEX HD;M20;ISO M;650 MM LG; W/HEX NUT TO BE FITTED TO BOLT,FULL-SIZE SHANK;MIN THREAD LENGTH 100 MM; | STATEWD | STATEWIDE FSTNERS & ENG SPLS PL | HBNGM20650 | CURRENT | 1
263 | BOLT,MACHINE | STEEL;GALV;HEX HD;M20;ISO M;700 MM LG; W/HEX NUT TO BE FITTED TO BOLT,FULL-SIZE SHANK;MIN THREAD LENGTH 100 MM; | STATEWD | STATEWIDE FSTNERS & ENG SPLS PL | HBNGM20700 | CURRENT | 1
264 | BOLT,MACHINE | STEEL;GALV;HEX HD;M20;ISO M;750 MM LG; W/HEX NUT TO BE FITTED TO BOLT,FULL-SIZE SHANK;MIN THREAD LENGTH 100 MM; | STATEWD | STATEWIDE FSTNERS & ENG SPLS PL | HBNGM20750 | CURRENT | 1
269 | BOLT,MACHINE | STEEL;GALV;HEX HD;M24;ISO M;400 MM LG; W/HEX NUT TO BE FITTED TO BOLT,FULL-SIZE SHANK;BAG OF 10,PACK WEIGHT 14.72 KG; | STATEWD | STATEWIDE FSTNERS & ENG SPLS PL | HBNGM24400 | CURRENT | 2
402 | BOLT,MACHINE | STAINLESS STEEL,GDE 304;HEX HD;M6;ISO M; 40 MM LG;W/HEX NUT;DIN 931/AS1444; BOX OF 100,PACK WEIGHT 1.270 KG; | STATEWD | STATEWIDE FSTNERS & ENG SPLS PL | HBNS4M640 | CURRENT | 1
403 | BOLT,MACHINE | STAINLESS STEEL,GDE 304;HEX HD;M8;ISO M; 30 MM LG;W/HEX NUT;AS1444/DIN 931; BOX OF 100,PACK WEIGHT 2.0 KG; | HOBSON | HOBSON ENGINEERING CO PTY LTD 393904 | XEKBS16XCM080030 | CURRENT | 1
403 | BOLT,MACHINE | STAINLESS STEEL,GDE 304;HEX HD;M8;ISO M; 30 MM LG;W/HEX NUT;AS1444/DIN 931; BOX OF 100,PACK WEIGHT 2.0 KG; | STATEWD | STATEWIDE FSTNERS & ENG SPLS PL | HBNS4M830 | CURRENT | 2
407 | BOLT,MACHINE | STAINLESS STEEL,GDE 304;HEX HD;M10;ISO M ;40 MM LG;W/HEX NUT;AS2837/AS1449 (MATERIAL),AS1111/DIN 931 (DIMENSIONS); BOX OF 100,PACK WEIGHT 4.6 KG; | STATEWD | STATEWIDE FSTNERS & ENG SPLS PL | HBNS4M1040 | CURRENT | 1
408 | BOLT,MACHINE | STAINLESS STEEL,GDE 304;HEX HD;M10;ISO M ;45 MM LG;W/HEX NUT;AS2837/AS1449 (MATERIAL),AS1111/DIN 931 (DIMENSIONS); BOX OF 100; | STATEWD | STATEWIDE FSTNERS & ENG SPLS PL | HBNS4M1045 | CURRENT | 1
411 | SETSCREW | STAINLESS STEEL,GDE 304;HEX HD;FLAT POINT;M12;ISO M;30 MM LG;W/HEX NUT; AS2837/AS1499 (MATERIAL),AS1111 (DIMENSIONS) DIN 933;BOX OF 100; | HOBSON | HOBSON ENGINEERING CO PTY LTD 393904 | XEKBS16XCM120030 | CURRENT | 1
411 | SETSCREW | STAINLESS STEEL,GDE 304;HEX HD;FLAT POINT;M12;ISO M;30 MM LG;W/HEX NUT; AS2837/AS1499 (MATERIAL),AS1111 (DIMENSIONS) DIN 933;BOX OF 100; | STATEWD | STATEWIDE FSTNERS & ENG SPLS PL | HSNS4M1230 | CURRENT | 2
411 | SETSCREW | STAINLESS STEEL,GDE 304;HEX HD;FLAT POINT;M12;ISO M;30 MM LG;W/HEX NUT; AS2837/AS1499 (MATERIAL),AS1111 (DIMENSIONS) DIN 933;BOX OF 100; | STATEWD | STATEWIDE FSTNERS & ENG SPLS PL | HSNES4M1230 | CURRENT | 2
412 | BOLT,MACHINE | STAINLESS STEEL,GDE 304;HEX HD;M12;ISO M ;40 MM LG;W/HEX NUT;AS2837/AS1449 (MATERIAL),AS1111/DIN 931 (DIMENSIONS); | STATEWD | STATEWIDE FSTNERS & ENG SPLS PL | HBNGS4M1240 | CURRENT | 2
413 | BOLT,MACHINE | STAINLESS STEEL,GDE 304;HEX HD;M12;ISO M ;50 MM LG;W/HEX NUT;AS2837/AS1449 (MATERIAL),AS1111/DIN 931 (DIMENSIONS); BOX OF 50,PACK WEIGHT 3.7 KG; | STATEWD | STATEWIDE FSTNERS & ENG SPLS PL | HBNS4M1250 | CURRENT | 1
414 | BOLT,MACHINE | M12 x 60mm, Hex, S/Steel Gde 316 c/w Hex Nut S/Steel Gde 304, Aust Std (P25) | STATEWD | STATEWIDE FSTNERS & ENG SPLS PL | HBNS4M1260 | CURRENT | 1
415 | BOLT,MACHINE | STAINLESS STEEL,GDE 304;HEX HD;M12;ISO M ;70 MM LG;W/HEX NUT;AS1444/DIN 931; | STATEWD | STATEWIDE FSTNERS & ENG SPLS PL | HBNS4M1270 | CURRENT | 1
416 | BOLT,MACHINE | STAINLESS STEEL,GDE 304;HEX HD;M16;ISO M ;50 MM LG;W/HEX NUT;AS2837/AS1449, (MATERIAL),AS1111/DIN 931 (DIMENSIONS); BOX OF 25,PACK WEIGHT 3.5 KG; | STATEWD | STATEWIDE FSTNERS & ENG SPLS PL | HBNG4M1650 | CURRENT | 1
417 | BOLT,MACHINE | M16 x 70mm, Hex, S/Steel Gde 316 c/w Hex Nut S/Steel Gde 304, Aust Std | HOBSON | HOBSON ENGINEERING CO PTY LTD 393904 | XEKBH16XCM160060 | CURRENT | 1
417 | BOLT,MACHINE | M16 x 70mm, Hex, S/Steel Gde 316 c/w Hex Nut S/Steel Gde 304, Aust Std | STATEWD | STATEWIDE FSTNERS & ENG SPLS PL | HBNS4M1660 | CURRENT | 2
464 | BOLT,MACHINE | STAINLESS STEEL,GDE 304;HEX HD;M8;ISO M; 30 MM LG;AS2837/AS1449 (MATERIAL),AS1111 /DIN 931 (DIMENSIONS);BOX OF 100,PACK WEIGHT 1.5 KG; | HOBSON | HOBSON ENGINEERING CO PTY LTD 393904 | BS04PCM080030 | CURRENT | 1
464 | BOLT,MACHINE | STAINLESS STEEL,GDE 304;HEX HD;M8;ISO M; 30 MM LG;AS2837/AS1449 (MATERIAL),AS1111 /DIN 931 (DIMENSIONS);BOX OF 100,PACK WEIGHT 1.5 KG; | STATEWD | STATEWIDE FSTNERS & ENG SPLS PL | HBS4M830 | CURRENT | 2
500 | SHIELD,EXPANSION | STEEL;SLEEVE ANCHOR;12 MM HOLE DIA;BOLT INSERT;M10 X 60 MM NOM LG INSERT;HEX NUT STYLE; | STATEWD | STATEWIDE FSTNERS & ENG SPLS PL | RD12058 | CURRENT | 1
502 | SHIELD,EXPANSION | STEEL;SLEEVE ANCHOR;12 MM HOLE DIA;BOLT INSERT;M12 X 80 MM NOM LG INSERT;HEX NUT STYLE;BOX OF 25; | HOBSON | HOBSON ENGINEERING CO PTY LTD 393904 | MTBMSYM120080 | CURRENT | 1
502 | SHIELD,EXPANSION | STEEL;SLEEVE ANCHOR;12 MM HOLE DIA;BOLT INSERT;M12 X 80 MM NOM LG INSERT;HEX NUT STYLE;BOX OF 25; | STATEWD | STATEWIDE FSTNERS & ENG SPLS PL | RD12077 | CURRENT | 2
502 | SHIELD,EXPANSION | STEEL;SLEEVE ANCHOR;12 MM HOLE DIA;BOLT INSERT;M12 X 80 MM NOM LG INSERT;HEX NUT STYLE;BOX OF 25; | COVENTRY | COVENTRY FASTENERS QLD | DP12070 | CURRENT | 2
507 | SHIELD,EXPANSION | STEEL;SLEEVE ANCHOR;16 MM HOLE DIA;BOLT INSERT;M12 X 65 MM NOM LG INSERT;HEX NUT STYLE; | STATEWD | STATEWIDE FSTNERS & ENG SPLS PL | RD16065 | CURRENT | 1
513 | BOLT,HOOK | STEEL;GALV;M16;ISO M;115 MM LG;RD, 76 MM HOOK;C/W HEX NUT & SPRING WASHER;BAGS OF 5,BAG WEIGHT 1.0 KG; | GLOBAL | GLOBAL MANUFACTURING GROUP | ENERGEX-LOSTD-FX006-02 | STRATEGIC SPARE | 1
518 | BOLT,U. | STEEL;GALV;M10;ISO M;90 MM LG;66 MM W; C/W 2 GALV HEX NUTS,2 GALV SPRING WASHERS,CLAMP PLATE CP1;SUPPLIED ASSEMBLED;ASSEMBLY ITEM U3;PACK OF 20; | STATEWD | STATEWIDE FSTNERS & ENG SPLS PL | UBEM1090 | CURRENT | 2
520 | BOLT,U. | STEEL;GALV;M10;ISO M;110 MM LG;76 MM W; C/W 2 GALV HEX NUTS,2 GALV SPRING WASHERS,GALV CLAMP PLATE CP3;TO BE SUPPLIED ASSEMBLED;ASSEMBLY ITEM U5; | STATEWD | STATEWIDE FSTNERS & ENG SPLS PL | UBEM10110 | CURRENT | 2
523 | BOLT,DOUBLE U. | STEEL;GALV;M10;ISO M;150 MM LG;66 MM W; 61 MM DEEP;CLAMP PLATE CP1;C/W 2 GALV HEX NUTS& 2 SPRING WASHERS;ITEM TO BE SUPPLIED ASSEMBLED;ASSEMBLY ITEM UU1; | HAYMAN | HAYMANS INDUSTRIES PTY LTD | 523 | CURRENT | 1
525 | BOLT,DOUBLE U. | STEEL;GALV;M10;ISO M;170 MM LG;66 MM W; 76 MM DEEP;CLAMP PLATE CP1;C/W 2 GALV HEX NUTS & 2 SPRING WASHERS;ITEM TO BE SUPPLIED ASSEMBLED;ASSEMBLY ITEM UU4; | HAYMAN | HAYMANS INDUSTRIES PTY LTD | 525 | CURRENT | 1
526 | BOLT,DOUBLE U. | STEEL;GALV;M10;ISO M;185 MM LG;76 MM W; 76 MM DEEP;CLAMP PLATE CP3;C/W 2 GALV HEX NUTS & 2 SPRING WASHERS;ITEMS TO BE SUPPLIED ASSEMBLED;ASSEMBLY ITEM UU5; | STEELWAY |  | M10 X 185 MM LG | CURRENT | 1
526 | BOLT,DOUBLE U. | STEEL;GALV;M10;ISO M;185 MM LG;76 MM W; 76 MM DEEP;CLAMP PLATE CP3;C/W 2 GALV HEX NUTS & 2 SPRING WASHERS;ITEMS TO BE SUPPLIED ASSEMBLED;ASSEMBLY ITEM UU5; | ENERGEX | ENERGEX | M10 X 185 MM LG | CURRENT | 2
571 | NUT,PLAIN,HEXAGON | BRASS;THIN NUT;3/16 IN;BSW;BOX OF 100; | STATEWD | STATEWIDE FSTNERS & ENG SPLS PL | NBLEW316 | CURRENT | 2
576 | NUT,PLAIN,HEXAGON | BRASS;STD;5/32 IN;BSW;BOX OF 100,PACK WEIGHT 0.08 KG; | HOBSON | HOBSON ENGINEERING CO PTY LTD 393904 | NHBRPW015 | CURRENT | 1
576 | NUT,PLAIN,HEXAGON | BRASS;STD;5/32 IN;BSW;BOX OF 100,PACK WEIGHT 0.08 KG; | STATEWD | STATEWIDE FSTNERS & ENG SPLS PL | NBEW532 | CURRENT | 2
577 | NUT,PLAIN,HEXAGON | BRASS;STD;1/8 IN;BSW;Pack of 200 | HOBSON | HOBSON ENGINEERING CO PTY LTD 393904 | NHBRPW012 | CURRENT | 1
577 | NUT,PLAIN,HEXAGON | BRASS;STD;1/8 IN;BSW;Pack of 200 | STATEWD | STATEWIDE FSTNERS & ENG SPLS PL | NBEW18 | CURRENT | 2
578 | NUT,PLAIN,HEXAGON | BRASS;STD;3/16 IN;BSW;BOX OF 200; | STATEWD | STATEWIDE FSTNERS & ENG SPLS PL | NBEW316 | CURRENT | 2
579 | NUT,PLAIN,HEXAGON | BRASS;STD;M6;ISO M | STATEWD | STATEWIDE FSTNERS & ENG SPLS PL | NBEM6 | CURRENT | 2
611 | NUT,PLAIN,HEXAGON | STEEL;GALV;STD;M10;ISO M;BOX OF 100; | STATEWD | STATEWIDE FSTNERS & ENG SPLS PL | NGEM10 | CURRENT | 2
612 | NUT,PLAIN,HEXAGON | STEEL;GALV;STD;M12;ISO M;BAG OF 100, PACK WEIGHT 1.16 KG; | SEWELFRG | GREG SEWELL FORGINGS PTY LTD | STEEL;GALV;STD;M12 | CURRENT | 2
612 | NUT,PLAIN,HEXAGON | STEEL;GALV;STD;M12;ISO M;BAG OF 100, PACK WEIGHT 1.16 KG; | STATEWD | STATEWIDE FSTNERS & ENG SPLS PL | NGM12 | CURRENT | 1
613 | NUT,PLAIN,HEXAGON | Steel;GALV;STD;M16;ISO M;Pack of 200; | HOBSON | HOBSON ENGINEERING CO PTY LTD 393904 | NH08GCM16 | CURRENT | 1
613 | NUT,PLAIN,HEXAGON | Steel;GALV;STD;M16;ISO M;Pack of 200; | STATEWD | STATEWIDE FSTNERS & ENG SPLS PL | NGEM16 | CURRENT | 2
614 | NUT,PLAIN,HEXAGON | STEEL;GALV;STD;M20;ISO M;BAG OF 100, PACK WEIGHT 6.50 KG; | HOBSON | HOBSON ENGINEERING CO PTY LTD 393904 | NH08GCM20 | CURRENT | 1
614 | NUT,PLAIN,HEXAGON | STEEL;GALV;STD;M20;ISO M;BAG OF 100, PACK WEIGHT 6.50 KG; | STATEWD | STATEWIDE FSTNERS & ENG SPLS PL | NGM20 | CURRENT | 2
615 | NUT,PLAIN,HEXAGON | STEEL;GALV;STD;M24;ISO M;Pack of 100 | HOBSON | HOBSON ENGINEERING CO PTY LTD 393904 | NH08GCM24 | CURRENT | 1
615 | NUT,PLAIN,HEXAGON | STEEL;GALV;STD;M24;ISO M;Pack of 100 | STATEWD | STATEWIDE FSTNERS & ENG SPLS PL | NGEM24 | CURRENT | 2
619 | NUT,PLAIN,HEXAGON | STAINLESS STEEL,GDE 304;STD;M6;ISO M; AS1444;BOX OF 100,PACK WEIGHT 0.25 KG; | HOBSON | HOBSON ENGINEERING CO PTY LTD 393904 | NH04PCM06 | CURRENT | 1
619 | NUT,PLAIN,HEXAGON | STAINLESS STEEL,GDE 304;STD;M6;ISO M; AS1444;BOX OF 100,PACK WEIGHT 0.25 KG; | STATEWD | STATEWIDE FSTNERS & ENG SPLS PL | NLS4M6 | CURRENT | 2
620 | NUT,PLAIN,HEXAGON | STAINLESS STEEL,GDE 304;THIN NUT;M8;ISO M;AS1444;BOX OF 100,PACK WEIGHT 0.3 KG; | HOBSON | HOBSON ENGINEERING CO PTY LTD 393904 | NL04PCM08 | CURRENT | 1
620 | NUT,PLAIN,HEXAGON | STAINLESS STEEL,GDE 304;THIN NUT;M8;ISO M;AS1444;BOX OF 100,PACK WEIGHT 0.3 KG; | STATEWD | STATEWIDE FSTNERS & ENG SPLS PL | NLES4M8 | CURRENT | 2
621 | NUT,PLAIN,HEXAGON | STAINLESS STEEL,GDE 304;THIN NUT;M10;ISO M;AS2837/AS1449 (MATERIAL),AS1112 (DIMENSIONS);BOX OF 100,PACK WEIGHT 0.7 KG; | HOBSON | HOBSON ENGINEERING CO PTY LTD 393904 | NL04PCM10 | CURRENT | 1
621 | NUT,PLAIN,HEXAGON | STAINLESS STEEL,GDE 304;THIN NUT;M10;ISO M;AS2837/AS1449 (MATERIAL),AS1112 (DIMENSIONS);BOX OF 100,PACK WEIGHT 0.7 KG; | STATEWD | STATEWIDE FSTNERS & ENG SPLS PL | NLES4M10 | CURRENT | 2
622 | NUT,PLAIN,HEXAGON | STAINLESS STEEL,GDE 304;STD;M12;ISO M; AS2837/AS1449 (MATERIAL),AS1112 DIMENSIONS);BOX OF 100,PACK WEIGHT 1.7 KG; | HOBSON | HOBSON ENGINEERING CO PTY LTD 393904 | NH04PCM12 | CURRENT | 1
622 | NUT,PLAIN,HEXAGON | STAINLESS STEEL,GDE 304;STD;M12;ISO M; AS2837/AS1449 (MATERIAL),AS1112 DIMENSIONS);BOX OF 100,PACK WEIGHT 1.7 KG; | STATEWD | STATEWIDE FSTNERS & ENG SPLS PL | NES4M12 | CURRENT | 2
642 | NUT,SELF-LOCKING,HEXAGON. | STEEL;ZINC PLATED;NYLON INSERT TYPE;M6; ISO M;PACK OF 100; | HOBSON | HOBSON ENGINEERING CO PTY LTD 393904 | NN08ZCM06 | CURRENT | 1
642 | NUT,SELF-LOCKING,HEXAGON. | STEEL;ZINC PLATED;NYLON INSERT TYPE;M6; ISO M;PACK OF 100; | COVENTRY | COVENTRY FASTENERS QLD | 6MNN | CURRENT | 2
646 | NUT,SHEET SPRING. | SPRING STEEL;ZINC-PLATED;M6;ISO M; W/O SPRING;PACK OF 100,PACK WEIGHT 2.0 KG; | EZYSTRUT | EZYSTRUT CABLE & PIPE SUPPORTS | E3016Z | CURRENT | 1
678 | SCREW,COACH | STEEL;GALV;HEX HD;GIMLET POINT;M10; 65 MM LG;BAG OF 100,PACK WEIGHT 3.70 KG; PALLET OF 12800, WEIGHT 475KG; | STATEWD | STATEWIDE FSTNERS & ENG SPLS PL | CSEGM1065 | CURRENT | 2
684 | SCREW,COACH | STEEL;GALV;HEX HD;GIMLET POINT;M12; 100MM LG;BOX OF 200,PACK WEIGHT 10.40 KG ,PALLET OF 6400,PALLET WEIGHT 665 KG; | STATEWD | STATEWIDE FSTNERS & ENG SPLS PL | CSEGM1290 | CURRENT | 2
684 | SCREW,COACH | STEEL;GALV;HEX HD;GIMLET POINT;M12; 100MM LG;BOX OF 200,PACK WEIGHT 10.40 KG ,PALLET OF 6400,PALLET WEIGHT 665 KG; | HOBSON | HOBSON ENGINEERING CO PTY LTD 393904 | BH46GLM120090 | CURRENT | 2
684 | SCREW,COACH | STEEL;GALV;HEX HD;GIMLET POINT;M12; 100MM LG;BOX OF 200,PACK WEIGHT 10.40 KG ,PALLET OF 6400,PALLET WEIGHT 665 KG; | SEWELFRG | GREG SEWELL FORGINGS PTY LTD | 684 | CURRENT | 1
688 | SCREW,COACH | STEEL;GALV;HEX HD;GIMLET POINT;M16; 90 MM LG; Pack of 25 | HOBSON | HOBSON ENGINEERING CO PTY LTD 393904 | BH46GLM160090 | CURRENT | 1
688 | SCREW,COACH | STEEL;GALV;HEX HD;GIMLET POINT;M16; 90 MM LG; Pack of 25 | STATEWD | STATEWIDE FSTNERS & ENG SPLS PL | CSEGM1690 | CURRENT | 2
689 | SCREW,COACH | M16 x 130mm, Hex, Galv Steel, Gimlet Point (P25) | STATEWD | STATEWIDE FSTNERS & ENG SPLS PL | CSEGM16130 | CURRENT | 1
690 | SCREW,COACH | STEEL;GALV;HEX HD;GIMLET POINT;M16; 150 MM LG;BAG OF 50,PACK WEIGHT 17.55 KG | STATEWD | STATEWIDE FSTNERS & ENG SPLS PL | CSEGM16150 | CURRENT | 2
716 | SCREW,MACHINE | BRASS;RD HD,SLOT DRIVE;5/32 IN;BSW; 1 IN LG;BOX OF 200; | SUMMIT | SUMMIT GROUP | 6RIWB04025 | CURRENT | 1
716 | SCREW,MACHINE | BRASS;RD HD,SLOT DRIVE;5/32 IN;BSW; 1 IN LG;BOX OF 200; | COVENTRY | COVENTRY FASTENERS QLD | 532X1BWBRRMT | CURRENT | 2
718 | SCREW,MACHINE | BRASS;RD HD,SLOT DRIVE;5/32 IN;BSW; 2 IN LG;BOX OF 200; | SUMMIT | SUMMIT GROUP | 6RIWB04050 | CURRENT | 1
718 | SCREW,MACHINE | BRASS;RD HD,SLOT DRIVE;5/32 IN;BSW; 2 IN LG;BOX OF 200; | STATEWD | STATEWIDE FSTNERS & ENG SPLS PL | MTBERSW5322 | CURRENT | 2
720 | SCREW,MACHINE | BRASS;PAN HD,SLOT DRIVE;M4;ISO M; 12 MM LG;BOX OF 200; | SUMMIT | SUMMIT GROUP | 6PICB04012 | CURRENT | 1
720 | SCREW,MACHINE | BRASS;PAN HD,SLOT DRIVE;M4;ISO M; 12 MM LG;BOX OF 200; | STATEWD | STATEWIDE FSTNERS & ENG SPLS PL | MTBEPSM412 | CURRENT | 2
721 | SCREW,MACHINE | BRASS;PAN HD,SLOT DRIVE;M4;ISO M; 25 MM LG;BOX OF 200; | SUMMIT | SUMMIT GROUP | 6PICB04025 | CURRENT | 1
721 | SCREW,MACHINE | BRASS;PAN HD,SLOT DRIVE;M4;ISO M; 25 MM LG;BOX OF 200; | STATEWD | STATEWIDE FSTNERS & ENG SPLS PL | MTBEPSM425 | CURRENT | 2
722 | SCREW,MACHINE | BRASS;RD HD,SLOT DRIVE;1/8 IN;BSW; 1-1/2 IN LG;BOX OF 200; | STATEWD | STATEWIDE FSTNERS & ENG SPLS PL | BRASS;RD HD;1/8 IN | CURRENT | 1
726 | SCREW,MACHINE | Metal Thread, 3/16" x 1" Lg, Brass, BSW, Cheese HD, Slotted Drive, Box of 200 | SUMMIT | SUMMIT GROUP | 6RIWB05025 | CURRENT | 1
726 | SCREW,MACHINE | Metal Thread, 3/16" x 1" Lg, Brass, BSW, Cheese HD, Slotted Drive, Box of 200 | STATEWD | STATEWIDE FSTNERS & ENG SPLS PL | MTBERSW3161 | CURRENT | 2
728 | SCREW,MACHINE | BRASS;RD HD,SLOT DRIVE;3/16 IN;BSW; 1-1/2 IN LG;BOX OF 200; | SUMMIT | SUMMIT GROUP | 6RIWB05038 | CURRENT | 1
728 | SCREW,MACHINE | BRASS;RD HD,SLOT DRIVE;3/16 IN;BSW; 1-1/2 IN LG;BOX OF 200; | STATEWD | STATEWIDE FSTNERS & ENG SPLS PL | BRASS;RD HD;3/16 IN | CURRENT | 2
729 | SCREW,MACHINE | Metal Thread, 3/16" x 2" Lg, Brass, BSW, Cheese HD, Slotted Drive, Box of 200 | SUMMIT | SUMMIT GROUP | 6RIWB05050 | CURRENT | 1
729 | SCREW,MACHINE | Metal Thread, 3/16" x 2" Lg, Brass, BSW, Cheese HD, Slotted Drive, Box of 200 | COVENTRY | COVENTRY FASTENERS QLD | 316X2BWBRRMT | CURRENT | 2
895 | SETSCREW | STEEL;GALV;HEX HD;FLAT POINT;M16;ISO M; 30 MM LG;BOX OF 150;REFER CONCRETE POLE MANUAL 1/102;PACK OF 100; | HOBSON | HOBSON ENGINEERING CO PTY LTD 393904 | KBH46GCM160030 | CURRENT | 1
895 | SETSCREW | STEEL;GALV;HEX HD;FLAT POINT;M16;ISO M; 30 MM LG;BOX OF 150;REFER CONCRETE POLE MANUAL 1/102;PACK OF 100; | SUMMIT | SUMMIT GROUP | 6SCMG16030 | CURRENT | 2
895 | SETSCREW | STEEL;GALV;HEX HD;FLAT POINT;M16;ISO M; 30 MM LG;BOX OF 150;REFER CONCRETE POLE MANUAL 1/102;PACK OF 100; | STATEWD | STATEWIDE FSTNERS & ENG SPLS PL | HBGM1630 | CURRENT | 2
900 | SETSCREW | STAINLESS STEEL,GDE 304;HEX HD; FLAT POINT;M6;ISO M;25 MM LG;DIN 933; BOX OF 100; | HOBSON | HOBSON ENGINEERING CO PTY LTD 393904 | XEKBS16XCM060025 | CURRENT | 1
900 | SETSCREW | STAINLESS STEEL,GDE 304;HEX HD; FLAT POINT;M6;ISO M;25 MM LG;DIN 933; BOX OF 100; | STATEWD | STATEWIDE FSTNERS & ENG SPLS PL | HSNS4M625 | CURRENT | 2
900 | SETSCREW | STAINLESS STEEL,GDE 304;HEX HD; FLAT POINT;M6;ISO M;25 MM LG;DIN 933; BOX OF 100; | COVENTRY | COVENTRY FASTENERS QLD | 6X25MGBN | CURRENT | 2
902 | SETSCREW | STAINLESS STEEL,GDE 304;HEX HD; FLAT POINT;M8;ISO M;25 MM LG;DIN 933; BOX OF 100;USED ON PADMOUNTS & TOMBSTONE PILLARS AS OUTLINED IN | HOBSON | HOBSON ENGINEERING CO PTY LTD 393904 | XEKBS16XCM080025 | CURRENT | 1
902 | SETSCREW | STAINLESS STEEL,GDE 304;HEX HD; FLAT POINT;M8;ISO M;25 MM LG;DIN 933; BOX OF 100;USED ON PADMOUNTS & TOMBSTONE PILLARS AS OUTLINED IN | STATEWD | STATEWIDE FSTNERS & ENG SPLS PL | HSNS4M825 | CURRENT | 2
902 | SETSCREW | STAINLESS STEEL,GDE 304;HEX HD; FLAT POINT;M8;ISO M;25 MM LG;DIN 933; BOX OF 100;USED ON PADMOUNTS & TOMBSTONE PILLARS AS OUTLINED IN | COVENTRY | COVENTRY FASTENERS QLD | 8X24MGBN | CURRENT | 2
903 | SETSCREW | STAINLESS STEEL,GDE 304;HEX HD;FLAT POINT;M10;ISO M;25 MM LG;AS2837/AS1449 (MATERIAL),AS1111/DIN 933 (DIMENSIONS); BOX OF 100,PACK WEIGHT 2.3 KG; | HOBSON | HOBSON ENGINEERING CO PTY LTD 393904 | XEKBS16XCM100025 | CURRENT | 1
903 | SETSCREW | STAINLESS STEEL,GDE 304;HEX HD;FLAT POINT;M10;ISO M;25 MM LG;AS2837/AS1449 (MATERIAL),AS1111/DIN 933 (DIMENSIONS); BOX OF 100,PACK WEIGHT 2.3 KG; | STATEWD | STATEWIDE FSTNERS & ENG SPLS PL | HSNS4M1025 | CURRENT | 2
903 | SETSCREW | STAINLESS STEEL,GDE 304;HEX HD;FLAT POINT;M10;ISO M;25 MM LG;AS2837/AS1449 (MATERIAL),AS1111/DIN 933 (DIMENSIONS); BOX OF 100,PACK WEIGHT 2.3 KG; | STATEWD | STATEWIDE FSTNERS & ENG SPLS PL | HSNES4M1025 | CURRENT | 2
905 | SETSCREW | STAINLESS STEEL,GDE 304;HEX HD;FLAT POINT;M10;ISO M;90 MM LG;AS2837/AS1449 (MATERIAL),AS1111/DIN 933 (DIMENSIONS); BOX OF 100; | HOBSON | HOBSON ENGINEERING CO PTY LTD 393904 | XEKBS16XCM100090 | CURRENT | 1
905 | SETSCREW | STAINLESS STEEL,GDE 304;HEX HD;FLAT POINT;M10;ISO M;90 MM LG;AS2837/AS1449 (MATERIAL),AS1111/DIN 933 (DIMENSIONS); BOX OF 100; | STATEWD | STATEWIDE FSTNERS & ENG SPLS PL | HSNS4M1090 | CURRENT | 2
905 | SETSCREW | STAINLESS STEEL,GDE 304;HEX HD;FLAT POINT;M10;ISO M;90 MM LG;AS2837/AS1449 (MATERIAL),AS1111/DIN 933 (DIMENSIONS); BOX OF 100; | COVENTRY | COVENTRY FASTENERS QLD | 10X90MG30455 | CURRENT | 2
907 | SETSCREW | STAINLESS STEEL,GDE 304;HEX HD;FLAT POINT;M12;ISO M;25 MM LG;AS2837/AS1449 (MATERIAL),AS1111/DIN 933 (DIMENSIONS); BOX OF 100,PACK WEIGHT 3.4 KG; | HOBSON | HOBSON ENGINEERING CO PTY LTD 393904 | XEKBS16XCM120025 | CURRENT | 1
907 | SETSCREW | STAINLESS STEEL,GDE 304;HEX HD;FLAT POINT;M12;ISO M;25 MM LG;AS2837/AS1449 (MATERIAL),AS1111/DIN 933 (DIMENSIONS); BOX OF 100,PACK WEIGHT 3.4 KG; | STATEWD | STATEWIDE FSTNERS & ENG SPLS PL | HSNS4M1225 | CURRENT | 2
907 | SETSCREW | STAINLESS STEEL,GDE 304;HEX HD;FLAT POINT;M12;ISO M;25 MM LG;AS2837/AS1449 (MATERIAL),AS1111/DIN 933 (DIMENSIONS); BOX OF 100,PACK WEIGHT 3.4 KG; | STATEWD | STATEWIDE FSTNERS & ENG SPLS PL | HSNES4M1225 | CURRENT | 2
909 | SETSCREW | STAINLESS STEEL,GDE 304;HEX HD;FLAT POINT;M12;ISO M;35 MM LG;AS2837/AS1449 (MATERIAL),AS1111/DIN 933 (DIMENSIONS); Pack of 100; | HOBSON | HOBSON ENGINEERING CO PTY LTD 393904 | XEKBS16XCM120035 | CURRENT | 1
909 | SETSCREW | STAINLESS STEEL,GDE 304;HEX HD;FLAT POINT;M12;ISO M;35 MM LG;AS2837/AS1449 (MATERIAL),AS1111/DIN 933 (DIMENSIONS); Pack of 100; | STATEWD | STATEWIDE FSTNERS & ENG SPLS PL | HSNS4M1235 | CURRENT | 2
909 | SETSCREW | STAINLESS STEEL,GDE 304;HEX HD;FLAT POINT;M12;ISO M;35 MM LG;AS2837/AS1449 (MATERIAL),AS1111/DIN 933 (DIMENSIONS); Pack of 100; | STATEWD | STATEWIDE FSTNERS & ENG SPLS PL | HSNES4M1235 | CURRENT | 2
912 | SETSCREW | M16 x 50mm, Hex, Flat Point, S/Steel Gde 316 c/w Hex Nut S/Steel Gde 304, Aust Std (P25) | HOBSON | HOBSON ENGINEERING CO PTY LTD 393904 | XEKBS16XCM160050 | CURRENT | 1
912 | SETSCREW | M16 x 50mm, Hex, Flat Point, S/Steel Gde 316 c/w Hex Nut S/Steel Gde 304, Aust Std (P25) | SUMMIT | SUMMIT GROUP | 6SCS216050-N | CURRENT | 2
912 | SETSCREW | M16 x 50mm, Hex, Flat Point, S/Steel Gde 316 c/w Hex Nut S/Steel Gde 304, Aust Std (P25) | STATEWD | STATEWIDE FSTNERS & ENG SPLS PL | HSES2S4M1650 | CURRENT | 2
955 | SCREW,WOOD | STEEL;ZINC PLATED; FLAT CSK HD,PHILLIPS HEAD; NO 10; 2 IN LG; | SUMMIT | SUMMIT GROUP | 3CCIUZ10050 | CURRENT | 1
955 | SCREW,WOOD | STEEL;ZINC PLATED; FLAT CSK HD,PHILLIPS HEAD; NO 10; 2 IN LG; | STATEWD | STATEWIDE FSTNERS & ENG SPLS PL | SWZCS102 | CURRENT | 2
955 | SCREW,WOOD | STEEL;ZINC PLATED; FLAT CSK HD,PHILLIPS HEAD; NO 10; 2 IN LG; | STATEWD | STATEWIDE FSTNERS & ENG SPLS PL | STEEL;FLAT CSK HD;NO.10; | CURRENT | 2
983 | NUT,PLAIN,HEXAGON | BRASS;NICKEL PLATED;1/2 NUT,LOCKNUT; M5 ISO M | STATEWD | STATEWIDE FSTNERS & ENG SPLS PL | NLBNPM5 | CURRENT | 2
985 | GASKET | CELLULOSE BASED,FIBRE TYPE;ANNULAR;FOR USE ON TRANSFORMERS;44.45 MM OD,25.4 MM ID,1.6 MM THK;BOUND W/NITRILE RUBBER; ASTM D1170-62T,P3442A & ASTM F104-76,F33 | QLDGASKT |  | QG SEQ 00985 | PURCHASE AS REQUIRED | 1
986 | GASKET | NITRILE BONDED CORK;ANNULAR;FOR USE ON TRANSFORMERS;44.45 MM OD,25.4 MM ID,3.2 MM THK;A.S.T.M. F104-83; BAG OF 100; | QLDGASKT |  | SEQ00986 | PURCHASE AS REQUIRED | 1
988 | GASKET | NITRILE BONDED CORK;ANNULAR;FOR USE ON TRANSFORMERS;44.45 MM OD,14.288 MM ID, 3.2 MM THK;A.S.T.M. F104-83; | QLDGASKT |  | SEQ 00988 | PURCHASE AS REQUIRED | 1
991 | GASKET | CELLULOSE BASED,FIBRE TYPE;ANNULAR; FOR USE ON TRANSFORMERS;63.5 MM OD, 26.988 MM ID,1.6 MM THK;BOUND W/NITRILE RUBBER;ASTM D1170-62T,P3442A & ASTM F104 | QLDGASKT |  | SEQ00991 | PURCHASE AS REQUIRED | 1
993 | GASKET | CELLULOSE BASED,FIBRE TYPE;ANNULAR; FOR USE ON TRANSFORMERS;69.85 MM OD, I44.45 MM ID,1.6 MM THK;BOUND W/NITRILE RUBBER;ASTM D1170-62T,P3442A & ASTM F104 | QLDGASKT |  | SEQ00993 | PURCHASE AS REQUIRED | 1
994 | GASKET | NITRILE BONDED CORK;ANNULAR;FOR USE ON TRANSFORMERS;69.85 MM OD,44.45 MM ID, 6.4 MM THK;A.S.T.M. F104-83; | QLDGASKT |  | SEQ00994 | PURCHASE AS REQUIRED | 1
997 | GASKET | NITRILE BONDED CORK;ANNULAR;FOR USE ON TRANSFORMERS;50.8 MM OD,17.463 MM ID, 3.2 MM THK;A.S.T.M. F104-83; | QLDGASKT |  | SEQ00997 | PURCHASE AS REQUIRED | 1
998 | GASKET | CELLULOSE BASED,FIBRE TYPE;ANNULAR; FOR USE ON TRANSFORMERS;50.8 MM OD, 17.463 MM ID,1.6 MM THK;BOUND W/NITRILE RUBBER;ASTM D1170-62T,P3442A & ASTM | QLDGASKT |  | SEQ 00998 | PURCHASE AS REQUIRED | 1
1000 | GASKET | NITRILE BONDED CORK;ANNULAR;FOR USE ON TRANSFORMERS;82.55 MM OD,57.15 MM ID, 6.4 MM THK;A.S.T.M. F104-83; | QLDGASKT |  | SEQ 01000 | PURCHASE AS REQUIRED | 1
1001 | GASKET | NITRILE BONDED CORK;ANNULAR;FOR USE ON TRANSFORMERS;85.725 MM OD,68.263 MM ID, 3.2 MM THK;A.S.T.M. F104-83; | QLDGASKT |  | SEQ 01001 | PURCHASE AS REQUIRED | 1
1001 | GASKET | NITRILE BONDED CORK;ANNULAR;FOR USE ON TRANSFORMERS;85.725 MM OD,68.263 MM ID, 3.2 MM THK;A.S.T.M. F104-83; | REPCOGSK |  | HR40 | PURCHASE AS REQUIRED | 2
1006 | GASKET | NITRILE BONDED CORK;ANNULAR;FOR USE ON TRANSFORMERS;107.95 MM OD,76.2 MM ID, 6.4 MM THK;A.S.T.M. F104-83; | QLDGASKT |  | SEQ 01006 | MAINTENANCE STOCK | 1
1007 | WASHER,FLAT | STEEL;GALV;M12 BOLT SIZE;50 MM SQ; 3 MM THK; | STATEWD | STATEWIDE FSTNERS & ENG SPLS PL | WSEGM12503 | CURRENT | 2
1008 | WASHER,FLAT | STEEL;GALV;M16 BOLT SIZE;50 MM SQ; 6 MM THK; | STATEWD | STATEWIDE FSTNERS & ENG SPLS PL | WSEGM16506 | CURRENT | 2
1010 | WASHER,FLAT | STEEL;GALV;M24 BOLT SIZE;75 MM SQ; 6 MM THK;BAG OF 50,PACK WEIGHT 11.35 KG, PALLET OF 6400,PALLET WEIGHT 1527 KG; | STATEWD | STATEWIDE FSTNERS & ENG SPLS PL | WSEGM24756 | CURRENT | 2
1016 | WASHER,FLAT | BRASS;1/4 IN BOLT SIZE;Pack of 100 | HOBSON | HOBSON ENGINEERING CO PTY LTD 393904 | WRBRP025050 | CURRENT | 1
1016 | WASHER,FLAT | BRASS;1/4 IN BOLT SIZE;Pack of 100 | COVENTRY | COVENTRY FASTENERS QLD | 14X12BRW | CURRENT | 2
1017 | WASHER,FLAT | BRASS;1/8 IN BOLT SIZE;BAG OF 200, PACK WEIGHT 0.08 KG; | HOBSON | HOBSON ENGINEERING CO PTY LTD 393904 | WRBRP012031 | CURRENT | 1
1017 | WASHER,FLAT | BRASS;1/8 IN BOLT SIZE;BAG OF 200, PACK WEIGHT 0.08 KG; | COVENTRY | COVENTRY FASTENERS QLD | 18X516BRW | CURRENT | 2
1018 | WASHER,FLAT | BRASS,BRIGHT;3/16 IN BOLT SIZE; 7/16 IN OD;21 SWG THK;BOX OF 200, PACK WEIGHT 0.10 KG; | STATEWD | STATEWIDE FSTNERS & ENG SPLS PL | WFBW316716 | CURRENT | 2
1022 | WASHER,FLAT | BRASS;5/32 IN BOLT SIZE;BAG OF 200, PACK WEIGHT 0.11 KG; | HOBSON | HOBSON ENGINEERING CO PTY LTD 393904 | WRBRP015037 | CURRENT | 1
1022 | WASHER,FLAT | BRASS;5/32 IN BOLT SIZE;BAG OF 200, PACK WEIGHT 0.11 KG; | STATEWD | STATEWIDE FSTNERS & ENG SPLS PL | WFBW53238 | CURRENT | 2
1035 | WASHER,FLAT | STEEL;GALV;M24 BOLT SIZE;LARGE SERIES ,AS1237; | STATEWD | STATEWIDE FSTNERS & ENG SPLS PL | WFGML24 | CURRENT | 2
1040 | WASHER,FLAT | STEEL;GALV;5/16 IN BOLT SIZE; BAG OF 50; | STATEWD | STATEWIDE FSTNERS & ENG SPLS PL | WIGM516 | CURRENT | 2
1043 | WASHER,FLAT | STEEL;GALV;M10 BOLT SIZE;LARGE SERIES; AS1237;BAG OF 200,PACK WEIGHT 1.40 KG; | STATEWD | STATEWIDE FSTNERS & ENG SPLS PL | WFGML10 | CURRENT | 2
1044 | WASHER,FLAT | STEEL;GALV;M12 BOLT SIZE;LARGE SERIES ,AS1237;BAG OF 200,PACK WEIGHT 2.22 KG; PALLET OF 2000, WEIGHT 25KG; | STATEWD | STATEWIDE FSTNERS & ENG SPLS PL | WFGML12 | CURRENT | 2
1045 | WASHER,FLAT | STEEL;GALV;M16 BOLT SIZE;LARGE SERIES OD 34 MM,3.0 MM THK,AS1237; | STATEWD | STATEWIDE FSTNERS & ENG SPLS PL | WFGML16 | CURRENT | 2
1046 | WASHER,FLAT | STEEL;GALV;M20 BOLT SIZE;LARGE SERIES ;AS1237;BOX OF 200,PACK WEIGHT 5.08 KG; | STATEWD | STATEWIDE FSTNERS & ENG SPLS PL | WFGML20 | CURRENT | 2
1047 | WASHER,FLAT | STAINLESS STEEL;GDE 304 OR 316;1/4 IN BOLT SIZE;AS1449;BOX OF 100,PACK WEIGHT 0.15 KG; | HOBSON | HOBSON ENGINEERING CO PTY LTD 393904 | WR04P025050 | CURRENT | 1
1047 | WASHER,FLAT | STAINLESS STEEL;GDE 304 OR 316;1/4 IN BOLT SIZE;AS1449;BOX OF 100,PACK WEIGHT 0.15 KG; | SUMMIT | SUMMIT GROUP | 6WRIS206 | CURRENT | 2
1047 | WASHER,FLAT | STAINLESS STEEL;GDE 304 OR 316;1/4 IN BOLT SIZE;AS1449;BOX OF 100,PACK WEIGHT 0.15 KG; | STATEWD | STATEWIDE FSTNERS & ENG SPLS PL | WFES4W1458 | CURRENT | 2
1048 | WASHER,FLAT | STAINLESS STEEL,GDE 304 OR 316; 3/16 IN BOLT SIZE;AS1449;BOX OF 100, PACK WEIGHT 0.06 KG; | STATEWD | STATEWIDE FSTNERS & ENG SPLS PL | 3/16 IN;STAINLESS STEEL; | CURRENT | 1
1051 | WASHER,FLAT | STAINLESS STEEL,GDE 304 OR 316; 5/16 IN BOLT SIZE;AS1449; | STATEWD | STATEWIDE FSTNERS & ENG SPLS PL | WFES4W51634 | CURRENT | 2
1052 | WASHER,FLAT | STAINLESS STEEL,GDE 304;M10 BOLT SIZE; AS2837/AS1449 (MATERIAL),AS1237 (DIMENSIONS);BOX OF 100,PACK WEIGHT 0.2 KG; | HOBSON | HOBSON ENGINEERING CO PTY LTD 393904 | WR16PM10 | CURRENT | 1
1052 | WASHER,FLAT | STAINLESS STEEL,GDE 304;M10 BOLT SIZE; AS2837/AS1449 (MATERIAL),AS1237 (DIMENSIONS);BOX OF 100,PACK WEIGHT 0.2 KG; | STATEWD | STATEWIDE FSTNERS & ENG SPLS PL | WFES4M1021 | CURRENT | 2
1053 | WASHER,FLAT | STAINLESS STEEL,GDE 304;M12 BOLT SIZE; AS2837/AS1449 (MATERIAL),AS1237, (DIMENSIONS);BOX OF 100,PACK WEIGHT 0.09 KG; | HOBSON | HOBSON ENGINEERING CO PTY LTD 393904 | WR16PM12 | CURRENT | 1
1053 | WASHER,FLAT | STAINLESS STEEL,GDE 304;M12 BOLT SIZE; AS2837/AS1449 (MATERIAL),AS1237, (DIMENSIONS);BOX OF 100,PACK WEIGHT 0.09 KG; | STATEWD | STATEWIDE FSTNERS & ENG SPLS PL | WFES4M12 | CURRENT | 2
1054 | WASHER,FLAT | Round, M16, S/Steel Gde 316, Aust Std (P100) | HOBSON | HOBSON ENGINEERING CO PTY LTD 393904 | WR16PM16 | CURRENT | 1
1054 | WASHER,FLAT | Round, M16, S/Steel Gde 316, Aust Std (P100) | STATEWD | STATEWIDE FSTNERS & ENG SPLS PL | WFES4M16 | CURRENT | 2
1068 | WASHER,LOCK | SPRING,SINGLE COIL;STEEL;GALV; M24 BOLT SIZE;AS1968;PACK OF 100; | HOBSON | HOBSON ENGINEERING CO PTY LTD 393904 | WRMSGSM24 | CURRENT | 1
1068 | WASHER,LOCK | SPRING,SINGLE COIL;STEEL;GALV; M24 BOLT SIZE;AS1968;PACK OF 100; | STATEWD | STATEWIDE FSTNERS & ENG SPLS PL | WSGM24 | CURRENT | 2
1069 | WASHER,LOCK | SPRING,SINGLE COIL;STEEL;GALV; M12 BOLT SIZE;AS1968;BOX OF 200, PACK WEIGHT 0.8 KG; | HOBSON | HOBSON ENGINEERING CO PTY LTD 393904 | WRMSGSM12 | CURRENT | 1
1069 | WASHER,LOCK | SPRING,SINGLE COIL;STEEL;GALV; M12 BOLT SIZE;AS1968;BOX OF 200, PACK WEIGHT 0.8 KG; | STATEWD | STATEWIDE FSTNERS & ENG SPLS PL | WSGM12 | CURRENT | 2
1072 | WASHER,LOCK | SPRING,SINGLE COIL;STEEL;GALV; M10 BOLT SIZE;PACK OF 200,PACK WEIGHT 0.6 KG; | HOBSON | HOBSON ENGINEERING CO PTY LTD 393904 | WRMSGSM10 | CURRENT | 1
1072 | WASHER,LOCK | SPRING,SINGLE COIL;STEEL;GALV; M10 BOLT SIZE;PACK OF 200,PACK WEIGHT 0.6 KG; | STATEWD | STATEWIDE FSTNERS & ENG SPLS PL | WSGM10 | CURRENT | 2
1074 | WASHER,SPRING TENSION | M16, Galv Steel, Spring, Single Coil, 26.9mm OD, 16.7mm ID, 3.75mm Thk, AS1968 | HOBSON | HOBSON ENGINEERING CO PTY LTD 393904 | WRMSGSM16 | CURRENT | 1
1074 | WASHER,SPRING TENSION | M16, Galv Steel, Spring, Single Coil, 26.9mm OD, 16.7mm ID, 3.75mm Thk, AS1968 | STATEWD | STATEWIDE FSTNERS & ENG SPLS PL | WSGM16 | CURRENT | 2
1076 | WASHER,LOCK | SPRING,SINGLE COIL;STAINLESS STEEL, GDE 316 OR 304;1/4 IN BOLT SIZE;AS1449; BOX OF 100,PACK WEIGHT 0.11 KG; | HOBSON | HOBSON ENGINEERING CO PTY LTD 393904 | WR16S025 | CURRENT | 1
1076 | WASHER,LOCK | SPRING,SINGLE COIL;STAINLESS STEEL, GDE 316 OR 304;1/4 IN BOLT SIZE;AS1449; BOX OF 100,PACK WEIGHT 0.11 KG; | STATEWD | STATEWIDE FSTNERS & ENG SPLS PL | WSES4W14 | CURRENT | 2
1077 | WASHER,LOCK | SPRING,SINGLE COIL;STAINLESS STEEL, GDE 316 OR 304;3/16 IN BOLT SIZE;AS1449; PACK OF 100,PACK WEIGHT 0.07 KG; | STATEWD | STATEWIDE FSTNERS & ENG SPLS PL | WSES4W316 | CURRENT | 2
1079 | WASHER,LOCK | SPRING,SINGLE COIL;STAINLESS STEEL, GDE 316 OR 304;5/16 IN BOLT SIZE;AS1449; BOX OF 100,PACK WEIGHT 0.2 KG; | HOBSON | HOBSON ENGINEERING CO PTY LTD 393904 | WR16S031 | CURRENT | 1
1079 | WASHER,LOCK | SPRING,SINGLE COIL;STAINLESS STEEL, GDE 316 OR 304;5/16 IN BOLT SIZE;AS1449; BOX OF 100,PACK WEIGHT 0.2 KG; | STATEWD | STATEWIDE FSTNERS & ENG SPLS PL | WSES4W516 | CURRENT | 2
1080 | WASHER,LOCK | SPRING,SINGLE COIL;STAINLESS STEEL, GDE 316;M10 BOLT SIZE;AS2837/AS1449, (MATERIAL),AS1968 (DIMENSIONS); BOX OF 100,PACK WEIGHT 0.06 KG; | HOBSON | HOBSON ENGINEERING CO PTY LTD 393904 | WR16SM10 | CURRENT | 1
1080 | WASHER,LOCK | SPRING,SINGLE COIL;STAINLESS STEEL, GDE 316;M10 BOLT SIZE;AS2837/AS1449, (MATERIAL),AS1968 (DIMENSIONS); BOX OF 100,PACK WEIGHT 0.06 KG; | STATEWD | STATEWIDE FSTNERS & ENG SPLS PL | WSES6M10 | CURRENT | 2
1081 | WASHER,LOCK | SPRING,SINGLE COIL;STAINLESS STEEL, GDE 316;M12 BOLT SIZE;AS2837/AS1449, MATERIAL),AS1968 (DIMENSIONS); BOX OF 50/100,PACK WEIGHT 0.09 KG; | HOBSON | HOBSON ENGINEERING CO PTY LTD 393904 | WR16SM12 | CURRENT | 1
1081 | WASHER,LOCK | SPRING,SINGLE COIL;STAINLESS STEEL, GDE 316;M12 BOLT SIZE;AS2837/AS1449, MATERIAL),AS1968 (DIMENSIONS); BOX OF 50/100,PACK WEIGHT 0.09 KG; | STATEWD | STATEWIDE FSTNERS & ENG SPLS PL | WSES6M12 | CURRENT | 2
1082 | WASHER,SPRING TENSION | M16, Single Coil, S/Steel Gde 316, Aust Std (P100) | HOBSON | HOBSON ENGINEERING CO PTY LTD 393904 | WR16SM16 | CURRENT | 1
1082 | WASHER,SPRING TENSION | M16, Single Coil, S/Steel Gde 316, Aust Std (P100) | STATEWD | STATEWIDE FSTNERS & ENG SPLS PL | WSES6M16 | CURRENT | 2
1089 | WASHER,SPRING TENSION | Belleville, M12, 30mm OD, 2mm Thk, S/Steel Gde 316 (P100) | THEWMCAN | TMAC THEW & MCCANN GROUP | 8-M-89-301 | CURRENT | 2
1089 | WASHER,SPRING TENSION | Belleville, M12, 30mm OD, 2mm Thk, S/Steel Gde 316 (P100) | HOBSON | HOBSON ENGINEERING CO PTY LTD 393904 | XEWR16BM12028 | CURRENT | 1
1091 | WASHER,CONVEX | STAINLESS STEEL;5/8 IN BOLT SIZE; BOX OF 100; | HOBSON | HOBSON ENGINEERING CO PTY LTD 393904 | WR04BM16 | CURRENT | 1
1091 | WASHER,CONVEX | STAINLESS STEEL;5/8 IN BOLT SIZE; BOX OF 100; | STATEWD | STATEWIDE FSTNERS & ENG SPLS PL | WBES4M16 | CURRENT | 2
1106 | WASHER,LOCK | SPRING,SINGLE COIL;STEEL;ZINC PLATED; M8 BOLT SIZE;AS1968 | HOBSON | HOBSON ENGINEERING CO PTY LTD 393904 | WRMSZSM08 | CURRENT | 1
1106 | WASHER,LOCK | SPRING,SINGLE COIL;STEEL;ZINC PLATED; M8 BOLT SIZE;AS1968 | STATEWD | STATEWIDE FSTNERS & ENG SPLS PL | WSZM8 | CURRENT | 2
1109 | WASHER,FLAT | STEEL;GALV;M16 BOLT SIZE;65 MM OD; 25 MM THK;ROUND WASHER;PACK OF 25,PACK WEIGHT 0.25 KG; | DULHUNTY | DULHUNTY INDUSTRIES PTY LTD | W1600FG | CURRENT | 1
1123 | NAIL | BULLET HD;STEEL;BRIGHT;75 MM LG; 3.75 MM DIA;1 KG PACK,(141 NAILS PER KG) CARTON OF 16; | SUMMIT | SUMMIT GROUP | 5NBHB075375-1 | CURRENT | 1
1123 | NAIL | BULLET HD;STEEL;BRIGHT;75 MM LG; 3.75 MM DIA;1 KG PACK,(141 NAILS PER KG) CARTON OF 16; | STATEWD | STATEWIDE FSTNERS & ENG SPLS PL | NBRBH753751 | CURRENT | 2
1127 | NAIL | BULLET HD;STEEL;BRIGHT;50 MM LG; 3.15 MM DIA;1 KG PACK,(300 NAILS PER KG) CARTON OF 10 PACKS; | SUMMIT | SUMMIT GROUP | 5NBHB050315-1 | CURRENT | 1
1127 | NAIL | BULLET HD;STEEL;BRIGHT;50 MM LG; 3.15 MM DIA;1 KG PACK,(300 NAILS PER KG) CARTON OF 10 PACKS; | COVENTRY | COVENTRY FASTENERS QLD | 3.15X50MBHN1 | CURRENT | 2
1140 | NAIL | Roofing, Twisted Shank, Galv Steel, 60mm Lg, 3.75mm Dia | SUMMIT | SUMMIT GROUP | 5NRMG060375-2 | CURRENT | 1
1140 | NAIL | Roofing, Twisted Shank, Galv Steel, 60mm Lg, 3.75mm Dia | STATEWD | STATEWIDE FSTNERS & ENG SPLS PL | NRG503751 | CURRENT | 2
1146 | NAIL | CLOUT;STEEL;GALV;30 MM LG;2.8 MM DIA; 1 KG PACK,(529 NAILS TO A KG); | SUMMIT | SUMMIT GROUP | 5NC30280 | CURRENT | 1
1146 | NAIL | CLOUT;STEEL;GALV;30 MM LG;2.8 MM DIA; 1 KG PACK,(529 NAILS TO A KG); | STATEWD | STATEWIDE FSTNERS & ENG SPLS PL | NCG30281 | CURRENT | 2
1148 | RIVET,BLIND | ALUM HD;13.6 MM BODY LG;7.9 MM GRIP LG; DOME HD;1.7 MM SHANK DIA;3.2 MM HD DIA; STEEL MANDREL,CHISEL POINT; | SUMMIT | SUMMIT GROUP | 11NPG155-1148 | CURRENT | 1
1148 | RIVET,BLIND | ALUM HD;13.6 MM BODY LG;7.9 MM GRIP LG; DOME HD;1.7 MM SHANK DIA;3.2 MM HD DIA; STEEL MANDREL,CHISEL POINT; | AVDEL | AVDEL | 1661-0414 | CURRENT | 2
1149 | RIVET,BLIND | ALUM HD;18.7 MM BODY LG;11.1 MM GRIP LG; DOME HD;2.8 MM SHANK DIA;4.8 MM HD DIA; STEEL MANDREL,CHISEL POINT;PACK OF 500 | HOBSON | HOBSON ENGINEERING CO PTY LTD 393904 | R9P73OAS608 | CURRENT | 1
1149 | RIVET,BLIND | ALUM HD;18.7 MM BODY LG;11.1 MM GRIP LG; DOME HD;2.8 MM SHANK DIA;4.8 MM HD DIA; STEEL MANDREL,CHISEL POINT;PACK OF 500 | SUMMIT | SUMMIT GROUP | 11NPG155-1149 | CURRENT | 2
1149 | RIVET,BLIND | ALUM HD;18.7 MM BODY LG;11.1 MM GRIP LG; DOME HD;2.8 MM SHANK DIA;4.8 MM HD DIA; STEEL MANDREL,CHISEL POINT;PACK OF 500 | STATEWD | STATEWIDE FSTNERS & ENG SPLS PL | RA016610619 | CURRENT | 2
1150 | RIVET,BLIND | ALUM HD;12.5 MM BODY LG;6.3 MM GRIP LG; DOME HD;2.1 MM SHANK DIA;4 MM HD DIA; STEEL MANDREL,CHISEL POINT; | SUMMIT | SUMMIT GROUP | 11NPG155-1150 | CURRENT | 1
1150 | RIVET,BLIND | ALUM HD;12.5 MM BODY LG;6.3 MM GRIP LG; DOME HD;2.1 MM SHANK DIA;4 MM HD DIA; STEEL MANDREL,CHISEL POINT; | COVENTRY | COVENTRY FASTENERS QLD | 01661-00512 | CURRENT | 2
1151 | RIVET,BLIND | ALUM HD;13.9 MM BODY LG;6.3 MM GRIP LG; DOME HD;2.8 MM SHANK DIA;4.8 MM HD DIA; STEEL MANDREL,CHISEL POINT;PACK OF 250 ,PACK WEIGHT 0.70 KG; | SUMMIT | SUMMIT GROUP | 11NPG155-1151 | CURRENT | 1
1151 | RIVET,BLIND | ALUM HD;13.9 MM BODY LG;6.3 MM GRIP LG; DOME HD;2.8 MM SHANK DIA;4.8 MM HD DIA; STEEL MANDREL,CHISEL POINT;PACK OF 250 ,PACK WEIGHT 0.70 KG; | COVENTRY | COVENTRY FASTENERS QLD | 01661-00613 | CURRENT | 2
1153 | RIVET,BLIND | ALUM HD;12.2 MM BODY LG;6.3 MM GRIP LG; CSK HD;1.7 MM SHANK DIA;3.2 MM HD DIA; STEEL MANDREL,NAIL POINT; | SUMMIT | SUMMIT GROUP | 11NPG155-1153 | CURRENT | 1
1153 | RIVET,BLIND | ALUM HD;12.2 MM BODY LG;6.3 MM GRIP LG; CSK HD;1.7 MM SHANK DIA;3.2 MM HD DIA; STEEL MANDREL,NAIL POINT; | STATEWD | STATEWIDE FSTNERS & ENG SPLS PL | RA016040412 | CURRENT | 2
1154 | RIVET,BLIND | ALUM HD;15.5 MM BODY LG;7.9 MM GRIP LG; CSK HD;2.8 MM SHANK DIA;4.8 MM HD DIA; STEEL MANDREL,NAIL POINT; | SUMMIT | SUMMIT GROUP | 11NPG155-1154 | CURRENT | 1
1154 | RIVET,BLIND | ALUM HD;15.5 MM BODY LG;7.9 MM GRIP LG; CSK HD;2.8 MM SHANK DIA;4.8 MM HD DIA; STEEL MANDREL,NAIL POINT; | STATEWD | STATEWIDE FSTNERS & ENG SPLS PL | RA016040615 | CURRENT | 2
1403 | BAR,METAL | COPPER;RD ROD;8 MM NOMINAL DIA; HARD DRAWN;AS1567/110 - H;3.0 M LG, BUNDLE OF 20;,WEIGHT 27 KG; | GEOWEST | GEORGE WESTON & SONS | CROD 7.94-110 | CURRENT | 2
1403 | BAR,METAL | COPPER;RD ROD;8 MM NOMINAL DIA; HARD DRAWN;AS1567/110 - H;3.0 M LG, BUNDLE OF 20;,WEIGHT 27 KG; | PRIMETA | PRIMARY METALS & ALLOYS | 1-6082-1 | CURRENT | 2
1403 | BAR,METAL | COPPER;RD ROD;8 MM NOMINAL DIA; HARD DRAWN;AS1567/110 - H;3.0 M LG, BUNDLE OF 20;,WEIGHT 27 KG; | PRIMETA | PRIMARY METALS & ALLOYS | 1-6082-8EGEX | CURRENT | 1
1413 | BAR,METAL | COPPER;FLAT SHAPE;38.1 MM W;3.18 MM; THK;HARD DRAWN;RADIUS EDGE;AS1567-110; 4.0 M LG; | GEOWEST | GEORGE WESTON & SONS | CF 38.1X3.18 | CURRENT | 2
1413 | BAR,METAL | COPPER;FLAT SHAPE;38.1 MM W;3.18 MM; THK;HARD DRAWN;RADIUS EDGE;AS1567-110; 4.0 M LG; | PRIMETA | PRIMARY METALS & ALLOYS | 1-1011 | CURRENT | 1
1420 | BAR,METAL | COPPER;FLAT SHAPE;50 W X 6.3 MM THK; ;HARD DRAWN;RD EDGE;AS1567-110; 4.0 M LG; | GEOWEST | GEORGE WESTON & SONS | CF50.8X6.35 | CURRENT | 2
1420 | BAR,METAL | COPPER;FLAT SHAPE;50 W X 6.3 MM THK; ;HARD DRAWN;RD EDGE;AS1567-110; 4.0 M LG; | PRIMETA | PRIMARY METALS & ALLOYS | 1-0018 | CURRENT | 1
1431 | STRIP,METAL | COPPER;38.1 MM W;3.18 MM THK;ANNEALED; WEIGHT OF COILS TO BE MARKED ACCORDINGLY ;18 KG COILS APPROX;1 M = 1.08 KG; | GEOWEST | GEORGE WESTON & SONS | CCOIL 38.1X3.18 | CURRENT | 2
1431 | STRIP,METAL | COPPER;38.1 MM W;3.18 MM THK;ANNEALED; WEIGHT OF COILS TO BE MARKED ACCORDINGLY ;18 KG COILS APPROX;1 M = 1.08 KG; | PRIMETA | PRIMARY METALS & ALLOYS | 814128 | CURRENT | 1
1439 | BUSBAR | Tubular, Cu, 5.8m Lg, 25.4mm (1") OD, 1.63mm (16 SWG) Thk Wall | GEOWEST | GEORGE WESTON & SONS | CTU 25.4X16G | CURRENT | 2
1439 | BUSBAR | Tubular, Cu, 5.8m Lg, 25.4mm (1") OD, 1.63mm (16 SWG) Thk Wall | PRIMETA | PRIMARY METALS & ALLOYS | 2061430 | CURRENT | 2
1439 | BUSBAR | Tubular, Cu, 5.8m Lg, 25.4mm (1") OD, 1.63mm (16 SWG) Thk Wall | PRIMETA | PRIMARY METALS & ALLOYS | 1-7506-0254EGEX | CURRENT | 1
1440 | BUSBAR | Tubular, Cu, 5.8m Lg, 38.1mm (1-1/2") OD 1.63mm (16 SWG) Thk Wall, Hard Drawn, High Conductivity | PRIMETA | PRIMARY METALS & ALLOYS | 1-7506-0381EGEX | CURRENT | 1
1440 | BUSBAR | Tubular, Cu, 5.8m Lg, 38.1mm (1-1/2") OD 1.63mm (16 SWG) Thk Wall, Hard Drawn, High Conductivity | GEOWEST | GEORGE WESTON & SONS | CTU38.1X16G | CURRENT | 2
1441 | TUBE,METALLIC | COPPER;RD CROSS SECT SHAPE;6.5 M LG; 50.8 MM (2 IN) OD;4.88 MM (6SWG) WALL THICK;FOR BUSBAR USE; | GEOWEST | GEORGE WESTON & SONS | CTU 50.84X6G | CURRENT | 2
1441 | TUBE,METALLIC | COPPER;RD CROSS SECT SHAPE;6.5 M LG; 50.8 MM (2 IN) OD;4.88 MM (6SWG) WALL THICK;FOR BUSBAR USE; | PRIMETA | PRIMARY METALS & ALLOYS | 2061065 | CURRENT | 1
1441 | TUBE,METALLIC | COPPER;RD CROSS SECT SHAPE;6.5 M LG; 50.8 MM (2 IN) OD;4.88 MM (6SWG) WALL THICK;FOR BUSBAR USE; | PRIMETA | PRIMARY METALS & ALLOYS | 1-7542-0508 | CURRENT | 1
1944 | COAT,MAN'S | DUSTCOAT STYLE;ALL COTTON;GREY; SIZE 5,(97R);ABOVE KNEE,LG SLEEVE; BUTTON CLOSURE;2 SIDE POCKETS & 1 PENCIL POCKET; | YAKKA | YAKKA | STYLE 06040 | PURCHASE AS REQUIRED | 1
1964 | APRON,WELDER'S. | BIB STYLE;GREY;LEATHER,CHROME; 450 MM WAIST;900 MM LG; W/TWO LARGE POCKETS; | ATOMSUPP | ATOM SUPPLY | A1 | CURRENT | 1
1973 | GLOVES,ELECTRICAL WORKER'S | Insulating Elastomer, 1000V AC, Class O, Size 11, 410mm Lg, Non Rolled Cuff, for Switchboard Rescue Kits | PENTA | PENTA AUST (TMAC THEW & MCCANN/HYLEC) | PA22940 | CURRENT | 1
1973 | GLOVES,ELECTRICAL WORKER'S | Insulating Elastomer, 1000V AC, Class O, Size 11, 410mm Lg, Non Rolled Cuff, for Switchboard Rescue Kits | HYLEC | HYLEC PTY LTD | GLBO 41/11RC | CURRENT | 2
1973 | GLOVES,ELECTRICAL WORKER'S | Insulating Elastomer, 1000V AC, Class O, Size 11, 410mm Lg, Non Rolled Cuff, for Switchboard Rescue Kits | SOFRACO |  | NF EN60903 | CURRENT | 2
1974 | GLOVES,RUBBER | MEN'S UTILITY;SILVER LINED; SIZE 9 ;12 PER PACK; | BLKWOODS | J BLACKWOOD & SON LTD | 04431002 /3525 | CURRENT | 1
1974 | GLOVES,RUBBER | MEN'S UTILITY;SILVER LINED; SIZE 9 ;12 PER PACK; | ANSELL | ANSELL LTD | 3525 | CURRENT | 2
1991 | HELMET,SAFETY | Full Brim Style, Moulded ABS Plastic, White, Unbranded c/w TerySafe Hardness, Adj HeadBand, Adj Size, SweatBand Terry Cotton | ATOMSUPP | ATOM SUPPLY | 561202 | CURRENT | 1
1994 | HARNESS,HELMET,SAFETY | WEDGE IN;POLYTHENE SUSPENSION;INCL 2 TERYLENE WOVEN STRAPS;W/ADDITIONAL TERYLENE WOVEN STRAP,& FITTED W/TERRY COTTON SWEATBAND;BAG OF 10;TO SUIT HH40 | BLKWOODS | J BLACKWOOD & SON LTD | 03976801/HXHG40 | CURRENT | 1
1994 | HARNESS,HELMET,SAFETY | WEDGE IN;POLYTHENE SUSPENSION;INCL 2 TERYLENE WOVEN STRAPS;W/ADDITIONAL TERYLENE WOVEN STRAP,& FITTED W/TERRY COTTON SWEATBAND;BAG OF 10;TO SUIT HH40 | PROTECTR |  | HX-HG40 TUFFMASTER | CURRENT | 2
1999 | STRAP ASSEMBLY,CHIN | ELASTICISED TERYLENE;ADJ SIZE; FOR SAFETY HELMET; | ATOMSUPP | ATOM SUPPLY | 1436005 | CURRENT | 1
1999 | STRAP ASSEMBLY,CHIN | ELASTICISED TERYLENE;ADJ SIZE; FOR SAFETY HELMET; | BLKWOODS | J BLACKWOOD & SON LTD | 03977509/HXCS40 | CURRENT | 2
1999 | STRAP ASSEMBLY,CHIN | ELASTICISED TERYLENE;ADJ SIZE; FOR SAFETY HELMET; | PROTECTR |  | HXCS-40 | CURRENT | 2
2001 | GOGGLES,INDUSTRIAL | GAS WELDING TYPE;ONE PIECE,DOUBLE APERATURE;SOFT COVERALL,LIFT FRONT; GLASS FILTER LENS SHADE NO.5;W/CLEAR COVER & CHIPPING LENS;AS1337, | ATOMSUPP | ATOM SUPPLY | 90080001 | CURRENT | 1
2001 | GOGGLES,INDUSTRIAL | GAS WELDING TYPE;ONE PIECE,DOUBLE APERATURE;SOFT COVERALL,LIFT FRONT; GLASS FILTER LENS SHADE NO.5;W/CLEAR COVER & CHIPPING LENS;AS1337, | ATOMSUPP | ATOM SUPPLY | 454031IND | CURRENT | 2
2041 | BAG,TEXTILE | UNTREATED CANVAS;C/W 25 MM VELCRO SEAL; 450 MM LG X 230 MM W;TO HOLD LINEMAN'S INSULATING GLOVES;PACK OF 60,PACK WEIGHT 12 KG; | THOMBROS | THOMSON BROS IND SUPPLIERS | 2041 | CURRENT | 1
2045 | BAG,TOOL | CANVAS;C/W FINGER SPRING LOADED DOG CLIP ; BRASS EYELETS;WELDED NICKEL PLATED STEEL D RING;LEGEND- ENERGEX;POLE TOP STYLE BAG;PACK OF 40,PACK | THOMBROS | THOMSON BROS IND SUPPLIERS | 2045 | CURRENT | 1
2069 | BLADE,RECIPROCATING SAW | Metal, 150mm, 14 TPI (P5) | C&LTOOL | CALTCO T/A C&L TOOL CENTRE | MILWA48005782 | CURRENT | 1
2069 | BLADE,RECIPROCATING SAW | Metal, 150mm, 14 TPI (P5) | BOSCH | ROBERT BOSCH (AUST) PTY LTD | S922BF | CURRENT | 2
2069 | BLADE,RECIPROCATING SAW | Metal, 150mm, 14 TPI (P5) | ATOMSUPP | ATOM SUPPLY | 79013273 | CURRENT | 2
2069 | BLADE,RECIPROCATING SAW | Metal, 150mm, 14 TPI (P5) | BLKWOODS | J BLACKWOOD & SON LTD | 08125208/2608656037 | CURRENT | 2
2070 | BLADE,RECIPROCATING SAW | Metal, 150mm, 10 TPI (P5) | C&LTOOL | CALTCO T/A C&L TOOL CENTRE | MILWA48005712 | CURRENT | 1
2070 | BLADE,RECIPROCATING SAW | Metal, 150mm, 10 TPI (P5) | ATOMSUPP | ATOM SUPPLY | 79011612 | CURRENT | 2
2070 | BLADE,RECIPROCATING SAW | Metal, 150mm, 10 TPI (P5) | BLKWOODS | J BLACKWOOD & SON LTD | 08125293/2608656039 | CURRENT | 2
2070 | BLADE,RECIPROCATING SAW | Metal, 150mm, 10 TPI (P5) | BOSCH | ROBERT BOSCH (AUST) PTY LTD | S922HF | CURRENT | 2
2077 | BLADE,HAND HACKSAW | HSF, Shatterproof Bi-Metal, Regular Teeth 18 TPI, 300mm Lg, 0.65mm Thk, 13mm W, Pack of 1 | CNWPL | CNW PL - SLACKS CREEK | ECLHBSBBM30014 | CURRENT | 2
2077 | BLADE,HAND HACKSAW | HSF, Shatterproof Bi-Metal, Regular Teeth 18 TPI, 300mm Lg, 0.65mm Thk, 13mm W, Pack of 1 | ECLIPSE |  | 300.12.14 | CURRENT | 2
2077 | BLADE,HAND HACKSAW | HSF, Shatterproof Bi-Metal, Regular Teeth 18 TPI, 300mm Lg, 0.65mm Thk, 13mm W, Pack of 1 | C&LTOOL | CALTCO T/A C&L TOOL CENTRE | ALP300-18S | CURRENT | 1
2078 | BLADE,HAND HACKSAW | HSF, Flexible, Regular Teeth 32 TPI, 15mm Lg, 0.43mm Thk, 6mm W, AS1912, Box of 10 | CNWPL | CNW PL - SLACKS CREEK | HSJ71132R | CURRENT | 1
2078 | BLADE,HAND HACKSAW | HSF, Flexible, Regular Teeth 32 TPI, 15mm Lg, 0.43mm Thk, 6mm W, AS1912, Box of 10 | ECLIPSE |  | HSJ71132R | CURRENT | 5
2082 | BLADE,BOW SAW | 21 IN LG;HAND TYPE;HSS;ISO M;20 MM; PACK OF 1; | CNWPL | CNW PL - SLACKS CREEK | S5121 | CURRENT | 2
2082 | BLADE,BOW SAW | 21 IN LG;HAND TYPE;HSS;ISO M;20 MM; PACK OF 1; | SANDVIK |  | S5121 | CURRENT | 5
2082 | BLADE,BOW SAW | 21 IN LG;HAND TYPE;HSS;ISO M;20 MM; PACK OF 1; | ATOMSUPP | ATOM SUPPLY | 79914985 | CURRENT | 1
2089 | BLADE,JIG SAW | METAL WORKING;HSS;22 TPI; FINE CUT;2 IN LG;SEALED CARD OF 5; | C&LTOOL | CALTCO T/A C&L TOOL CENTRE | BOSAT118AF | CURRENT | 1
2091 | BLADE,PLUMBER'S SAW | Xylan Coated Steel, 10 TPI, 350mm Lg, Pack of 10 | ECLIPSE |  | SJR366SR | PHASING | 5
2091 | BLADE,PLUMBER'S SAW | Xylan Coated Steel, 10 TPI, 350mm Lg, Pack of 10 | CNWPL | CNW PL - SLACKS CREEK | HANSAWGP-350MM | PHASING | 1
2104 | BLOCK,TACKLE | SINGLE SHEAVE,SNATCH BLOCK;75 MM DIA SHEAVE;STEEL SHEAVE;HAND OPERATED; TO SUIT NATURAL OR SYNTHETIC FIBRE ROPE; 12 MM DIA ROPE;250 KG SWL;EYE BECKET; | BULIVANT | BULLIVANTS LIFTING & SAFETY SPECIALISTS | WSHB-075-SE-ENERGEX | CURRENT | 2
2104 | BLOCK,TACKLE | SINGLE SHEAVE,SNATCH BLOCK;75 MM DIA SHEAVE;STEEL SHEAVE;HAND OPERATED; TO SUIT NATURAL OR SYNTHETIC FIBRE ROPE; 12 MM DIA ROPE;250 KG SWL;EYE BECKET; | AMPLITUD | AMPLITUDE PTY LTD - 396777 | 139075F | CURRENT | 1
2105 | TOOL BOX,PORTABLE | STEEL;ENAMELLED FINISH;385 MM LG, 155 MM W,150 MM H;PACK OF 1; | REXEL | REXEL PTY LTD | REPTB100 | CURRENT | 2
2105 | TOOL BOX,PORTABLE | STEEL;ENAMELLED FINISH;385 MM LG, 155 MM W,150 MM H;PACK OF 1; | STANLEY |  | S92031 | CURRENT | 2
2105 | TOOL BOX,PORTABLE | STEEL;ENAMELLED FINISH;385 MM LG, 155 MM W,150 MM H;PACK OF 1; | GILBLODG | GILBERT LODGE AUSTRALIA | TB100 | CURRENT | 1
2108 | BRUSH,PAINT | FLAT;HANDYMAN,1ST QUALITY; PURE BRISTLE;TIN FERRULE;25 MM W; PACK OF 12,PACK WEGHT 350 G; | CNWPL | CNW PL - SLACKS CREEK | OB-32952 | CURRENT | 2
2108 | BRUSH,PAINT | FLAT;HANDYMAN,1ST QUALITY; PURE BRISTLE;TIN FERRULE;25 MM W; PACK OF 12,PACK WEGHT 350 G; | CNWPL | CNW PL - SLACKS CREEK | PBWB025 | CURRENT | 1
2108 | BRUSH,PAINT | FLAT;HANDYMAN,1ST QUALITY; PURE BRISTLE;TIN FERRULE;25 MM W; PACK OF 12,PACK WEGHT 350 G; | OATES |  | OB-32952 | CURRENT | 5
2109 | BRUSH,PAINT | FLAT;HANDYMAN,1ST QUALITY; PURE BRISTLE;TIN FERRULE;38 MM W; PACK OF 12,PACK WEIGHT 650 G; | CNWPL | CNW PL - SLACKS CREEK | OATOB32953 | CURRENT | 2
2109 | BRUSH,PAINT | FLAT;HANDYMAN,1ST QUALITY; PURE BRISTLE;TIN FERRULE;38 MM W; PACK OF 12,PACK WEIGHT 650 G; | CNWPL | CNW PL - SLACKS CREEK | PBWB038 | CURRENT | 1
2109 | BRUSH,PAINT | FLAT;HANDYMAN,1ST QUALITY; PURE BRISTLE;TIN FERRULE;38 MM W; PACK OF 12,PACK WEIGHT 650 G; | OATES |  | OB-32953 | CURRENT | 2
2110 | BRUSH,PAINT | FLAT;HANDYMAN,1ST QUALITY; PURE BRISTLE;TIN FERRULE;50 MM W; PACK OF 12,PACK WEIGHT 800 G; | CNWPL | CNW PL - SLACKS CREEK | OATOB32954 | CURRENT | 2
2110 | BRUSH,PAINT | FLAT;HANDYMAN,1ST QUALITY; PURE BRISTLE;TIN FERRULE;50 MM W; PACK OF 12,PACK WEIGHT 800 G; | CNWPL | CNW PL - SLACKS CREEK | PBWB050 | CURRENT | 1
2110 | BRUSH,PAINT | FLAT;HANDYMAN,1ST QUALITY; PURE BRISTLE;TIN FERRULE;50 MM W; PACK OF 12,PACK WEIGHT 800 G; | OATES |  | OB-32954 | CURRENT | 2
2112 | BRUSH,PAINT | FLAT;HANDYMAN,1ST QUALITY; PURE BRISTLE;TIN FERRULE;75 MM W; BOX OF 6,PACK WEIGHT 500 G; | CNWPL | CNW PL - SLACKS CREEK | OATOB32956 | CURRENT | 2
2112 | BRUSH,PAINT | FLAT;HANDYMAN,1ST QUALITY; PURE BRISTLE;TIN FERRULE;75 MM W; BOX OF 6,PACK WEIGHT 500 G; | CNWPL | CNW PL - SLACKS CREEK | PBWB075 | CURRENT | 1
2112 | BRUSH,PAINT | FLAT;HANDYMAN,1ST QUALITY; PURE BRISTLE;TIN FERRULE;75 MM W; BOX OF 6,PACK WEIGHT 500 G; | OATES |  | OB-32956 | CURRENT | 2
2119 | BRUSH,PAINT | FLAT;HANDYMAN,2ND QUALITY; PURE BRISTLE;TIN FERRULE;63 MM W; CARTON OF12,PACK WEIGHT 700 G; | C&LTOOL | CALTCO T/A C&L TOOL CENTRE | UNIPROPCR63 | CURRENT | 1
2119 | BRUSH,PAINT | FLAT;HANDYMAN,2ND QUALITY; PURE BRISTLE;TIN FERRULE;63 MM W; CARTON OF12,PACK WEIGHT 700 G; | HANLEY | HANLEY INDUSTRIAL ENTERPRISES 459057 | RI63363 | CURRENT | 2
2126 | BRUSH,WIRE,SCRATCH | S/Steel, 4 Row x 18 Row Brush, Rect Rocket Face, Curved Handle, 12" Lg | CNWPL | CNW PL - SLACKS CREEK | WIREBRSSWH4 | CURRENT | 1
2126 | BRUSH,WIRE,SCRATCH | S/Steel, 4 Row x 18 Row Brush, Rect Rocket Face, Curved Handle, 12" Lg | CNWPL | CNW PL - SLACKS CREEK | OATB-14016 | CURRENT | 2
2126 | BRUSH,WIRE,SCRATCH | S/Steel, 4 Row x 18 Row Brush, Rect Rocket Face, Curved Handle, 12" Lg | SWANBRSH |  | 325207 | CURRENT | 2
2127 | BRUSH,FILE CLEANER | STEEL WIRE;4 IN LG,2 IN W BRUSH; SIZE;7-1/2 IN LG;BOX OF 1; | STATEWD | STATEWIDE FSTNERS & ENG SPLS PL | BFC | CURRENT | 2
2127 | BRUSH,FILE CLEANER | STEEL WIRE;4 IN LG,2 IN W BRUSH; SIZE;7-1/2 IN LG;BOX OF 1; | CNWPL | CNW PL - SLACKS CREEK | FILECARD | CURRENT | 1
2133 | BRAID,WIRE | FLAT;COPPER;TINNED;25.4 MM W,3 MM THK; 200 AMP;100 M LG ROLL;USED FOR EARTHING STRAP; | BAMBACH | BAMBACH WIRES & CABLES PTY LTD | 28120 | CURRENT | 1
2142 | DIE,CRIMPING TOOL | STEEL;HEX;25 MM AF;FOR ALUMINIUM BASED SLEEVES;U/W UTILUX COMPRESSION TOOL NO.38 OR EQUIV; PACK OF 1,PACK WEIGHT 0.015 KG; | TEN | THE ENERGY NETWORK | K12-25.0-AL | CURRENT | 1
2142 | DIE,CRIMPING TOOL | STEEL;HEX;25 MM AF;FOR ALUMINIUM BASED SLEEVES;U/W UTILUX COMPRESSION TOOL NO.38 OR EQUIV; PACK OF 1,PACK WEIGHT 0.015 KG; | UTILUX |  | 38-250AL | CURRENT | 2
2143 | DIE,CRIMPING TOOL | STEEL;HEX;28.4 MM AF;FOR ALUMINIUM BASED COMPRESSION FITTINGS;U/W UTILUX COMPRESSION TOOL NO.38A OR EQUIV; PACK OF 1,PACK WEIGHT 0.015 KG; | SPECFORC | SPECIALISED FORCE | 12T-28.4AFAL | CURRENT | 2
2143 | DIE,CRIMPING TOOL | STEEL;HEX;28.4 MM AF;FOR ALUMINIUM BASED COMPRESSION FITTINGS;U/W UTILUX COMPRESSION TOOL NO.38A OR EQUIV; PACK OF 1,PACK WEIGHT 0.015 KG; | PLP AUST | PREFORMED LINE PRODUCTS (AUST) | EPCDA28.4AF | CURRENT | 2
2143 | DIE,CRIMPING TOOL | STEEL;HEX;28.4 MM AF;FOR ALUMINIUM BASED COMPRESSION FITTINGS;U/W UTILUX COMPRESSION TOOL NO.38A OR EQUIV; PACK OF 1,PACK WEIGHT 0.015 KG; | TECONN | TE CONNECTIVITY LTD | 38-284AL/1 | CURRENT | 1
2144 | DIE,CRIMPING TOOL | STEEL;HEX;11.5 MM AF;TO SUIT 70 SQ MM COPPER CRIMP LUGS;U/W UTILUX COMPRESSION TOOL NO.38A OR EQUIV; PACK OF 1,PACK WEIGHT 0.26 KG; | LEGEND | LEGEND POWER SYSTEMS | HT130-C-70 | CURRENT | 2
2144 | DIE,CRIMPING TOOL | STEEL;HEX;11.5 MM AF;TO SUIT 70 SQ MM COPPER CRIMP LUGS;U/W UTILUX COMPRESSION TOOL NO.38A OR EQUIV; PACK OF 1,PACK WEIGHT 0.26 KG; | TECONN | TE CONNECTIVITY LTD | 38-115CU/1 | CURRENT | 1
2144 | DIE,CRIMPING TOOL | STEEL;HEX;11.5 MM AF;TO SUIT 70 SQ MM COPPER CRIMP LUGS;U/W UTILUX COMPRESSION TOOL NO.38A OR EQUIV; PACK OF 1,PACK WEIGHT 0.26 KG; | CABLACES | CABLACES | HT130-C-70 | CURRENT | 2
2145 | DIE,CRIMPING TOOL | STEEL;HEX;14.2 MM AF;TO SUIT 95 SQ MM COPPER CRIMP LUGS;U/W UTILUX COMPRESSION TOOL NO.38A OR EQUIV; PACK OF 1,PACK WEIGHT 0.25 KG; | TEN | THE ENERGY NETWORK | K12-14.2-CU | CURRENT | 1
2145 | DIE,CRIMPING TOOL | STEEL;HEX;14.2 MM AF;TO SUIT 95 SQ MM COPPER CRIMP LUGS;U/W UTILUX COMPRESSION TOOL NO.38A OR EQUIV; PACK OF 1,PACK WEIGHT 0.25 KG; | LEGEND | LEGEND POWER SYSTEMS | HT130-C-95 | CURRENT | 2
2145 | DIE,CRIMPING TOOL | STEEL;HEX;14.2 MM AF;TO SUIT 95 SQ MM COPPER CRIMP LUGS;U/W UTILUX COMPRESSION TOOL NO.38A OR EQUIV; PACK OF 1,PACK WEIGHT 0.25 KG; | TECONN | TE CONNECTIVITY LTD | 38-142CU/1 | CURRENT | 2
2145 | DIE,CRIMPING TOOL | STEEL;HEX;14.2 MM AF;TO SUIT 95 SQ MM COPPER CRIMP LUGS;U/W UTILUX COMPRESSION TOOL NO.38A OR EQUIV; PACK OF 1,PACK WEIGHT 0.25 KG; | CABLACES | CABLACES | HT130-C-95 | CURRENT | 2
2146 | DIE,CRIMPING TOOL | STEEL;HEX;16.5 MM AF;TO SUIT 120 SQ MM COPPER COMPRESSION LUGS;U/W UTILUX COMPRESSION TOOL NO.38A OR EQUIV;PACK OF 1,PACK WEIGHT 0.23 KG;SC6265 FOR LUG; | TEN | THE ENERGY NETWORK | K12-16.5-CU | CURRENT | 1
2146 | DIE,CRIMPING TOOL | STEEL;HEX;16.5 MM AF;TO SUIT 120 SQ MM COPPER COMPRESSION LUGS;U/W UTILUX COMPRESSION TOOL NO.38A OR EQUIV;PACK OF 1,PACK WEIGHT 0.23 KG;SC6265 FOR LUG; | LEGEND | LEGEND POWER SYSTEMS | HT130-C-120 | CURRENT | 2
2146 | DIE,CRIMPING TOOL | STEEL;HEX;16.5 MM AF;TO SUIT 120 SQ MM COPPER COMPRESSION LUGS;U/W UTILUX COMPRESSION TOOL NO.38A OR EQUIV;PACK OF 1,PACK WEIGHT 0.23 KG;SC6265 FOR LUG; | CABLACES | CABLACES | HT130-C-120 | CURRENT | 2
2148 | DIE,CRIMPING TOOL | STEEL;HEX;20.0 MM AF;TO SUIT 185 SQ MM COPPER COMPRESSION LUGS;U/WCABAC COMPRESSION TOOL;PACK OF 1,PACK WEIGHT 0.017 KG; | PLP AUST | PREFORMED LINE PRODUCTS (AUST) | EPCDA-20.1AF | CURRENT | 2
2148 | DIE,CRIMPING TOOL | STEEL;HEX;20.0 MM AF;TO SUIT 185 SQ MM COPPER COMPRESSION LUGS;U/WCABAC COMPRESSION TOOL;PACK OF 1,PACK WEIGHT 0.017 KG; | TECONN | TE CONNECTIVITY LTD | 38-200CU/1 | CURRENT | 1
2150 | DIE,CRIMPING TOOL | STEEL;INDENT;TO SUIT 120 SQ MM SOLID ALUMINIUM SECTOR CRIMP LUG;U/W UTILUX COMPRESSION TOOL NO.38 OR EQUIV;REFER STOCK CODE 02151 FOR ASSOCIATE PART; | LEGEND | LEGEND POWER SYSTEMS | HT130-A16INDENT | CURRENT | 2
2150 | DIE,CRIMPING TOOL | STEEL;INDENT;TO SUIT 120 SQ MM SOLID ALUMINIUM SECTOR CRIMP LUG;U/W UTILUX COMPRESSION TOOL NO.38 OR EQUIV;REFER STOCK CODE 02151 FOR ASSOCIATE PART; | TEN | THE ENERGY NETWORK | K12-A-INDENT-16 | CURRENT | 1
2150 | DIE,CRIMPING TOOL | STEEL;INDENT;TO SUIT 120 SQ MM SOLID ALUMINIUM SECTOR CRIMP LUG;U/W UTILUX COMPRESSION TOOL NO.38 OR EQUIV;REFER STOCK CODE 02151 FOR ASSOCIATE PART; | CABLACES | CABLACES | HT130-A16 INDENT | CURRENT | 2
2151 | DIE,CRIMPING TOOL | STEEL;INDENT NEST;TO SUIT INDENT DIE RANGE OF 70 TO 185 SQ MM OF SOLID ALUMINIUM SECTOR CONDUCTOR 3 CORE CABLE;U/W UTILUX COMPRESSION TOOL NO.38A | LEGEND | LEGEND POWER SYSTEMS | HT130-A12NEST | CURRENT | 1
2151 | DIE,CRIMPING TOOL | STEEL;INDENT NEST;TO SUIT INDENT DIE RANGE OF 70 TO 185 SQ MM OF SOLID ALUMINIUM SECTOR CONDUCTOR 3 CORE CABLE;U/W UTILUX COMPRESSION TOOL NO.38A | CABLACES | CABLACES | HT130-A12NEST | CURRENT | 2
2184 | DRILL,TWIST | HSS;JOBBER SERIES;5/8 IN;C/W 1/2 IN SHANK;PACK OF 1; | ATOMSUPP | ATOM SUPPLY | 2824004 | CURRENT | 1
2184 | DRILL,TWIST | HSS;JOBBER SERIES;5/8 IN;C/W 1/2 IN SHANK;PACK OF 1; | P&NWILT | P&N WILT | DHSRS58 | CURRENT | 2
2187 | DRILL,TWIST | HSS;JOBBER SERIES;STRAIGHT SHANK; 10 MM DIA;PACK OF 1; | C&LTOOL | CALTCO T/A C&L TOOL CENTRE | SUTD1051000 | CURRENT | 2
2187 | DRILL,TWIST | HSS;JOBBER SERIES;STRAIGHT SHANK; 10 MM DIA;PACK OF 1; | CNWPL | CNW PL - SLACKS CREEK | AMPD1051000 | CURRENT | 2
2187 | DRILL,TWIST | HSS;JOBBER SERIES;STRAIGHT SHANK; 10 MM DIA;PACK OF 1; | CNWPL | CNW PL - SLACKS CREEK | AMP105B03937 | CURRENT | 2
2187 | DRILL,TWIST | HSS;JOBBER SERIES;STRAIGHT SHANK; 10 MM DIA;PACK OF 1; | P&NWILT | P&N WILT | DHSM10 | CURRENT | 2
2187 | DRILL,TWIST | HSS;JOBBER SERIES;STRAIGHT SHANK; 10 MM DIA;PACK OF 1; | ATOMSUPP | ATOM SUPPLY | 2829010 | CURRENT | 1
2250 | DRILL,MASONRY,ROTARY DRIVEN | HARD CARBIDE TIPPED;SPIRAL FLUTES; 5.0 MM DIA;85 MM O/A LG;RD STRAIGHT; 4.3 MM DIA SHANK;PACK OF 1; | BLKWOOD | J BLACKWOOD & SON LTD | 7163403 | CURRENT | 1
2250 | DRILL,MASONRY,ROTARY DRIVEN | HARD CARBIDE TIPPED;SPIRAL FLUTES; 5.0 MM DIA;85 MM O/A LG;RD STRAIGHT; 4.3 MM DIA SHANK;PACK OF 1; | CNWPL | CNW PL - SLACKS CREEK | AMP140H00050V | CURRENT | 2
2250 | DRILL,MASONRY,ROTARY DRIVEN | HARD CARBIDE TIPPED;SPIRAL FLUTES; 5.0 MM DIA;85 MM O/A LG;RD STRAIGHT; 4.3 MM DIA SHANK;PACK OF 1; | P&NWILT | P&N WILT | 140H00050V | CURRENT | 2
2251 | DRILL,MASONRY,ROTARY DRIVEN | HARD CARBIDE TIPPED;SPIRAL FLUTES; 5.5 MM (7/32 IN) DIA;85 MM O/A LG; RD STRAIGHT;5.0 MM DIA SHANK;PACK OF 1; | CNWPL | CNW PL - SLACKS CREEK | D6000550 | CURRENT | 1
2251 | DRILL,MASONRY,ROTARY DRIVEN | HARD CARBIDE TIPPED;SPIRAL FLUTES; 5.5 MM (7/32 IN) DIA;85 MM O/A LG; RD STRAIGHT;5.0 MM DIA SHANK;PACK OF 1; | CNWPL | CNW PL - SLACKS CREEK | AMP140H00055 | CURRENT | 2
2251 | DRILL,MASONRY,ROTARY DRIVEN | HARD CARBIDE TIPPED;SPIRAL FLUTES; 5.5 MM (7/32 IN) DIA;85 MM O/A LG; RD STRAIGHT;5.0 MM DIA SHANK;PACK OF 1; | P&NWILT | P&N WILT | 140H00055V | CURRENT | 2
2252 | DRILL,MASONRY,ROTARY DRIVEN | HARD CARBIDE TIPPED;SPIRAL FLUTES; 6.5 MM (1/4 IN) DIA;100 MM O/A LG; RD STRAIGHT;6.0 MM DIA SHANK;PACK OF 1; | BLKWOOD | J BLACKWOOD & SON LTD | 7163607 | CURRENT | 1
2252 | DRILL,MASONRY,ROTARY DRIVEN | HARD CARBIDE TIPPED;SPIRAL FLUTES; 6.5 MM (1/4 IN) DIA;100 MM O/A LG; RD STRAIGHT;6.0 MM DIA SHANK;PACK OF 1; | CNWPL | CNW PL - SLACKS CREEK | AMP140H00065 | CURRENT | 2
2252 | DRILL,MASONRY,ROTARY DRIVEN | HARD CARBIDE TIPPED;SPIRAL FLUTES; 6.5 MM (1/4 IN) DIA;100 MM O/A LG; RD STRAIGHT;6.0 MM DIA SHANK;PACK OF 1; | P&NWILT | P&N WILT | 140H00065V | CURRENT | 2
2253 | DRILL,MASONRY,ROTARY DRIVEN | HARD CARBIDE TIPPED;SPIRAL FLUTES; 8 MM (5/16 IN) DIA;120 MM O/A LG; RD STRAIGHT;7.2 MM DIA SHANK;PACK OF 1; | CNWPL | CNW PL - SLACKS CREEK | AMPDM8120 | CURRENT | 2
2253 | DRILL,MASONRY,ROTARY DRIVEN | HARD CARBIDE TIPPED;SPIRAL FLUTES; 8 MM (5/16 IN) DIA;120 MM O/A LG; RD STRAIGHT;7.2 MM DIA SHANK;PACK OF 1; | P&NWILT | P&N WILT | DM8120 | CURRENT | 2
2253 | DRILL,MASONRY,ROTARY DRIVEN | HARD CARBIDE TIPPED;SPIRAL FLUTES; 8 MM (5/16 IN) DIA;120 MM O/A LG; RD STRAIGHT;7.2 MM DIA SHANK;PACK OF 1; | C&LTOOL | CALTCO T/A C&L TOOL CENTRE | D6000800 | CURRENT | 1
2254 | DRILL,MASONRY,ROTARY DRIVEN | HARD CARBIDE TIPPED;SPIRAL FLUTES; 10 MM (3/8 IN) DIA;120 MM O/A LG; RD STRAIGHT;8.0 MM DIA SHANK;PACK OF 1; | BLKWOOD | J BLACKWOOD & SON LTD | 7164004 | CURRENT | 1
2254 | DRILL,MASONRY,ROTARY DRIVEN | HARD CARBIDE TIPPED;SPIRAL FLUTES; 10 MM (3/8 IN) DIA;120 MM O/A LG; RD STRAIGHT;8.0 MM DIA SHANK;PACK OF 1; | BLKWOODS | J BLACKWOOD & SON LTD | 07164004/D6001000 | CURRENT | 2
2254 | DRILL,MASONRY,ROTARY DRIVEN | HARD CARBIDE TIPPED;SPIRAL FLUTES; 10 MM (3/8 IN) DIA;120 MM O/A LG; RD STRAIGHT;8.0 MM DIA SHANK;PACK OF 1; | P&NWILT | P&N WILT | DM10120 | CURRENT | 2
2271 | FILE,HAND | ENGINEER'S;FLAT;BASTARD;200 MM LG; BOX OF 10; | KEYLINE | KEY-LINE DISTRIBUTORS PTY LTD | PFERD 903566 | PURCHASE AS REQUIRED | 1
2271 | FILE,HAND | ENGINEER'S;FLAT;BASTARD;200 MM LG; BOX OF 10; | NICHOLSN |  | FILE HAND | PURCHASE AS REQUIRED | 2
2272 | FILE,HAND | ENGINEER'S;FLAT;BASTARD;250 MM LG; BOX OF 10; | CNWPL | CNW PL - SLACKS CREEK | EDP11010 | CURRENT | 2
2272 | FILE,HAND | ENGINEER'S;FLAT;BASTARD;250 MM LG; BOX OF 10; | HAYMANS | HAYMANS ELECTRICAL | TDN10FL01BU | CURRENT | 1
2272 | FILE,HAND | ENGINEER'S;FLAT;BASTARD;250 MM LG; BOX OF 10; | CNWPL | CNW PL - SLACKS CREEK | NIC03665N | CURRENT | 2
2273 | FILE,HAND | ENGINEER'S;FLAT;BASTARD;300 MM LG; BOX OF 5; | HAYMANS | HAYMANS ELECTRICAL | TDN12FL01BU | CURRENT | 1
2273 | FILE,HAND | ENGINEER'S;FLAT;BASTARD;300 MM LG; BOX OF 5; | CNWPL | CNW PL - SLACKS CREEK | NIC03764N | CURRENT | 2
2273 | FILE,HAND | ENGINEER'S;FLAT;BASTARD;300 MM LG; BOX OF 5; | KEYLINE | KEY-LINE DISTRIBUTORS PTY LTD | PFERD 903764 | CURRENT | 2
2275 | FILE,HAND | ENGINEER'S;FLAT;SECOND CUT; 250 MM LG;BOX OF 10; | CNWPL | CNW PL - SLACKS CREEK | CRE903699C | CURRENT | 1
2275 | FILE,HAND | ENGINEER'S;FLAT;SECOND CUT; 250 MM LG;BOX OF 10; | KEYLINE | KEY-LINE DISTRIBUTORS PTY LTD | PFERD 903698 | CURRENT | 2
2277 | FILE,HAND | ENGINEER'S;FLAT;SMOOTH; 150 MM LG;BOX OF 5; | CNWPL | CNW PL - SLACKS CREEK | 03533N | CURRENT | 2
2277 | FILE,HAND | ENGINEER'S;FLAT;SMOOTH; 150 MM LG;BOX OF 5; | CNWPL | CNW PL - SLACKS CREEK | NICN903533 | CURRENT | 2
2277 | FILE,HAND | ENGINEER'S;FLAT;SMOOTH; 150 MM LG;BOX OF 5; | NICHOLSN |  | N903533 | CURRENT | 2
2277 | FILE,HAND | ENGINEER'S;FLAT;SMOOTH; 150 MM LG;BOX OF 5; | REXEL | REXEL PTY LTD | 03533NN | CURRENT | 1
2278 | FILE,HAND | ENGINEER'S;FLAT;SMOOTH; 200 MM LG;BOX OF 10; | KEYLINE | KEY-LINE DISTRIBUTORS PTY LTD | PFERD 903632 | CURRENT | 1
2279 | FILE,HAND | ENGINEER'S;FLAT;SMOOTH; 250 MM LG;BOX OF 10; | CNWPL | CNW PL - SLACKS CREEK | NIC03731N | CURRENT | 2
2279 | FILE,HAND | ENGINEER'S;FLAT;SMOOTH; 250 MM LG;BOX OF 10; | KEYLINE | KEY-LINE DISTRIBUTORS PTY LTD | PFERD 903731 | CURRENT | 2
2279 | FILE,HAND | ENGINEER'S;FLAT;SMOOTH; 250 MM LG;BOX OF 10; | REXEL | REXEL PTY LTD | NIC03731NN | CURRENT | 1
2280 | FILE,HAND | ENGINEER'S;FLAT;SMOOTH; 300 MM LG;BOX OF 5; | HAYMANS | HAYMANS ELECTRICAL | TDN12FL03BU | CURRENT | 1
2280 | FILE,HAND | ENGINEER'S;FLAT;SMOOTH; 300 MM LG;BOX OF 5; | CNWPL | CNW PL - SLACKS CREEK | NIC03830N | CURRENT | 2
2280 | FILE,HAND | ENGINEER'S;FLAT;SMOOTH; 300 MM LG;BOX OF 5; | KEYLINE | KEY-LINE DISTRIBUTORS PTY LTD | PFERD 903830 | CURRENT | 2
2282 | FILE,HAND | ENGINEER'S;RD;BASTARD; 150 MM LG;6 MM DIA;BOX OF 10; | HAYMANS | HAYMANS ELECTRICAL | TDN06RD01BU | CURRENT | 1
2282 | FILE,HAND | ENGINEER'S;RD;BASTARD; 150 MM LG;6 MM DIA;BOX OF 10; | CNWPL | CNW PL - SLACKS CREEK | NIC11716 | CURRENT | 2
2283 | FILE,HAND | ENGINEER'S;RD;BASTARD; 200 MM LG;8 MM DIA;BOX OF 10; | CNWPL | CNW PL - SLACKS CREEK | NIC11904 | CURRENT | 1
2283 | FILE,HAND | ENGINEER'S;RD;BASTARD; 200 MM LG;8 MM DIA;BOX OF 10; | KEYLINE | KEY-LINE DISTRIBUTORS PTY LTD | PFERD 911904 | CURRENT | 2
2284 | FILE,HAND | ENGINEER'S;RD;BASTARD; 250 MM LG;10 MM DIA;BOX OF 10; | CNWPL | CNW PL - SLACKS CREEK | NIC12019 | CURRENT | 1
2284 | FILE,HAND | ENGINEER'S;RD;BASTARD; 250 MM LG;10 MM DIA;BOX OF 10; | KEYLINE | KEY-LINE DISTRIBUTORS PTY LTD | PFERD 912019 | CURRENT | 2
2285 | FILE,HAND | ENGINEER'S;RD;BASTARD; 300 MM LG;12 MM DIA;BOX OF 5; | HAYMANS | HAYMANS ELECTRICAL | TDN12RD01BU | CURRENT | 1
2285 | FILE,HAND | ENGINEER'S;RD;BASTARD; 300 MM LG;12 MM DIA;BOX OF 5; | CNWPL | CNW PL - SLACKS CREEK | NIC12134 | CURRENT | 2
2285 | FILE,HAND | ENGINEER'S;RD;BASTARD; 300 MM LG;12 MM DIA;BOX OF 5; | KEYLINE | KEY-LINE DISTRIBUTORS PTY LTD | PFERD 912134 | CURRENT | 2
2288 | FILE,HAND | ENGINEER'S;HALF RD;BASTARD; 150 MM LG,(6 IN);BOX OF 10; | CNWPL | CNW PL - SLACKS CREEK | NIC04795NN | PURCHASE AS REQUIRED | 1
2288 | FILE,HAND | ENGINEER'S;HALF RD;BASTARD; 150 MM LG,(6 IN);BOX OF 10; | KEYLINE | KEY-LINE DISTRIBUTORS PTY LTD | PFERD 904795 | PURCHASE AS REQUIRED | 2
2289 | FILE,HAND | ENGINEER'S;HALF RD;BASTARD; 200 MM LG; BOX OF 10; | CNWPL | CNW PL - SLACKS CREEK | NIC04896NN | PHASING | 1
2289 | FILE,HAND | ENGINEER'S;HALF RD;BASTARD; 200 MM LG; BOX OF 10; | KEYLINE | KEY-LINE DISTRIBUTORS PTY LTD | PFERD 904896 | PHASING | 2
2290 | FILE,HAND | ENGINEER'S;HALF RD;BASTARD; 250 MM LG;BOX OF 10; | HAYMANS | HAYMANS ELECTRICAL | 10HR01BU | CURRENT | 1
2290 | FILE,HAND | ENGINEER'S;HALF RD;BASTARD; 250 MM LG;BOX OF 10; | CNWPL | CNW PL - SLACKS CREEK | NIC04995N | CURRENT | 2
2290 | FILE,HAND | ENGINEER'S;HALF RD;BASTARD; 250 MM LG;BOX OF 10; | KEYLINE | KEY-LINE DISTRIBUTORS PTY LTD | PFERD 904995 | CURRENT | 2
2290 | FILE,HAND | ENGINEER'S;HALF RD;BASTARD; 250 MM LG;BOX OF 10; | P&NWILT | P&N WILT | 250 MM LG | CURRENT | 2
2291 | FILE,HAND | ENGINEER'S;HALF RD;BASTARD; 300 MM LG;BOX OF 5; | CNWPL | CNW PL - SLACKS CREEK | NIC105094N | CURRENT | 1
2291 | FILE,HAND | ENGINEER'S;HALF RD;BASTARD; 300 MM LG;BOX OF 5; | KEYLINE | KEY-LINE DISTRIBUTORS PTY LTD | PFERD 905094 | CURRENT | 2
2305 | FILE,HAND | SAW;TRIANGULAR SLIM TAPER; 100 MM LG;BOX OF 10; | HAYMANS | HAYMANS ELECTRICAL | TDN04ST02CD | CURRENT | 1
2305 | FILE,HAND | SAW;TRIANGULAR SLIM TAPER; 100 MM LG;BOX OF 10; | CNWPL | CNW PL - SLACKS CREEK | NIC14106M | CURRENT | 2
2305 | FILE,HAND | SAW;TRIANGULAR SLIM TAPER; 100 MM LG;BOX OF 10; | HAYMANS | HAYMANS ELECTRICAL | TDN04ST02BU | CURRENT | 2
2305 | FILE,HAND | SAW;TRIANGULAR SLIM TAPER; 100 MM LG;BOX OF 10; | KEYLINE | KEY-LINE DISTRIBUTORS PTY LTD | PFERD 914106 | CURRENT | 2
2306 | FILE,HAND | SAW;TRIANGULAR SLIM TAPER; 125 MM LG;BOX OF 10; | CNWPL | CNW PL - SLACKS CREEK | NIC14162M | CURRENT | 1
2306 | FILE,HAND | SAW;TRIANGULAR SLIM TAPER; 125 MM LG;BOX OF 10; | KEYLINE | KEY-LINE DISTRIBUTORS PTY LTD | PFERD 914162 | CURRENT | 2
2307 | FILE,HAND | SAW;TRIANGULAR SLIM TAPER; 150 MM LG;BOX OF 10; | HAYMANS | HAYMANS ELECTRICAL | TDN06STR02BU | CURRENT | 1
2307 | FILE,HAND | SAW;TRIANGULAR SLIM TAPER; 150 MM LG;BOX OF 10; | CNWPL | CNW PL - SLACKS CREEK | NIC14224M | CURRENT | 2
2307 | FILE,HAND | SAW;TRIANGULAR SLIM TAPER; 150 MM LG;BOX OF 10; | KEYLINE | KEY-LINE DISTRIBUTORS PTY LTD | PFERD 914224 | CURRENT | 2
2308 | FILE,HAND | SAW;TRIANGULAR SLIM TAPER; 175 MM LG;BOX OF 10; | HAYMANS | HAYMANS ELECTRICAL | PFE11402182 | CURRENT | 1
2308 | FILE,HAND | SAW;TRIANGULAR SLIM TAPER; 175 MM LG;BOX OF 10; | CNWPL | CNW PL - SLACKS CREEK | NIC14225M | CURRENT | 2
2311 | FILE,HAND | ENGINEER'S;WARDING;BASTARD; 100 MM LG;BOX OF 12; | NICHOLSN |  | N916507 | CURRENT | 1
2313 | FILE,HAND | ENGINEER'S;WARDING;BASTARD; 150 MM LG;BOX OF 12; | CNWPL | CNW PL - SLACKS CREEK | NIC16663 | CURRENT | 2
2313 | FILE,HAND | ENGINEER'S;WARDING;BASTARD; 150 MM LG;BOX OF 12; | NICHOLSN |  | N916663 | CURRENT | 2
2313 | FILE,HAND | ENGINEER'S;WARDING;BASTARD; 150 MM LG;BOX OF 12; | REXEL | REXEL PTY LTD | NIC916664C | CURRENT | 1
2314 | FILE,HAND | ENGINEER'S;WARDING;BASTARD; 200 MM LG;BOX OF 12; | CNWPL | CNW PL - SLACKS CREEK | NIC16761N | PURCHASE AS REQUIRED | 1
2314 | FILE,HAND | ENGINEER'S;WARDING;BASTARD; 200 MM LG;BOX OF 12; | NICHOLSN |  | N916761 | PURCHASE AS REQUIRED | 2
2315 | FILE,HAND | ENGINEER'S;WARDING;SMOOTH; 150 MM LG;BOX OF 12; | CNWPL | CNW PL - SLACKS CREEK | NIC16729 | CURRENT | 2
2315 | FILE,HAND | ENGINEER'S;WARDING;SMOOTH; 150 MM LG;BOX OF 12; | NICHOLSN |  | N916729 | CURRENT | 2
2315 | FILE,HAND | ENGINEER'S;WARDING;SMOOTH; 150 MM LG;BOX OF 12; | REXEL | REXEL PTY LTD | NIC16729NN | CURRENT | 1
2316 | FILE,HAND | CHAIN SAW;RD;BLUNT;200 MM LG; 4 MM DIA;BOX OF 6; | ATOMSUPP | ATOM SUPPLY | 2851003 | CURRENT | 2
2316 | FILE,HAND | CHAIN SAW;RD;BLUNT;200 MM LG; 4 MM DIA;BOX OF 6; | CNWPL | CNW PL - SLACKS CREEK | NIC02228B | CURRENT | 2
2316 | FILE,HAND | CHAIN SAW;RD;BLUNT;200 MM LG; 4 MM DIA;BOX OF 6; | KEYLINE | KEY-LINE DISTRIBUTORS PTY LTD | PFERD PF4 | CURRENT | 2
2316 | FILE,HAND | CHAIN SAW;RD;BLUNT;200 MM LG; 4 MM DIA;BOX OF 6; | ATOMSUPP | ATOM SUPPLY | 201573 | CURRENT | 1
2317 | FILE,HAND | CHAIN SAW;RD;BLUNT;200 MM LG; 4.7 MM OR 4.8 MM DIA ARE ACCEPTABLE; BOX OF 10; | ATOMSUPP | ATOM SUPPLY | 2851004 | CURRENT | 1
2317 | FILE,HAND | CHAIN SAW;RD;BLUNT;200 MM LG; 4.7 MM OR 4.8 MM DIA ARE ACCEPTABLE; BOX OF 10; | CNWPL | CNW PL - SLACKS CREEK | NIC02229B | CURRENT | 2
2317 | FILE,HAND | CHAIN SAW;RD;BLUNT;200 MM LG; 4.7 MM OR 4.8 MM DIA ARE ACCEPTABLE; BOX OF 10; | KEYLINE | KEY-LINE DISTRIBUTORS PTY LTD | PFERD PF47 | CURRENT | 2
2318 | FILE,HAND | Chain Saw File, Round, Blunt, 200mm Lg, 5.5mm Dia, Pack of 6 | ATOMSUPP | ATOM SUPPLY | 11022203 | CURRENT | 1
2318 | FILE,HAND | Chain Saw File, Round, Blunt, 200mm Lg, 5.5mm Dia, Pack of 6 | ATOMSUPP | ATOM SUPPLY | 2851005 | CURRENT | 2
2318 | FILE,HAND | Chain Saw File, Round, Blunt, 200mm Lg, 5.5mm Dia, Pack of 6 | CNWPL | CNW PL - SLACKS CREEK | NIC02230B | CURRENT | 2
2318 | FILE,HAND | Chain Saw File, Round, Blunt, 200mm Lg, 5.5mm Dia, Pack of 6 | KEYLINE | KEY-LINE DISTRIBUTORS PTY LTD | PFERD PF55 | CURRENT | 2
2320 | FILE,HAND | ENGINEER'S;MILLSAW,1 RD EDGE;BASTARD; 250 MM LG;BOX OF 12; | CNWPL | CNW PL - SLACKS CREEK | NICT09179 | PURCHASE AS REQUIRED | 1
2320 | FILE,HAND | ENGINEER'S;MILLSAW,1 RD EDGE;BASTARD; 250 MM LG;BOX OF 12; | NICHOLSN |  | N909179 | PURCHASE AS REQUIRED | 2
2321 | FILE,HAND | ENGINEER'S;MILLSAW,1 RD EDGE;BASTARD; 300 MM LG;BOX OF 6; | CNWPL | CNW PL - SLACKS CREEK | NICT09227 | CURRENT | 1
2321 | FILE,HAND | ENGINEER'S;MILLSAW,1 RD EDGE;BASTARD; 300 MM LG;BOX OF 6; | NICHOLSN |  | N909227 | CURRENT | 2
2322 | FILE,HAND | ENGINEER'S;MILLSAW,FLAT SECOND CUT;250 MM LG;BOX OF10; | HAYMANS | HAYMANS ELECTRICAL | PFE11904252 | CURRENT | 1
2322 | FILE,HAND | ENGINEER'S;MILLSAW,FLAT SECOND CUT;250 MM LG;BOX OF10; | CNWPL | CNW PL - SLACKS CREEK | 908673 | CURRENT | 2
2322 | FILE,HAND | ENGINEER'S;MILLSAW,FLAT SECOND CUT;250 MM LG;BOX OF10; | NICHOLSN |  | 908673 | CURRENT | 2
2339 | HAMMER,HAND | CARPENTERS,STD CLAW;575 G NOM WT; TIMBER HANDLE; | STATEWD | STATEWIDE FSTNERS & ENG SPLS PL | SJ-CH20W | CURRENT | 2
2339 | HAMMER,HAND | CARPENTERS,STD CLAW;575 G NOM WT; TIMBER HANDLE; | STATEWD | STATEWIDE FSTNERS & ENG SPLS PL | S51534 | CURRENT | 2
2339 | HAMMER,HAND | CARPENTERS,STD CLAW;575 G NOM WT; TIMBER HANDLE; | STANLEY |  | 51-534 | CURRENT | 2
2339 | HAMMER,HAND | CARPENTERS,STD CLAW;575 G NOM WT; TIMBER HANDLE; | C&LTOOL | CALTCO T/A C&L TOOL CENTRE | 51-534 | CURRENT | 1
2342 | HAMMER,HAND | ENGINEERS,BALL PEIN;900 G (2 LB) WT, SIZE 32;PACK OF 6; | REXEL | REXEL PTY LTD | STA54-193 | CURRENT | 1
2342 | HAMMER,HAND | ENGINEERS,BALL PEIN;900 G (2 LB) WT, SIZE 32;PACK OF 6; | C&LTOOL | CALTCO T/A C&L TOOL CENTRE | SJ-BPH32 | CURRENT | 2
2342 | HAMMER,HAND | ENGINEERS,BALL PEIN;900 G (2 LB) WT, SIZE 32;PACK OF 6; | STATEWD | STATEWIDE FSTNERS & ENG SPLS PL | S54193 | CURRENT | 2
2342 | HAMMER,HAND | ENGINEERS,BALL PEIN;900 G (2 LB) WT, SIZE 32;PACK OF 6; | STANLEY |  | S54193 | CURRENT | 2
2343 | HAMMER,HAND | CARPENTERS,STD CLAW;20 OZ WT; STEEL SHAFT;PACK OF 6; | REXEL | REXEL PTY LTD | STA51-091 | CURRENT | 2
2343 | HAMMER,HAND | CARPENTERS,STD CLAW;20 OZ WT; STEEL SHAFT;PACK OF 6; | REXEL | REXEL PTY LTD | BIZ790004 | CURRENT | 1
2343 | HAMMER,HAND | CARPENTERS,STD CLAW;20 OZ WT; STEEL SHAFT;PACK OF 6; | STATEWD | STATEWIDE FSTNERS & ENG SPLS PL | S51091 | CURRENT | 2
2343 | HAMMER,HAND | CARPENTERS,STD CLAW;20 OZ WT; STEEL SHAFT;PACK OF 6; | STANLEY |  | S51033 | CURRENT | 2
2345 | HAMMER,HAND | Gympie Style Hammer, 2Kg Normalised Head Fibreglass Handle | MUMME | MUMME | 5HDRFRHY2.0 | CURRENT | 5
2346 | HEAD,HAND HAMMER | SLEDGE,DOUBLE FACED;3.15 KG (7 LB);C/W HANDLE;PACK OF 2; | CNWPL | CNW PL - SLACKS CREEK | T130206 | CURRENT | 2
2346 | HEAD,HAND HAMMER | SLEDGE,DOUBLE FACED;3.15 KG (7 LB);C/W HANDLE;PACK OF 2; | BLKWOOD | J BLACKWOOD & SON LTD | 4242363 | CURRENT | 1
2346 | HEAD,HAND HAMMER | SLEDGE,DOUBLE FACED;3.15 KG (7 LB);C/W HANDLE;PACK OF 2; | TROJAN |  | T130206 | CURRENT | 5
2348 | HANDLE,SINGLE BIT AXE | 800 MM LG (32 IN);PACK OF 10; SUITS AXE,STOCK CODE 02472; | STATEWD | STATEWIDE FSTNERS & ENG SPLS PL | T127217 | PHASING | 1
2348 | HANDLE,SINGLE BIT AXE | 800 MM LG (32 IN);PACK OF 10; SUITS AXE,STOCK CODE 02472; | TROJAN |  | T127217 | PHASING | 2
2350 | HANDLE,FILE | WOOD;3 IN LG (75 MM);PACK OF 10; | HAYMANS | HAYMANS ELECTRICAL | TDNBFHNDLR3 | CURRENT | 1
2350 | HANDLE,FILE | WOOD;3 IN LG (75 MM);PACK OF 10; | STATEWD | STATEWIDE FSTNERS & ENG SPLS PL | AAHU286 | CURRENT | 2
2350 | HANDLE,FILE | WOOD;3 IN LG (75 MM);PACK OF 10; | ATLAS |  | AAHV286 | CURRENT | 2
2351 | HANDLE,FILE | WOOD;4 IN LG (100 MM);PACK OF 10; | HAYMANS | HAYMANS ELECTRICAL | TDNBFHNDLR4 | CURRENT | 1
2351 | HANDLE,FILE | WOOD;4 IN LG (100 MM);PACK OF 10; | STATEWD | STATEWIDE FSTNERS & ENG SPLS PL | AAHU287 | CURRENT | 2
2351 | HANDLE,FILE | WOOD;4 IN LG (100 MM);PACK OF 10; | ATLAS |  | AAHV287 | CURRENT | 2
2352 | HANDLE,FILE | WOOD;5 IN LG (125 MM);ENSURE THAT FERRUES ARE FIRMLY ATTACHED TO HANDLE;PACK OF 10; | HAYMANS | HAYMANS ELECTRICAL | AH-U288 | CURRENT | 1
2352 | HANDLE,FILE | WOOD;5 IN LG (125 MM);ENSURE THAT FERRUES ARE FIRMLY ATTACHED TO HANDLE;PACK OF 10; | STATEWD | STATEWIDE FSTNERS & ENG SPLS PL | AAHU288 | CURRENT | 2
2352 | HANDLE,FILE | WOOD;5 IN LG (125 MM);ENSURE THAT FERRUES ARE FIRMLY ATTACHED TO HANDLE;PACK OF 10; | ATLAS |  | AAHV288 | CURRENT | 2
2353 | HANDLE,FILE | WOOD;6 IN LG (150 MM);PACK OF 10; | HAYMANS | HAYMANS ELECTRICAL | AH-U289 | CURRENT | 1
2353 | HANDLE,FILE | WOOD;6 IN LG (150 MM);PACK OF 10; | STATEWD | STATEWIDE FSTNERS & ENG SPLS PL | AAHU289 | CURRENT | 2
2353 | HANDLE,FILE | WOOD;6 IN LG (150 MM);PACK OF 10; | ATLAS |  | AAHV289 | CURRENT | 2
2358 | HANDLE,HAMMER | WOOD;CARPENTER'S;350 MM LG (14 IN); PACK OF 1;SUITS CLAW HAMMER STOCK CODE 02339; | STATEWD | STATEWIDE FSTNERS & ENG SPLS PL | A01223 | PHASING | 1
2358 | HANDLE,HAMMER | WOOD;CARPENTER'S;350 MM LG (14 IN); PACK OF 1;SUITS CLAW HAMMER STOCK CODE 02339; | ATLAS |  | 1.223 | PHASING | 2
2375 | SAW,BOW | BUSHMAN'S TYPE;530 MM (21 IN) BLADE LG; 20 MM BLADE W;PACK OF 1;REFER STOCK CODE 02082 FOR SPARE BLADES; | CNWPL | CNW PL - SLACKS CREEK | S3322151 | CURRENT | 2
2375 | SAW,BOW | BUSHMAN'S TYPE;530 MM (21 IN) BLADE LG; 20 MM BLADE W;PACK OF 1;REFER STOCK CODE 02082 FOR SPARE BLADES; | SANDVIK |  | S3322151 | CURRENT | 5
2375 | SAW,BOW | BUSHMAN'S TYPE;530 MM (21 IN) BLADE LG; 20 MM BLADE W;PACK OF 1;REFER STOCK CODE 02082 FOR SPARE BLADES; | ATOMSUPP | ATOM SUPPLY | 98889747 | CURRENT | 1
2379 | FRAME,HAND HACKSAW | ADJ BLADE;CLOSED GRIP;3 IN FRAME D; PACK OF 1; | CNWPL | CNW PL - SLACKS CREEK | S225S | CURRENT | 2
2379 | FRAME,HAND HACKSAW | ADJ BLADE;CLOSED GRIP;3 IN FRAME D; PACK OF 1; | SANDVIK |  | S225S | CURRENT | 5
2379 | FRAME,HAND HACKSAW | ADJ BLADE;CLOSED GRIP;3 IN FRAME D; PACK OF 1; | CNWPL | CNW PL - SLACKS CREEK | SJ-EC-422 | CURRENT | 1
2380 | SAW,HAND,CROSSCUT | SKEW BACK;650 MM (26 IN) LG BLADE; 7 TEETH POINTS;W/HARDWOOD HANDLE; PACK OF 1; | EASTTOOL |  | RG41060/08 | PURCHASE AS REQUIRED | 1
2381 | HOLE SAW | HSS W/WELDED EDGE;6 TPI;16 MM BLADE DIA; PACK OF 1;SUITS ARBOR STOCK CODE 02470; | C&LTOOL | CALTCO T/A C&L TOOL CENTRE | SUTH1250160 | CURRENT | 2
2381 | HOLE SAW | HSS W/WELDED EDGE;6 TPI;16 MM BLADE DIA; PACK OF 1;SUITS ARBOR STOCK CODE 02470; | CNWPL | CNW PL - SLACKS CREEK | ECLB701016 | CURRENT | 2
2381 | HOLE SAW | HSS W/WELDED EDGE;6 TPI;16 MM BLADE DIA; PACK OF 1;SUITS ARBOR STOCK CODE 02470; | ECLIPSE |  | ECEBV3016 | CURRENT | 2
2381 | HOLE SAW | HSS W/WELDED EDGE;6 TPI;16 MM BLADE DIA; PACK OF 1;SUITS ARBOR STOCK CODE 02470; | CNWPL | CNW PL - SLACKS CREEK | 7010-16 | CURRENT | 1
2382 | HOLE SAW | HSS W/WELDED EDGE;6 TPI;19 MM BLADE DIA; PACK OF 1;SUITS ARBOR STOCK CODE 02470; | CNWPL | CNW PL - SLACKS CREEK | ECLB701019 | CURRENT | 2
2382 | HOLE SAW | HSS W/WELDED EDGE;6 TPI;19 MM BLADE DIA; PACK OF 1;SUITS ARBOR STOCK CODE 02470; | ECLIPSE |  | ECEBV3019 | CURRENT | 2
2382 | HOLE SAW | HSS W/WELDED EDGE;6 TPI;19 MM BLADE DIA; PACK OF 1;SUITS ARBOR STOCK CODE 02470; | CNWPL | CNW PL - SLACKS CREEK | 7010-19 | CURRENT | 1
2383 | HOLE SAW | HSS W/WELDED EDGE;6 TPI;22 MM BLADE DIA; PACK OF 1;SUITS ARBOR STOCK CODE 02470; | CNWPL | CNW PL - SLACKS CREEK | ECLB701022 | CURRENT | 2
2383 | HOLE SAW | HSS W/WELDED EDGE;6 TPI;22 MM BLADE DIA; PACK OF 1;SUITS ARBOR STOCK CODE 02470; | ECLIPSE |  | ECEBV3022 | CURRENT | 2
2383 | HOLE SAW | HSS W/WELDED EDGE;6 TPI;22 MM BLADE DIA; PACK OF 1;SUITS ARBOR STOCK CODE 02470; | CNWPL | CNW PL - SLACKS CREEK | 7010-22 | CURRENT | 1
2384 | HOLE SAW | HSS W/WELDED EDGE;6 TPI;25 MM BLADE DIA; PACK OF 1;SUITS ARBOR STOCK CODE 02470; | CNWPL | CNW PL - SLACKS CREEK | 7010-25 | CURRENT | 1
2384 | HOLE SAW | HSS W/WELDED EDGE;6 TPI;25 MM BLADE DIA; PACK OF 1;SUITS ARBOR STOCK CODE 02470; | CNWPL | CNW PL - SLACKS CREEK | ECLB701025 | CURRENT | 2
2384 | HOLE SAW | HSS W/WELDED EDGE;6 TPI;25 MM BLADE DIA; PACK OF 1;SUITS ARBOR STOCK CODE 02470; | ECLIPSE |  | ECEBV3025 | CURRENT | 2
2387 | HOLE SAW | HSS W/WELDED EDGE;6 TPI;32 MM BLADE DIA; PACK OF 1;SUITS ARBOR STOCK CODE 02471; | CNWPL | CNW PL - SLACKS CREEK | 7010-32 | CURRENT | 1
2387 | HOLE SAW | HSS W/WELDED EDGE;6 TPI;32 MM BLADE DIA; PACK OF 1;SUITS ARBOR STOCK CODE 02471; | CNWPL | CNW PL - SLACKS CREEK | ECLB701032 | CURRENT | 2
2387 | HOLE SAW | HSS W/WELDED EDGE;6 TPI;32 MM BLADE DIA; PACK OF 1;SUITS ARBOR STOCK CODE 02471; | ECLIPSE |  | ECEBV3032 | CURRENT | 2
2390 | HOLE SAW | HSS W/WELDED EDGE;6 TPI;38 MM BLADE DIA; PACK OF 1;SUITS ARBOR STOCK CODE 02471; | CNWPL | CNW PL - SLACKS CREEK | 7010-38 | CURRENT | 1
2390 | HOLE SAW | HSS W/WELDED EDGE;6 TPI;38 MM BLADE DIA; PACK OF 1;SUITS ARBOR STOCK CODE 02471; | CNWPL | CNW PL - SLACKS CREEK | ECLB701038 | CURRENT | 2
2390 | HOLE SAW | HSS W/WELDED EDGE;6 TPI;38 MM BLADE DIA; PACK OF 1;SUITS ARBOR STOCK CODE 02471; | ECLIPSE |  | ECEBV3038 | CURRENT | 2
2391 | HOLE SAW | HSS W/WELDED EDGE;6 TPI;41 MM BLADE DIA; PACK OF 1;SUITS ARBOR STOCK CODE 02471; | CNWPL | CNW PL - SLACKS CREEK | 7010-41 | CURRENT | 1
2391 | HOLE SAW | HSS W/WELDED EDGE;6 TPI;41 MM BLADE DIA; PACK OF 1;SUITS ARBOR STOCK CODE 02471; | CNWPL | CNW PL - SLACKS CREEK | ECLB701041 | CURRENT | 2
2391 | HOLE SAW | HSS W/WELDED EDGE;6 TPI;41 MM BLADE DIA; PACK OF 1;SUITS ARBOR STOCK CODE 02471; | ECLIPSE |  | ECEBV3041 | CURRENT | 2
2394 | HOLE SAW | HSS W/WELDED EDGE;6 TPI;51 MM BLADE DIA; PACK OF 1;SUITS ARBOR STOCK CODE 02471; | CNWPL | CNW PL - SLACKS CREEK | 7010-51 | CURRENT | 1
2394 | HOLE SAW | HSS W/WELDED EDGE;6 TPI;51 MM BLADE DIA; PACK OF 1;SUITS ARBOR STOCK CODE 02471; | CNWPL | CNW PL - SLACKS CREEK | ECLB708051 | CURRENT | 2
2394 | HOLE SAW | HSS W/WELDED EDGE;6 TPI;51 MM BLADE DIA; PACK OF 1;SUITS ARBOR STOCK CODE 02471; | ECLIPSE |  | ECEBV3051 | CURRENT | 2
2403 | SCREWDRIVER,FLAT TIP | 200 MM BLADE LG;6.5 MM TIP; PLASTIC HANDLE;STANDARD TIP TYPE; PACK OF 1; | TOTTOOL | TOTAL TOOLS VIRGINIA | 41798 | CURRENT | 1
2403 | SCREWDRIVER,FLAT TIP | 200 MM BLADE LG;6.5 MM TIP; PLASTIC HANDLE;STANDARD TIP TYPE; PACK OF 1; | STATEWD | STATEWIDE FSTNERS & ENG SPLS PL | S65548 | CURRENT | 2
2403 | SCREWDRIVER,FLAT TIP | 200 MM BLADE LG;6.5 MM TIP; PLASTIC HANDLE;STANDARD TIP TYPE; PACK OF 1; | STANLEY |  | 65-548 | CURRENT | 2
2415 | SHOVEL,HAND | SQ MOUTH;MEDIUM 280 MM X 210 MM BLADE; SHORT PLASTIC D HANDLE; TIMBER SHAFT; PACK OF 6; | SPEARJAC |  | SJ-CGSH1 | CURRENT | 2
2415 | SHOVEL,HAND | SQ MOUTH;MEDIUM 280 MM X 210 MM BLADE; SHORT PLASTIC D HANDLE; TIMBER SHAFT; PACK OF 6; | STATEWD | STATEWIDE FSTNERS & ENG SPLS PL | SJCGSH1 | CURRENT | 2
2415 | SHOVEL,HAND | SQ MOUTH;MEDIUM 280 MM X 210 MM BLADE; SHORT PLASTIC D HANDLE; TIMBER SHAFT; PACK OF 6; | C&LTOOL | CALTCO T/A C&L TOOL CENTRE | CGSH1 | CURRENT | 1
2416 | SHOVEL,HAND | SQ MOUTH;MEDIUM 265 MM X 325 MM BLADE; LG FIBREGLASS HANDLE;PACK OF 6; REFER STOCK CODE 02364 FOR SPARE HANDLE; | BLKWOOD | J BLACKWOOD & SON LTD | 3563870 | CURRENT | 1
2416 | SHOVEL,HAND | SQ MOUTH;MEDIUM 265 MM X 325 MM BLADE; LG FIBREGLASS HANDLE;PACK OF 6; REFER STOCK CODE 02364 FOR SPARE HANDLE; | STATEWD | STATEWIDE FSTNERS & ENG SPLS PL | SJSHO60FG | CURRENT | 2
2416 | SHOVEL,HAND | SQ MOUTH;MEDIUM 265 MM X 325 MM BLADE; LG FIBREGLASS HANDLE;PACK OF 6; REFER STOCK CODE 02364 FOR SPARE HANDLE; | SPEARJAC |  | SJ-SHO/60FG | CURRENT | 2
2417 | SHOVEL,HAND | Post Hole,Treaded;190 MM X 275 MM Blade, C/W Solid Fibreglass Handle 25-30 Deg to Handle Axis; For Lighter Alternative refer Kelso Brand SC 25095. | STATEWD | STATEWIDE FSTNERS & ENG SPLS PL | SJ-SCPH | CURRENT | 1
2417 | SHOVEL,HAND | Post Hole,Treaded;190 MM X 275 MM Blade, C/W Solid Fibreglass Handle 25-30 Deg to Handle Axis; For Lighter Alternative refer Kelso Brand SC 25095. | TDETOOL | TRADE TOOLS DIRECT PTY LTD | 642494 | CURRENT | 2
2417 | SHOVEL,HAND | Post Hole,Treaded;190 MM X 275 MM Blade, C/W Solid Fibreglass Handle 25-30 Deg to Handle Axis; For Lighter Alternative refer Kelso Brand SC 25095. | SPEARJAC |  | SJSCPH | CURRENT | 2
2433 | WRENCH,OPEN END,ADJUSTABLE | 200 MM LG;23 MM CAP;PACK OF 1; | C&LTOOL | CALTCO T/A C&L TOOL CENTRE | K040003 | CURRENT | 1
2433 | WRENCH,OPEN END,ADJUSTABLE | 200 MM LG;23 MM CAP;PACK OF 1; | FULLER |  | F4150008 | CURRENT | 5
2433 | WRENCH,OPEN END,ADJUSTABLE | 200 MM LG;23 MM CAP;PACK OF 1; | C&LTOOL | CALTCO T/A C&L TOOL CENTRE | KINK040003 | CURRENT | 2
2434 | WRENCH,OPEN END,ADJUSTABLE | 250 MM LG;27 MM CAP;PACK OF 1; | FULLER |  | F4150010 | CURRENT | 5
2434 | WRENCH,OPEN END,ADJUSTABLE | 250 MM LG;27 MM CAP;PACK OF 1; | C&LTOOL | CALTCO T/A C&L TOOL CENTRE | K040004 | CURRENT | 1
2434 | WRENCH,OPEN END,ADJUSTABLE | 250 MM LG;27 MM CAP;PACK OF 1; | C&LTOOL | CALTCO T/A C&L TOOL CENTRE | KINK040004 | CURRENT | 2
2435 | WRENCH,OPEN END,ADJUSTABLE | 300 MM LG;32 MM CAP;PACK OF 1; | FULLER |  | F4160012 | CURRENT | 5
2435 | WRENCH,OPEN END,ADJUSTABLE | 300 MM LG;32 MM CAP;PACK OF 1; | C&LTOOL | CALTCO T/A C&L TOOL CENTRE | K040005 | CURRENT | 1
2435 | WRENCH,OPEN END,ADJUSTABLE | 300 MM LG;32 MM CAP;PACK OF 1; | C&LTOOL | CALTCO T/A C&L TOOL CENTRE | KINK040005 | CURRENT | 2
2437 | WRENCH,RATCHET | METRIC;SINGLE ENDED;REVERSIBLE RATCHET; 19 MM & 24 MM SOCKETS; HANDLES; PACK OF 2;TO FIT M12 & M16 BOLTS | BLKWOODS | J BLACKWOOD & SON LTD | 06223639/SCMTRH1924S | CURRENT | 2
2437 | WRENCH,RATCHET | METRIC;SINGLE ENDED;REVERSIBLE RATCHET; 19 MM & 24 MM SOCKETS; HANDLES; PACK OF 2;TO FIT M12 & M16 BOLTS | SUPER |  | RSRRNG1924 | CURRENT | 2
2437 | WRENCH,RATCHET | METRIC;SINGLE ENDED;REVERSIBLE RATCHET; 19 MM & 24 MM SOCKETS; HANDLES; PACK OF 2;TO FIT M12 & M16 BOLTS | ATOMSUPP | ATOM SUPPLY | 222799 | CURRENT | 1
2438 | WRENCH,RATCHET | METRIC;SINGLE ENDED;REVERSIBLE RATCHET; 24 MM & 30 MM SOCKETS; TO FIT M16 & M20 BOLTS | BLKWOODS | J BLACKWOOD & SON LTD | 01716753/SCMTRH2430 | CURRENT | 2
2438 | WRENCH,RATCHET | METRIC;SINGLE ENDED;REVERSIBLE RATCHET; 24 MM & 30 MM SOCKETS; TO FIT M16 & M20 BOLTS | SUPER |  | RSRRNG2430 | CURRENT | 2
2438 | WRENCH,RATCHET | METRIC;SINGLE ENDED;REVERSIBLE RATCHET; 24 MM & 30 MM SOCKETS; TO FIT M16 & M20 BOLTS | ATOMSUPP | ATOM SUPPLY | 91678007 | CURRENT | 1
2449 | TAP,THREAD CUTTING | HAND TYPE;HSS;BSW;3/8 IN;TAPER; | STATEWD | STATEWIDE FSTNERS & ENG SPLS PL | 4228-3/8T | CURRENT | 1
2449 | TAP,THREAD CUTTING | HAND TYPE;HSS;BSW;3/8 IN;TAPER; | P&NWILT | P&N WILT | WILTSHIRE | CURRENT | 2
2458 | TAP,THREAD CUTTING | HAND TYPE;HSS;BSW;5/32 IN;BOTTOMING; PACK OF 1; | KEYLINE | KEY-LINE DISTRIBUTORS PTY LTD | T4530397 | CURRENT | 1
2458 | TAP,THREAD CUTTING | HAND TYPE;HSS;BSW;5/32 IN;BOTTOMING; PACK OF 1; | P&NWILT | P&N WILT | 532CSB | CURRENT | 2
2462 | TAP,THREAD CUTTING | HAND TYPE;HSS;BSW;3/8 IN;BOTTOMING; PACK OF 3; | P&NWILT | P&N WILT | WILTSHIRE | CURRENT | 1
2466 | BRACE,BIT,RATCHET | OPEN TYPE 12 POINT RATCHET;(250 MM) SWEEP;NICKEL PLATED FINISH;HARDWOOD HD & HANDLE;UNIVERSAL JAWS & SELF CENTRING CHUCK;BALL-BEARING HD;U/W | STANLEY |  | S02130 | CURRENT | 1
2468 | FOIL,METAL | ALUMINIUM;BRIGHT FINISH; 450 MM W,150 M LG;HEAVY DUTY; SUPPLIED IN CATERERS PACK BOX OF 4; | ALCAN | CAPRAL ALUMINIUM CENTRES | CA-XHDF05 | CURRENT | 1
2470 | ARBOR,HOLE SAW | 1/4 IN CHUCK SIZE;1/4 IN HEX SHANK; 9/16 IN TO 1-3/16 IN DIA SAWS; (14 MM TO 30 MM);1/4 IN PILOT DRILL; PACK OF 1; | CNWPL | CNW PL - SLACKS CREEK | ECLB70505514 | CURRENT | 2
2470 | ARBOR,HOLE SAW | 1/4 IN CHUCK SIZE;1/4 IN HEX SHANK; 9/16 IN TO 1-3/16 IN DIA SAWS; (14 MM TO 30 MM);1/4 IN PILOT DRILL; PACK OF 1; | CNWPL | CNW PL - SLACKS CREEK | 7050-5519 | CURRENT | 1
2470 | ARBOR,HOLE SAW | 1/4 IN CHUCK SIZE;1/4 IN HEX SHANK; 9/16 IN TO 1-3/16 IN DIA SAWS; (14 MM TO 30 MM);1/4 IN PILOT DRILL; PACK OF 1; | ECLIPSE |  | E4 | CURRENT | 2
2471 | ARBOR,HOLE SAW | 7/16 IN CHUCK SIZE;11/32 IN HEX SHANK; 1-1/4 IN TO 2-1/8 IN;32 MM TO 54 MM; 1/4 IN PILOT DRILL;PACK OF 1; | CNWPL | CNW PL - SLACKS CREEK | ECLB70505520 | CURRENT | 2
2471 | ARBOR,HOLE SAW | 7/16 IN CHUCK SIZE;11/32 IN HEX SHANK; 1-1/4 IN TO 2-1/8 IN;32 MM TO 54 MM; 1/4 IN PILOT DRILL;PACK OF 1; | CNWPL | CNW PL - SLACKS CREEK | 7050-5546 | CURRENT | 1
2471 | ARBOR,HOLE SAW | 7/16 IN CHUCK SIZE;11/32 IN HEX SHANK; 1-1/4 IN TO 2-1/8 IN;32 MM TO 54 MM; 1/4 IN PILOT DRILL;PACK OF 1; | ECLIPSE |  | E6 000459 | CURRENT | 2
2471 | ARBOR,HOLE SAW | 7/16 IN CHUCK SIZE;11/32 IN HEX SHANK; 1-1/4 IN TO 2-1/8 IN;32 MM TO 54 MM; 1/4 IN PILOT DRILL;PACK OF 1; | SUTTOOLS |  | GAM-FLEX BA-2 (ONLY) | CURRENT | 2
2475 | STRAPPING | STAINLESS STEEL,TYPE 201;12.7 MM W, 0.76 MM THK;30 M ROLL,PACK WEIGHT 2.4 KG; | WIREMARK | WIREMARKERS AUSTRALIA | SST304-1207 | CURRENT | 2
2475 | STRAPPING | STAINLESS STEEL,TYPE 201;12.7 MM W, 0.76 MM THK;30 M ROLL,PACK WEIGHT 2.4 KG; | UTILUX |  | H3016-M30/1 | CURRENT | 1
2476 | STRAPPING | STAINLESS STEEL,TYPE 201;19.05 MM W, 0.76 MM THK;30 M ROLL,PACK WEIGHT 3.4 KG; | LEGEND | LEGEND POWER SYSTEMS | CABSTRAP19.0 | CURRENT | 1
2476 | STRAPPING | STAINLESS STEEL,TYPE 201;19.05 MM W, 0.76 MM THK;30 M ROLL,PACK WEIGHT 3.4 KG; | WIREMARK | WIREMARKERS AUSTRALIA | SST304-1907 | CURRENT | 2
2476 | STRAPPING | STAINLESS STEEL,TYPE 201;19.05 MM W, 0.76 MM THK;30 M ROLL,PACK WEIGHT 3.4 KG; | UTILUX |  | H3022M-30/1 | CURRENT | 1
2477 | STRAPPING | STAINLESS STEEL,TYPE 201;9.5 MM W, 0.63 MM THK;30 M ROLL,PACK WEIGHT 1.9 KG;REFER STOCK CODE 02481 FOR SEAL; | UTILUX |  | H3013M-30/1 | CURRENT | 1
2478 | CROWBAR | Chisel & Diamond Ends, 1800mm Lg (6 Ft), 25mm Dia (1"), Hex Sect, Pack of 1 | C&LTOOL | CALTCO T/A C&L TOOL CENTRE | MUM5CB180025 | CURRENT | 1
2478 | CROWBAR | Chisel & Diamond Ends, 1800mm Lg (6 Ft), 25mm Dia (1"), Hex Sect, Pack of 1 | ATOMSUPP | ATOM SUPPLY | 79012386 | CURRENT | 2
2478 | CROWBAR | Chisel & Diamond Ends, 1800mm Lg (6 Ft), 25mm Dia (1"), Hex Sect, Pack of 1 | CYCLONE | AMES AUSTRALASIA P/L T/A CYCLONE TOOLS | C604447 | CURRENT | 2
2478 | CROWBAR | Chisel & Diamond Ends, 1800mm Lg (6 Ft), 25mm Dia (1"), Hex Sect, Pack of 1 | C&LTOOL | CALTCO T/A C&L TOOL CENTRE | 28918 | CURRENT | 2
2479 | BAR,WRECKING | BENT CHISEL & CLAW ENDS;18 IN LG; 5/8 IN DIA;PACK OF 6; | C&LTOOL | CALTCO T/A C&L TOOL CENTRE | 5WB45016 | CURRENT | 1
2479 | BAR,WRECKING | BENT CHISEL & CLAW ENDS;18 IN LG; 5/8 IN DIA;PACK OF 6; | STATEWD | STATEWIDE FSTNERS & ENG SPLS PL | 5WB45016 | CURRENT | 2
2479 | BAR,WRECKING | BENT CHISEL & CLAW ENDS;18 IN LG; 5/8 IN DIA;PACK OF 6; | MUMME | MUMME | 5WB45016 | CURRENT | 2
2480 | BAR,WRECKING | BENT CHISEL & CLAW ENDS;3 FT LG;3/4 IN DIA;PACK OF 1; | C&LTOOL | CALTCO T/A C&L TOOL CENTRE | 28917 | CURRENT | 1
2480 | BAR,WRECKING | BENT CHISEL & CLAW ENDS;3 FT LG;3/4 IN DIA;PACK OF 1; | MUMME | MUMME | 5WB90020 | CURRENT | 2
2481 | SEAL,STRAPPING | OPEN TYPE;FOR BANDIT SEALING TOOL C001; STAINLESS STEEL;9.5 MM STRAPPING; CORROSION RESISTANT;BOX OF 100; | UTILUX |  | H3001/100 | CURRENT | 2
2481 | SEAL,STRAPPING | OPEN TYPE;FOR BANDIT SEALING TOOL C001; STAINLESS STEEL;9.5 MM STRAPPING; CORROSION RESISTANT;BOX OF 100; | LEGEND | LEGEND POWER SYSTEMS | CABBUCKLE9.5 | CURRENT | 1
2482 | SEAL,STRAPPING | OPEN TYPE;FOR BANDIT SEALING TOOL C001; STAINLESS STEEL;12.7 MM STRAPPING; CORROSION RESISTANT;BOX OF 100; | WIREMARK | WIREMARKERS AUSTRALIA | BK340-12712T | CURRENT | 2
2482 | SEAL,STRAPPING | OPEN TYPE;FOR BANDIT SEALING TOOL C001; STAINLESS STEEL;12.7 MM STRAPPING; CORROSION RESISTANT;BOX OF 100; | PLP AUST | PREFORMED LINE PRODUCTS (AUST) | SSSB-12 | CURRENT | 1
2482 | SEAL,STRAPPING | OPEN TYPE;FOR BANDIT SEALING TOOL C001; STAINLESS STEEL;12.7 MM STRAPPING; CORROSION RESISTANT;BOX OF 100; | UTILUX |  | H3004/100 | CURRENT | 2
2483 | SEAL,STRAPPING | OPEN TYPE;FOR BANDIT SEALING TOOL C001; STAINLESS STEEL;19.05 MM STRAPPING; CORROSION RESISTANT;BOX OF 100;PACK WEIGHT 1.7 KG; | WIREMARK | WIREMARKERS AUSTRALIA | BK304-19017T | CURRENT | 2
2483 | SEAL,STRAPPING | OPEN TYPE;FOR BANDIT SEALING TOOL C001; STAINLESS STEEL;19.05 MM STRAPPING; CORROSION RESISTANT;BOX OF 100;PACK WEIGHT 1.7 KG; | LEGEND | LEGEND POWER SYSTEMS | CABBUCKLE19.0 | CURRENT | 1
2483 | SEAL,STRAPPING | OPEN TYPE;FOR BANDIT SEALING TOOL C001; STAINLESS STEEL;19.05 MM STRAPPING; CORROSION RESISTANT;BOX OF 100;PACK WEIGHT 1.7 KG; | UTILUX |  | H3010 | CURRENT | 2
2485 | INSULATION,ELEC COND | PVC;0.6/1 KV;UV STABILISED OUTDOOR; RIGID;2500 MM LG; YELLOW WITH BLACK STRIPES;PROTECTIVE COVER FOR LV CONDUCTOR; | THEWMCAN | TMAC THEW & MCCANN GROUP | TM12196 | CURRENT | 1
2487 | CUTTER,BOLT | CENTRE CUT JAWS;14 IN O/A LG; GENERAL CUTTING;PACK OF 1; | STATEWD | STATEWIDE FSTNERS & ENG SPLS PL | R914BC | PURCHASE AS REQUIRED | 2
2487 | CUTTER,BOLT | CENTRE CUT JAWS;14 IN O/A LG; GENERAL CUTTING;PACK OF 1; | RECORD |  | R914BC | PURCHASE AS REQUIRED | 2
2487 | CUTTER,BOLT | CENTRE CUT JAWS;14 IN O/A LG; GENERAL CUTTING;PACK OF 1; | C&LTOOL | CALTCO T/A C&L TOOL CENTRE | EC-ETBC14 | PURCHASE AS REQUIRED | 1
2488 | CUTTER,BOLT | CENTRE CUT JAWS;18 IN O/A LG; GENERAL CUTTING;PACK OF 1; | STATEWD | STATEWIDE FSTNERS & ENG SPLS PL | R918BC | CURRENT | 2
2488 | CUTTER,BOLT | CENTRE CUT JAWS;18 IN O/A LG; GENERAL CUTTING;PACK OF 1; | C&LTOOL | CALTCO T/A C&L TOOL CENTRE | EC-ETBC18 | CURRENT | 1
2488 | CUTTER,BOLT | CENTRE CUT JAWS;18 IN O/A LG; GENERAL CUTTING;PACK OF 1; | RECORD |  | BC918 | CURRENT | 2
2489 | CUTTER,BOLT | CENTRE CUT JAWS;24 IN O/A LG; GENERAL CUTTING;PACK OF 1; | ECLIPSE |  | EFBC24 | CURRENT | 2
2489 | CUTTER,BOLT | CENTRE CUT JAWS;24 IN O/A LG; GENERAL CUTTING;PACK OF 1; | STATEWD | STATEWIDE FSTNERS & ENG SPLS PL | EFBC24 | CURRENT | 2
2489 | CUTTER,BOLT | CENTRE CUT JAWS;24 IN O/A LG; GENERAL CUTTING;PACK OF 1; | STATEWD | STATEWIDE FSTNERS & ENG SPLS PL | BC924BC | CURRENT | 2
2489 | CUTTER,BOLT | CENTRE CUT JAWS;24 IN O/A LG; GENERAL CUTTING;PACK OF 1; | STATEWD | STATEWIDE FSTNERS & ENG SPLS PL | R924BC | CURRENT | 2
2489 | CUTTER,BOLT | CENTRE CUT JAWS;24 IN O/A LG; GENERAL CUTTING;PACK OF 1; | C&LTOOL | CALTCO T/A C&L TOOL CENTRE | EC-ETBC24 | CURRENT | 1
2489 | CUTTER,BOLT | CENTRE CUT JAWS;24 IN O/A LG; GENERAL CUTTING;PACK OF 1; | RECORD |  | BC924 | CURRENT | 2
2490 | CUTTER,CABLE,HAND OPERATED | GEAR & RATCHET TYPE;310 MM O/A LG; SUITABLE FOR SOFT DRAWN ALUMINIUM & COPPER CABLES UP TO 32 MM DIA OR 250 SQ MM;C/W VINYL PROTECTIVE CARRY BAG;1000 V | SPECFORC | SPECIALISED FORCE | K321 | PURCHASE AS REQUIRED | 1
2491 | DRESSER,LEAD PIPE AND CABLE | LEAD BEATER;2 IN FACE W,12-1/2 IN LG; PACK OF 1; | CNWPL | CNW PL - SLACKS CREEK | STFLD | PURCHASE AS REQUIRED | 1
2491 | DRESSER,LEAD PIPE AND CABLE | LEAD BEATER;2 IN FACE W,12-1/2 IN LG; PACK OF 1; | STATEWD | STATEWIDE FSTNERS & ENG SPLS PL | LD | PURCHASE AS REQUIRED | 2
2504 | KEY,SOCKET HEAD SCREW | T Shape, Hex Drive, 3mm, Insulated 1000V Rated, for use with Henley Fuses, (P1) | CNWPL | CNW PL - SLACKS CREEK | 53485-36 | CURRENT | 1
2504 | KEY,SOCKET HEAD SCREW | T Shape, Hex Drive, 3mm, Insulated 1000V Rated, for use with Henley Fuses, (P1) | CNWPL | CNW PL - SLACKS CREEK | IPD53485-36 | CURRENT | 2
2504 | KEY,SOCKET HEAD SCREW | T Shape, Hex Drive, 3mm, Insulated 1000V Rated, for use with Henley Fuses, (P1) | HAYMANS | HAYMANS ELECTRICAL | ALS53485-36 | CURRENT | 2
2511 | KEY SET,SOCKET HEAD SCREW | 9 Piece Allen Key set, Hex Drive, 1.5 mm, 2.0 mm, 2.5 mm, 3.0 mm, 4.0 mm, 50 mm, 6.0 mm, 8.0 mm & 10.0 mm | C&LTOOL | CALTCO T/A C&L TOOL CENTRE | BON12299 | CURRENT | 1
2511 | KEY SET,SOCKET HEAD SCREW | 9 Piece Allen Key set, Hex Drive, 1.5 mm, 2.0 mm, 2.5 mm, 3.0 mm, 4.0 mm, 50 mm, 6.0 mm, 8.0 mm & 10.0 mm | BLKWOODS | J BLACKWOOD & SON LTD | 03020113/WSMA | CURRENT | 2
2511 | KEY SET,SOCKET HEAD SCREW | 9 Piece Allen Key set, Hex Drive, 1.5 mm, 2.0 mm, 2.5 mm, 3.0 mm, 4.0 mm, 50 mm, 6.0 mm, 8.0 mm & 10.0 mm | UNBRAKO | UNBRAKO | AKSM | CURRENT | 2
2519 | IGNITER,FRICTION | CUP TYPE;WIRE HANDLE;COMWELD BRAND USE STOCK CODE 02493 FOR FLINT; OTHER BRANDS USE STOCK CODE 14850 FOR FLINT;BOX OF 1; | BOC | BOC GASES | BOC10255 | CURRENT | 2
2519 | IGNITER,FRICTION | CUP TYPE;WIRE HANDLE;COMWELD BRAND USE STOCK CODE 02493 FOR FLINT; OTHER BRANDS USE STOCK CODE 14850 FOR FLINT;BOX OF 1; | STATEWD | STATEWIDE FSTNERS & ENG SPLS PL | C308789 | CURRENT | 2
2519 | IGNITER,FRICTION | CUP TYPE;WIRE HANDLE;COMWELD BRAND USE STOCK CODE 02493 FOR FLINT; OTHER BRANDS USE STOCK CODE 14850 FOR FLINT;BOX OF 1; | BOC | BOC GASES | 3001L | CURRENT | 1
2531 | CROSSARM,WOOD | HARDWOOD;2700 MM LG;100 MM X 100 MM;ELEC POWER DISTRIBUTION;11P/M,11EDO/M,11CE, DO/M,11P,11EDO CONSTR;DRILLED;U/O ENERGEX CONSTR;WHEN STOCKS ARE DEPLETED | DALEMYER | DALE MEYERS PTY LTD | HXD3100100FS270 | PHASING | 1
2531 | CROSSARM,WOOD | HARDWOOD;2700 MM LG;100 MM X 100 MM;ELEC POWER DISTRIBUTION;11P/M,11EDO/M,11CE, DO/M,11P,11EDO CONSTR;DRILLED;U/O ENERGEX CONSTR;WHEN STOCKS ARE DEPLETED | COFFSHAR | COFFS HARBOUR TRADING | 2531 | PHASING | 2
2544 | CROSSARM,WOOD | HARDWOOD;2700 MM LG;150 MM X 100 MM;ELEC POWER DISTRIBUTION;11WB,33WB,11W,11WA, 33W,33WA,(LOWER ARM) CONSTR;DRILLED; U/O ENERGEX CONSTRUCTIONS;BUNDLE OF 12; | DALEMYER | DALE MEYERS PTY LTD | HXD3150100FS270 | CURRENT | 1
2544 | CROSSARM,WOOD | HARDWOOD;2700 MM LG;150 MM X 100 MM;ELEC POWER DISTRIBUTION;11WB,33WB,11W,11WA, 33W,33WA,(LOWER ARM) CONSTR;DRILLED; U/O ENERGEX CONSTRUCTIONS;BUNDLE OF 12; | COFFSHAR | COFFS HARBOUR TRADING | 2544 | CURRENT | 2
2547 | CROSSARM,WOOD | HARDWOOD;2700 MM LG;150 MM X 100 MM;ELEC POWER DISTRIBUTION;11WB,33WB,11WA,33WA, (UPPER ARM) CONSTR;DRILLED;U/O ENERGEX CONSTRUCTIONS; | DALEMYER | DALE MEYERS PTY LTD | HXD3150100FS270 | CURRENT | 1
2547 | CROSSARM,WOOD | HARDWOOD;2700 MM LG;150 MM X 100 MM;ELEC POWER DISTRIBUTION;11WB,33WB,11WA,33WA, (UPPER ARM) CONSTR;DRILLED;U/O ENERGEX CONSTRUCTIONS; | ENERGEX | ENERGEX | CROSSARM,2700 MM LG,11 WB | CURRENT | 2
2557 | ADAPTOR,POLE TO CROSSARM | FLOATING;ALUMINIUM;100 MM FLAT FACE; BAG OF 50,PACK WEIGHT 20 KG; | DRAWING | DRAWING NO | 310-A4 REV H | CURRENT | 2
2557 | ADAPTOR,POLE TO CROSSARM | FLOATING;ALUMINIUM;100 MM FLAT FACE; BAG OF 50,PACK WEIGHT 20 KG; | DOWNCAST | DOWNS ALUMINIUM CASTINGS | GB100 | CURRENT | 1
2558 | ADAPTOR,POLE TO CROSSARM | FLOATING;ALUMINIUM;150 MM FLAT FACE; BAG OF 25,PACK WEIGHT 16 KG; | DOWNCAST | DOWNS ALUMINIUM CASTINGS | BG150 | CURRENT | 1
2559 | BRACE,CROSSARM | Type 650C, 650 x 40 x 8mm, 2 x 18mm Dia Holes, Galv Steel, Bundle of 10 | SEWELFRG | GREG SEWELL FORGINGS PTY LTD | 6367 | CURRENT | 1
2560 | BRACE,CROSSARM | STEEL;GALV;1000 MM LG,50 MM W,10 MM THK; 2 X 18 MM DIA HOLES;930 MM C TO C;MFL 15 KN COMPRESSION;BUNDLE OF 5,WEIGHT 20 KG; | SEWELFRG | GREG SEWELL FORGINGS PTY LTD | 6358 | CURRENT | 1
2563 | BRACKET,STABILISING. | L SHAPED;STEEL;GALV;163 MM LG,50 MM W, 50 MM H,6 MM THK;PACK OF 1; | SEWELFRG | GREG SEWELL FORGINGS PTY LTD | 6142 | CURRENT | 1
2564 | BRACKET,INSULATOR | EXTENSION TYPE;STEEL;GALV;LARGE SIZE; SUSPENSION STYLE;SUSPENSION DISC INSULATOR;332 MM LG,290 MM W,16 MM THK; 4 X 18 MM DIA HOLES;OUTDOOR CROSSARM MTG | HAYMAN | HAYMANS INDUSTRIES PTY LTD | 2564 | CURRENT | 1
2564 | BRACKET,INSULATOR | EXTENSION TYPE;STEEL;GALV;LARGE SIZE; SUSPENSION STYLE;SUSPENSION DISC INSULATOR;332 MM LG,290 MM W,16 MM THK; 4 X 18 MM DIA HOLES;OUTDOOR CROSSARM MTG | MEFCO | MEFCO AUSTRALIA PTY LTD SUNSHINE VIC | 2564 | CURRENT | 2
2565 | STRAP,CROSSARM JOINTING. | STEEL,STRUCTURAL GDE 250;GALV;500 MM LG, 75 MM W,6 MM THK;FOR U/W WISHBONE CONSTRUCTIONS;BUNDLE OF 5,PACK WEIGHT 10 KG; | SEWELFRG | GREG SEWELL FORGINGS PTY LTD | 6136 | CURRENT | 1
2566 | BRACKET,INSULATOR | U STRAP TYPE;STEEL;GALV;SUPPORT STYLE;REEL SHLV2 INSULATOR;100 MM LG, 86 MM W;3 X 18 MM DIA HOLES;OUTDOOR WOOD CROSSARM MTG;BAG OF 20;PACK | SEWELFRG | GREG SEWELL FORGINGS PTY LTD | 6139 | CURRENT | 1
2567 | STRAP | Shackle Strap, 235 x 40 x 3mm, Galv Steel, Mild Flat, for LV Shackle Contruction, Bag of 50 | SEWELFRG | GREG SEWELL FORGINGS PTY LTD | 6355 | CURRENT | 1
2568 | BRACKET,POLE | TEE-OFF CROSSARM;STEEL,SHS GDE C350; GALV;1450 MM O/A LG;EXTENSION FOR CROSSARM SUPPORT (11 KV TEE-OFF & PIN CONSTR);PACK OF 1, PACK WEIGHT 19.9 KG; | GREATWST |  | 2568 | PHASING | 1
2569 | SHACKLE | BOW;70 KN;STEEL;GALV;C/W HEX CLEVIS PIN & HUMPBACK SPLIT PIN;BAG OF 30, PACK WEIGHT 15.0 KG; | DULHUNTY | DULHUNTY INDUSTRIES PTY LTD | AS 70H | CURRENT | 1
2570 | INSULATOR,PIN | HIGH VOLTAGE NORMAL PROFILE;PORCELAIN; PATTERN A HOLE;11 KV NOM V;7 KN MIN FAILING LOAD;BOX OF 12, PACK WEIGHT 15.5 KG; | MACLEAN | MACLEAN POWER PL - E15128 | SLP/11/180 | CURRENT | 2
2570 | INSULATOR,PIN | HIGH VOLTAGE NORMAL PROFILE;PORCELAIN; PATTERN A HOLE;11 KV NOM V;7 KN MIN FAILING LOAD;BOX OF 12, PACK WEIGHT 15.5 KG; | BRITECH | BRI-TECH PTY LTD | SLP/11/180 | CURRENT | 2
2570 | INSULATOR,PIN | HIGH VOLTAGE NORMAL PROFILE;PORCELAIN; PATTERN A HOLE;11 KV NOM V;7 KN MIN FAILING LOAD;BOX OF 12, PACK WEIGHT 15.5 KG; | PLP AUST | PREFORMED LINE PRODUCTS (AUST) | SLP/11/180 | CURRENT | 2
2570 | INSULATOR,PIN | HIGH VOLTAGE NORMAL PROFILE;PORCELAIN; PATTERN A HOLE;11 KV NOM V;7 KN MIN FAILING LOAD;BOX OF 12, PACK WEIGHT 15.5 KG; | TYCO | TYCO | PI-SLP-11-180-PG | CURRENT | 1
2570 | INSULATOR,PIN | HIGH VOLTAGE NORMAL PROFILE;PORCELAIN; PATTERN A HOLE;11 KV NOM V;7 KN MIN FAILING LOAD;BOX OF 12, PACK WEIGHT 15.5 KG; | NZI |  | 104663 | CURRENT | 2
2571 | INSULATOR,PIN | LOW VOLTAGE TYPE LP.LV;PORCELAIN; PATTERN B HOLE;240/415 NOM V;7 KN MIN FAILING LOAD;AS3608;PACK OF 30,PACK WEIGHT 20 KG PALLET OF 1200/960,PALLET | MACLEAN | MACLEAN POWER PL - E15128 | LPLV | CURRENT | 2
2571 | INSULATOR,PIN | LOW VOLTAGE TYPE LP.LV;PORCELAIN; PATTERN B HOLE;240/415 NOM V;7 KN MIN FAILING LOAD;AS3608;PACK OF 30,PACK WEIGHT 20 KG PALLET OF 1200/960,PALLET | BRITECH | BRI-TECH PTY LTD | LPLV | CURRENT | 2
2571 | INSULATOR,PIN | LOW VOLTAGE TYPE LP.LV;PORCELAIN; PATTERN B HOLE;240/415 NOM V;7 KN MIN FAILING LOAD;AS3608;PACK OF 30,PACK WEIGHT 20 KG PALLET OF 1200/960,PALLET | PLP AUST | PREFORMED LINE PRODUCTS (AUST) | LPLV | CURRENT | 2
2571 | INSULATOR,PIN | LOW VOLTAGE TYPE LP.LV;PORCELAIN; PATTERN B HOLE;240/415 NOM V;7 KN MIN FAILING LOAD;AS3608;PACK OF 30,PACK WEIGHT 20 KG PALLET OF 1200/960,PALLET | TYCO | TYCO | MP-LVLP-PG | CURRENT | 1
2573 | INSULATOR,PIN | HIGH VOLTAGE NORMAL PROFILE;PORCELAIN TWO-PART;PATTERN C HOLE;33 KV NOM V; 11 KN MIN FAILING LOAD;BOX OF 2,PACK WEIGHT 19 KG,PALLET OF 64,PALLET WEIGHT | MACLEAN | MACLEAN POWER PL - E15128 | SLP/33/534 | CURRENT | 2
2573 | INSULATOR,PIN | HIGH VOLTAGE NORMAL PROFILE;PORCELAIN TWO-PART;PATTERN C HOLE;33 KV NOM V; 11 KN MIN FAILING LOAD;BOX OF 2,PACK WEIGHT 19 KG,PALLET OF 64,PALLET WEIGHT | TYCO | TYCO | PI-SLP-33-534-PG1 | CURRENT | 1
2574 | INSULATOR,STRAIN | SHACKLE TYPE SH11;PORCELAIN; 11 KV NOM V;22 KN MIN FAILING LOAD; EGX DWG 324-A4;BOX OF 4;PACK WEIGHT 14 KG; | PENTA | PENTA AUST (TMAC THEW & MCCANN/HYLEC) | PA30066 | CURRENT | 1
2574 | INSULATOR,STRAIN | SHACKLE TYPE SH11;PORCELAIN; 11 KV NOM V;22 KN MIN FAILING LOAD; EGX DWG 324-A4;BOX OF 4;PACK WEIGHT 14 KG; | MACLEAN | MACLEAN POWER PL - E15128 | SH-11 | CURRENT | 2
2574 | INSULATOR,STRAIN | SHACKLE TYPE SH11;PORCELAIN; 11 KV NOM V;22 KN MIN FAILING LOAD; EGX DWG 324-A4;BOX OF 4;PACK WEIGHT 14 KG; | GRAPHSOL | GRAPH SOLUTIONS PTY LTD | L1428A | CURRENT | 2
2577 | INSULATOR,STRAIN | SHACKLE TYPE SH.LV.2;PORCELAIN; 240/415 V NOM V;20 KN MIN FAILING LOAD; AS3608;BOX OF 24,PACK WEIGHT 17 KG, PALLET OF 1440,PALLET WEIGHT 1050 KG; | MACLEAN | MACLEAN POWER PL - E15128 | SHLV2 | CURRENT | 2
2577 | INSULATOR,STRAIN | SHACKLE TYPE SH.LV.2;PORCELAIN; 240/415 V NOM V;20 KN MIN FAILING LOAD; AS3608;BOX OF 24,PACK WEIGHT 17 KG, PALLET OF 1440,PALLET WEIGHT 1050 KG; | PLP AUST | PREFORMED LINE PRODUCTS (AUST) | SHLV2 | CURRENT | 2
2577 | INSULATOR,STRAIN | SHACKLE TYPE SH.LV.2;PORCELAIN; 240/415 V NOM V;20 KN MIN FAILING LOAD; AS3608;BOX OF 24,PACK WEIGHT 17 KG, PALLET OF 1440,PALLET WEIGHT 1050 KG; | BRITECH | BRI-TECH PTY LTD | SHLV2 | CURRENT | 2
2577 | INSULATOR,STRAIN | SHACKLE TYPE SH.LV.2;PORCELAIN; 240/415 V NOM V;20 KN MIN FAILING LOAD; AS3608;BOX OF 24,PACK WEIGHT 17 KG, PALLET OF 1440,PALLET WEIGHT 1050 KG; | TYCO | TYCO | MS-SHLV2-PG | CURRENT | 1
2579 | INSULATOR,DISC | 70kN, Tongue & Clevis, Glass, Type U70C, Normal Profile, 255mm Dia, 146mm Pitch c/w Hex Pin & HPA Split Pins, AS60305, Box of 3 | TYCO | TYCO | 2579 | CURRENT | 2
2579 | INSULATOR,DISC | 70kN, Tongue & Clevis, Glass, Type U70C, Normal Profile, 255mm Dia, 146mm Pitch c/w Hex Pin & HPA Split Pins, AS60305, Box of 3 | GRAPHSOL | GRAPH SOLUTIONS PTY LTD | 132239 | CURRENT | 1
2580 | INSULATOR,SUSPENSION | DISC,FOG PROFILE;TONGUE & CLEVIS; 280 MM DIA,146 MM PITCH;70 KN MIN FAILING LOAD C/W HEX PIN & HPA SPLIT PINS;U70CP;AS60305;BOX OF 3,PACK WEIGHT | PENTA | PENTA AUST (TMAC THEW & MCCANN/HYLEC) | PA00714 | CURRENT | 1
2580 | INSULATOR,SUSPENSION | DISC,FOG PROFILE;TONGUE & CLEVIS; 280 MM DIA,146 MM PITCH;70 KN MIN FAILING LOAD C/W HEX PIN & HPA SPLIT PINS;U70CP;AS60305;BOX OF 3,PACK WEIGHT | MACLEAN | MACLEAN POWER PL - E15128 | UG70CP-HEX | CURRENT | 2
2580 | INSULATOR,SUSPENSION | DISC,FOG PROFILE;TONGUE & CLEVIS; 280 MM DIA,146 MM PITCH;70 KN MIN FAILING LOAD C/W HEX PIN & HPA SPLIT PINS;U70CP;AS60305;BOX OF 3,PACK WEIGHT | THEWMCAN | TMAC THEW & MCCANN GROUP | TM00714 | CURRENT | 2
2580 | INSULATOR,SUSPENSION | DISC,FOG PROFILE;TONGUE & CLEVIS; 280 MM DIA,146 MM PITCH;70 KN MIN FAILING LOAD C/W HEX PIN & HPA SPLIT PINS;U70CP;AS60305;BOX OF 3,PACK WEIGHT | GRAPHSOL | GRAPH SOLUTIONS PTY LTD | 132639 | CURRENT | 2
2582 | INSULATOR,STANDOFF | LINE POST;SYNTHETIC OR PORCELAIN; VERTICAL & HORIZONTAL;M24 STUD,239 MM LG ;TIE TOP;33 KV NOM V;12 KN MIN FAILING LOAD;W/LONG STUD; | MORLYNN | MORLYNN | H11385 | PHASING | 1
2585 | INSULATOR,STRAIN | STAY TYPE GY2;PORCELAIN;AS3609;71 KN MIN FAILING LOAD; BOX OF 15, PACK WEIGHT 20 KG,PALLET OF 864;PALLET WEIGHT 825 KG; | PLP AUST | PREFORMED LINE PRODUCTS (AUST) | 2585 | CURRENT | 2
2585 | INSULATOR,STRAIN | STAY TYPE GY2;PORCELAIN;AS3609;71 KN MIN FAILING LOAD; BOX OF 15, PACK WEIGHT 20 KG,PALLET OF 864;PALLET WEIGHT 825 KG; | MACLEAN | MACLEAN POWER PL - E15128 | 2585 | CURRENT | 2
2585 | INSULATOR,STRAIN | STAY TYPE GY2;PORCELAIN;AS3609;71 KN MIN FAILING LOAD; BOX OF 15, PACK WEIGHT 20 KG,PALLET OF 864;PALLET WEIGHT 825 KG; | BRITECH | BRI-TECH PTY LTD | 2585 | CURRENT | 2
2585 | INSULATOR,STRAIN | STAY TYPE GY2;PORCELAIN;AS3609;71 KN MIN FAILING LOAD; BOX OF 15, PACK WEIGHT 20 KG,PALLET OF 864;PALLET WEIGHT 825 KG; | TYCO | TYCO | MG-GY2-PG | CURRENT | 1
2585 | INSULATOR,STRAIN | STAY TYPE GY2;PORCELAIN;AS3609;71 KN MIN FAILING LOAD; BOX OF 15, PACK WEIGHT 20 KG,PALLET OF 864;PALLET WEIGHT 825 KG; | GRAPHSOL | GRAPH SOLUTIONS PTY LTD | L1519 | CURRENT | 2
2586 | INSULATOR,STRAIN | STAY TYPE GY3;PORCELAIN;AS3609;222 KN MIN FAILING LOAD;BOX OF 4;PACK WEIGHT 20.5 KG,PALLET OF 192,PALLET WEIGHT 980 KG; | PLP AUST | PREFORMED LINE PRODUCTS (AUST) | 2586 | CURRENT | 2
2586 | INSULATOR,STRAIN | STAY TYPE GY3;PORCELAIN;AS3609;222 KN MIN FAILING LOAD;BOX OF 4;PACK WEIGHT 20.5 KG,PALLET OF 192,PALLET WEIGHT 980 KG; | MACLEAN | MACLEAN POWER PL - E15128 | 2586 | CURRENT | 2
2586 | INSULATOR,STRAIN | STAY TYPE GY3;PORCELAIN;AS3609;222 KN MIN FAILING LOAD;BOX OF 4;PACK WEIGHT 20.5 KG,PALLET OF 192,PALLET WEIGHT 980 KG; | TYCO | TYCO | MG-GY3-PG | CURRENT | 1
2586 | INSULATOR,STRAIN | STAY TYPE GY3;PORCELAIN;AS3609;222 KN MIN FAILING LOAD;BOX OF 4;PACK WEIGHT 20.5 KG,PALLET OF 192,PALLET WEIGHT 980 KG; | BRITECH | BRI-TECH PTY LTD | STAY TYPE GY3; | CURRENT | 2
2587 | INSULATOR,STRAIN | STAY TYPE GY4;PORCELAIN;AS3609;222 KN MIN FAILING LOAD;CRATE OF 3,PACK WEIGHT 18 KG,PALLET OF 216,PALLET WEIGHT 1460 KG; | BRITECH | BRI-TECH PTY LTD | GY4 | CURRENT | 2
2587 | INSULATOR,STRAIN | STAY TYPE GY4;PORCELAIN;AS3609;222 KN MIN FAILING LOAD;CRATE OF 3,PACK WEIGHT 18 KG,PALLET OF 216,PALLET WEIGHT 1460 KG; | DULHUNTY | DULHUNTY INDUSTRIES PTY LTD | GY4 | CURRENT | 1
2588 | PIN,INSULATOR | B/100/3.5 TYPE;STEEL;GALV; 140 MM LG SHANK,100 MM LG STEM; BAGS OF 25,PACK WEIGHT 17.5 KG,PALLET SIZE 750,PALLET WEIGHT 637.5 KG;FOR LV | BRITECH | BRI-TECH PTY LTD | B100/3.5 | CURRENT | 1
2589 | PIN,INSULATOR | A/130/7 TYPE;STEEL;GALV;165 MM LG SHANK, 130 MM LG STEM,20 MM DIA;REF A/130/7 OF AS1154 PART 2;BAGS OF 10,PACK WEIGHT 13.7 KG,PALLET SIZE 500,PALLET WEIGHT | BRITECH | BRI-TECH PTY LTD | A130/7_165 | CURRENT | 1
2590 | PIN,INSULATOR | A/610/0 TYPE;STEEL;GALV;145 MM LG SHANK, 610 MM STEM;BAG OF 5,PACK WEIGHT 9.0 KG;FOR 11 KV BRIDGING REFER OCM 4/201 (TRANSPOSITION); | DULHUNTY | DULHUNTY INDUSTRIES PTY LTD | A/610/0 | CURRENT | 1
2593 | PIPE,METALLIC | STEEL GDE;MED;GALV;25 MM NB;SCREWED WITH RP THREAD TO AS1722.1;ERW;6.5 M LG AS1074;USE STOCK CODE 17977 FOR SHORT SPACER REQUIREMENTS;SUITABLE COUPLING | UNIONSTL |  | MED;GALV;25 MM; | PURCHASE AS REQUIRED | 1
2593 | PIPE,METALLIC | STEEL GDE;MED;GALV;25 MM NB;SCREWED WITH RP THREAD TO AS1722.1;ERW;6.5 M LG AS1074;USE STOCK CODE 17977 FOR SHORT SPACER REQUIREMENTS;SUITABLE COUPLING | STEELMRK | STEELMARK PTY LTD | MED GALV;5 MM; | PURCHASE AS REQUIRED | 2
2594 | PIPE,METALLIC | STEEL GDE C200;MED;GALV;32 MM NB; SCREWED WITH RP THREAD TO AS1722.1; ERW;6.5 M LG;AS1074; SUITABLE COUPLING STOCK CODE 15633; | STEELMRK | STEELMARK PTY LTD | 32 MM NB;6.5 M LG; | CURRENT | 1
2600 | STEP,POLE | SCREW-IN TYPE;STEEL;GALV;M16 DIA, 250 MM LG;M24 BOLT HEAD;FOR WOOD POLES;BAG OF 30/40; 2400 PER PALLET; | HOBSON | HOBSON ENGINEERING CO PTY LTD 393904 | BW58GLM160250 | CURRENT | 2
2600 | STEP,POLE | SCREW-IN TYPE;STEEL;GALV;M16 DIA, 250 MM LG;M24 BOLT HEAD;FOR WOOD POLES;BAG OF 30/40; 2400 PER PALLET; | SEWELFRG | GREG SEWELL FORGINGS PTY LTD | M16 X 250 MM LG; | CURRENT | 1
2601 | NAIL PLATE | STEEL SHEET;GALVABOND;SUITABLE FOR HARDWOOD;155 MM + OR - 5 MM LG; 90 + OR - 10 MM W; HOLE 27 + OR - 0.5 MM DIA LOCATED 40 + OR - 10 MM FROM BOTTOM | STATEWD | STATEWIDE FSTNERS & ENG SPLS PL | PN5N10 | CURRENT | 1
2604 | CLEVIS,THIMBLE | 70kN, Galv Steel c/w Round Clevis Pin, Bag of 20 | DULHUNTY | DULHUNTY INDUSTRIES PTY LTD | CTHI-70-H | CURRENT | 1
2605 | CLAMP,SUSPENSION | Straight-Line, Clevis Type 1M, Galv Steel, Cu & Galv Steel Cond, 6-16mm Dia Clamp Range c/w Hex Clevis Pin & Humpback Split Pin | DULHUNTY | DULHUNTY INDUSTRIES PTY LTD | DSC-0616 | CURRENT | 2
2605 | CLAMP,SUSPENSION | Straight-Line, Clevis Type 1M, Galv Steel, Cu & Galv Steel Cond, 6-16mm Dia Clamp Range c/w Hex Clevis Pin & Humpback Split Pin | PLP AUST | PREFORMED LINE PRODUCTS (AUST) | D-9321763 | CURRENT | 5
2605 | CLAMP,SUSPENSION | Straight-Line, Clevis Type 1M, Galv Steel, Cu & Galv Steel Cond, 6-16mm Dia Clamp Range c/w Hex Clevis Pin & Humpback Split Pin | SEWELFRG | GREG SEWELL FORGINGS PTY LTD | 1M-S-70KN | CURRENT | 1
2608 | CLAMP,SUSPENSION,ELEC CONDUCTOR | Angle, Clevis Type 2MA, Al Alloy, ACSR & AAC & AAAC, 9-25mm Dia Clamp Range c/w Round Clevis Pin & Humpback Split Pin | RMS | RELAY MONITORING SYSTEMS PL | ACSR/AAAC 9-21MM | CURRENT | 2
2608 | CLAMP,SUSPENSION,ELEC CONDUCTOR | Angle, Clevis Type 2MA, Al Alloy, ACSR & AAC & AAAC, 9-25mm Dia Clamp Range c/w Round Clevis Pin & Humpback Split Pin | TEN | THE ENERGY NETWORK | AASC-100250-N | CURRENT | 1
2608 | CLAMP,SUSPENSION,ELEC CONDUCTOR | Angle, Clevis Type 2MA, Al Alloy, ACSR & AAC & AAAC, 9-25mm Dia Clamp Range c/w Round Clevis Pin & Humpback Split Pin | DULHUNTY | DULHUNTY INDUSTRIES PTY LTD | AASC-100210H | CURRENT | 2
2609 | CLAMP,SUSPENSION | Angle, Clevis Type 3MA, Al Alloy, ACSR & AAC & AAAC, 20-34mm Dia Clamp Range c/w Round Clevis Pin & Humpback Split Pin | TEN | THE ENERGY NETWORK | AASC-210340-N | CURRENT | 1
2612 | CLAMP,SUSPENSION | Straight-Line, Clevis Type 2M, Al Alloy, ACSR & AAC, 7-21mm Dia Clamp Range c/w Round Clevis Pin & Humpback Split Pin | TEN | THE ENERGY NETWORK | ASC-070210-N | CURRENT | 1
2612 | CLAMP,SUSPENSION | Straight-Line, Clevis Type 2M, Al Alloy, ACSR & AAC, 7-21mm Dia Clamp Range c/w Round Clevis Pin & Humpback Split Pin | PLP AUST | PREFORMED LINE PRODUCTS (AUST) | D-ACC0721A | CURRENT | 2
2613 | CLAMP,SUSPENSION | Straight-Line, Clevis Type 3M, Al Alloy, ACSR & AAC, 10-34mm Dia Clamp Range c/w Round Clevis Pin & Humpback Split Pin | TEN | THE ENERGY NETWORK | ASC-200340-N | CURRENT | 1
2613 | CLAMP,SUSPENSION | Straight-Line, Clevis Type 3M, Al Alloy, ACSR & AAC, 10-34mm Dia Clamp Range c/w Round Clevis Pin & Humpback Split Pin | DULMISON | DULMISON (AUST) PTY LTD | BBA2034H | CURRENT | 2
2616 | CLEVIS,TONGUE | STEEL;GALV;116 MM LG;70 KN; C/W HEX CLEVIS PIN; FOR U/W FOG SUSPENSION INSULATORS; | DULHUNTY | DULHUNTY INDUSTRIES PTY LTD | CT-70H | CURRENT | 1
2621 | SWITCH ISOLATOR. | 660 V;800 AMP;SP;SWITCH UNIT;LV OUTDOOR; 2 HOLE PALMS TO SUIT M12 LUGS;C/W 2 OFF M 12 X 40 SS BOLT NUT & WASHERS;PACK OF 3,PALLET OF 96,PALLET WEIGHT 810 KG; | NGK | NGK STANGER PTY LTD | NZ4298EXP/2 | CURRENT | 1
2622 | FUSE-SWITCH COMBINATION. | 660 V;630 AMP;SP;SWITCH FUSE UNIT, LV OUTDOOR (LESS FUSE LINK);2 HOLE PALMS TO SUIT M 12 LUGS;C/W 2 OFF M12 X 40 SS BOLT NUT & WASHERS;PACK OF 3,PALLET OF | NGK | NGK STANGER PTY LTD | NZ4286EXP/2 | CURRENT | 1
2647 | TEST LAMP LEAD ASSEMBLY. | LOW VOLTAGE TEST LAMP;240 V/415 V; 2 X 15 W LAMPS (SC5264);C/W FLAT FIXED PROBE ON ASSEMBLY & 125 MM LG ROUND REMOVABLE PROBE TLP100;PACK IN CARTON; | PENTA | PENTA AUST (TMAC THEW & MCCANN/HYLEC) | PA12680 | CURRENT | 1
2647 | TEST LAMP LEAD ASSEMBLY. | LOW VOLTAGE TEST LAMP;240 V/415 V; 2 X 15 W LAMPS (SC5264);C/W FLAT FIXED PROBE ON ASSEMBLY & 125 MM LG ROUND REMOVABLE PROBE TLP100;PACK IN CARTON; | THEWMCAN | TMAC THEW & MCCANN GROUP | 2647 | CURRENT | 2
2647 | TEST LAMP LEAD ASSEMBLY. | LOW VOLTAGE TEST LAMP;240 V/415 V; 2 X 15 W LAMPS (SC5264);C/W FLAT FIXED PROBE ON ASSEMBLY & 125 MM LG ROUND REMOVABLE PROBE TLP100;PACK IN CARTON; | THEWMCAN | TMAC THEW & MCCANN GROUP | TM12680 | CURRENT | 2
2649 | LEAD SET,TEST | LEAD,EXTENSION;FOR TEST LAMP; ITEMS TO BE INDIVIDUALLY CONTAINED; FOR USE BY LINESMEN; | PENTA | PENTA AUST (TMAC THEW & MCCANN/HYLEC) | PA12678 | CURRENT | 1
2649 | LEAD SET,TEST | LEAD,EXTENSION;FOR TEST LAMP; ITEMS TO BE INDIVIDUALLY CONTAINED; FOR USE BY LINESMEN; | THEWMCAN | TMAC THEW & MCCANN GROUP | TM12678 | CURRENT | 2
2649 | LEAD SET,TEST | LEAD,EXTENSION;FOR TEST LAMP; ITEMS TO BE INDIVIDUALLY CONTAINED; FOR USE BY LINESMEN; | THEWMCAN | TMAC THEW & MCCANN GROUP | 2649 | CURRENT | 2
2653 | MATTOCK HEAD | Mattock Head including Timber handle, 430 x 90mm Heavy Duty Carbon Steel Head; County Timber Mattock Cutter End; | STATEWD | STATEWIDE FSTNERS & ENG SPLS PL | SJ-CMATT/W | CURRENT | 1
2662 | NUT,PLAIN,HEXAGON | BRASS;STD;M5;ISO M | STATEWD | STATEWIDE FSTNERS & ENG SPLS PL | NBEM5 | CURRENT | 2
2667 | COVERALLS,DISPOSABLE | DRY PARTICLE SUITS;WHITE;SIZE LGE; TWO ZIPPERS;SINGLE OR DOUBLE STORM FLAPS ;3 PIECE HOOD;ELASTICIZED WAIST;RATED TYPE 5 & 6;PROVIDES PROTECTION AGAINST | BLKWOODS | J BLACKWOOD & SON LTD | 07243469/07243469 | CURRENT | 2
2667 | COVERALLS,DISPOSABLE | DRY PARTICLE SUITS;WHITE;SIZE LGE; TWO ZIPPERS;SINGLE OR DOUBLE STORM FLAPS ;3 PIECE HOOD;ELASTICIZED WAIST;RATED TYPE 5 & 6;PROVIDES PROTECTION AGAINST | ATOMSUPP | ATOM SUPPLY | 55520079 | CURRENT | 1
2667 | COVERALLS,DISPOSABLE | DRY PARTICLE SUITS;WHITE;SIZE LGE; TWO ZIPPERS;SINGLE OR DOUBLE STORM FLAPS ;3 PIECE HOOD;ELASTICIZED WAIST;RATED TYPE 5 & 6;PROVIDES PROTECTION AGAINST | ATOMSUPP | ATOM SUPPLY | 40012839 | CURRENT | 2
2667 | COVERALLS,DISPOSABLE | DRY PARTICLE SUITS;WHITE;SIZE LGE; TWO ZIPPERS;SINGLE OR DOUBLE STORM FLAPS ;3 PIECE HOOD;ELASTICIZED WAIST;RATED TYPE 5 & 6;PROVIDES PROTECTION AGAINST | PROTECTR |  | SAFEGARD 76 | CURRENT | 2
2667 | COVERALLS,DISPOSABLE | DRY PARTICLE SUITS;WHITE;SIZE LGE; TWO ZIPPERS;SINGLE OR DOUBLE STORM FLAPS ;3 PIECE HOOD;ELASTICIZED WAIST;RATED TYPE 5 & 6;PROVIDES PROTECTION AGAINST | KIMCLARK |  | 6422 (ONLY) | CURRENT | 2
2673 | CHANNEL,STRUCTURAL | STEEL;GALV,HOT DIPPED;41.3 MM W; 41.3 MM H;2.5 MM THK;2.70 KG/M;6 M LG; PACK OF 1,PACK WEIGHT 16.0 KG; | EZYSTRUT | EZYSTRUT CABLE & PIPE SUPPORTS | E1000H | CURRENT | 1
2674 | CHANNEL,STRUCTURAL | STEEL;GALV,HOT DIPPED;41.3 MM W; 22.2 MM H;2.5 MM THK;1.91 KG/M;6 M LG; PACK OF 1,PACK WEIGHT 11.28 KG; | EZYSTRUT | EZYSTRUT CABLE & PIPE SUPPORTS | E3300H | CURRENT | 1
2676 | ROD,CONTINUOUS THREAD. | STEEL;ZINC PLATED;M10;ISO M;3 M LG; ORDER IN 3 M LG; | STATEWD | STATEWIDE FSTNERS & ENG SPLS PL | RZEM103000 | CURRENT | 2
2678 | BOTTLE,SPRAY | 500ml, Plastic Spray Unit, Adjustable Nozzle, Trigger Mechanism, Pack of 6 | BLKWOOD | J BLACKWOOD & SON LTD | 4413305 | CURRENT | 1
2678 | BOTTLE,SPRAY | 500ml, Plastic Spray Unit, Adjustable Nozzle, Trigger Mechanism, Pack of 6 | STATEWD | STATEWIDE FSTNERS & ENG SPLS PL | SAHZSAC | CURRENT | 2
2678 | BOTTLE,SPRAY | 500ml, Plastic Spray Unit, Adjustable Nozzle, Trigger Mechanism, Pack of 6 | SPEARJAC |  | SJ500 | CURRENT | 2
2681 | STONE,SHARPENING | COMBINATION BENCH STONE;SILICON CARBIDE; 200 MM LG;50 MM W;25 MM THK;PACK OF 1; | STATEWD | STATEWIDE FSTNERS & ENG SPLS PL | NBE173274 | CURRENT | 1
2681 | STONE,SHARPENING | COMBINATION BENCH STONE;SILICON CARBIDE; 200 MM LG;50 MM W;25 MM THK;PACK OF 1; | NORTON |  | N108 | CURRENT | 2
2685 | PLIERS | COMBINATION,INSULATED HANDLES; 200 MM (8 IN) LG;PACK OF 1; | REXEL | REXEL PTY LTD | WATMA880W | CURRENT | 1
2685 | PLIERS | COMBINATION,INSULATED HANDLES; 200 MM (8 IN) LG;PACK OF 1; | REXEL | REXEL PTY LTD | MRVMA880W | CURRENT | 2
2685 | PLIERS | COMBINATION,INSULATED HANDLES; 200 MM (8 IN) LG;PACK OF 1; | WATTMAST |  | MA 880 W | CURRENT | 2
2691 | SAW,HAND,PLUMBER'S | Xylon Coated Steel, Single Edge, Closed Grip Handle,10 TPI, 375mm Lg, General Purpose Saw, Box of 10 | BLKWOOD | J BLACKWOOD & SON LTD | 7252903 | CURRENT | 1
2691 | SAW,HAND,PLUMBER'S | Xylon Coated Steel, Single Edge, Closed Grip Handle,10 TPI, 375mm Lg, General Purpose Saw, Box of 10 | STATEWD | STATEWIDE FSTNERS & ENG SPLS PL | SJ7266XR | CURRENT | 2
2691 | SAW,HAND,PLUMBER'S | Xylon Coated Steel, Single Edge, Closed Grip Handle,10 TPI, 375mm Lg, General Purpose Saw, Box of 10 | ECLIPSE |  | SJ72-66XR | CURRENT | 2
2700 | TAPE,MEASURING | STEEL;BLACK;SPRING LOADED STYLE;2 M LG, 7 MM W;DIAMETER TAPE;PACK OF 6; | CNWPL | CNW PL - SLACKS CREEK | W606PM | CURRENT | 1
2700 | TAPE,MEASURING | STEEL;BLACK;SPRING LOADED STYLE;2 M LG, 7 MM W;DIAMETER TAPE;PACK OF 6; | CNWPL | CNW PL - SLACKS CREEK | LUFW606PM | CURRENT | 2
2700 | TAPE,MEASURING | STEEL;BLACK;SPRING LOADED STYLE;2 M LG, 7 MM W;DIAMETER TAPE;PACK OF 6; | CRESCENT | CRESCENT TOOLS P/O APEX TOOL GROUP | LW606PM | CURRENT | 2
2701 | TAPE,MEASURING | FIBRE GLASS;PVC COATED;HAND CRANK STYLE; 30 M LG,12 MM W;ONE SIDE CM;PACK OF 1; | CNWPL | CNW PL - SLACKS CREEK | LUFFE30CME | CURRENT | 2
2701 | TAPE,MEASURING | FIBRE GLASS;PVC COATED;HAND CRANK STYLE; 30 M LG,12 MM W;ONE SIDE CM;PACK OF 1; | CNWPL | CNW PL - SLACKS CREEK | FE30CME | CURRENT | 1
2701 | TAPE,MEASURING | FIBRE GLASS;PVC COATED;HAND CRANK STYLE; 30 M LG,12 MM W;ONE SIDE CM;PACK OF 1; | CNWPL | CNW PL - SLACKS CREEK | CFM30ME | CURRENT | 2
2701 | TAPE,MEASURING | FIBRE GLASS;PVC COATED;HAND CRANK STYLE; 30 M LG,12 MM W;ONE SIDE CM;PACK OF 1; | CNWPL | CNW PL - SLACKS CREEK | FMO30CME | CURRENT | 2
2703 | TAPE,MEASURING | STEEL;LACQUER FINISH;SPRING & LOCK STYLE ;3 M LG,12 MM W;ONE SIDE METRIC,ONE SIDE IMPERIAL;PACK SIZE 1; | C&LTOOL | CALTCO T/A C&L TOOL CENTRE | STA30-686 | CURRENT | 1
2703 | TAPE,MEASURING | STEEL;LACQUER FINISH;SPRING & LOCK STYLE ;3 M LG,12 MM W;ONE SIDE METRIC,ONE SIDE IMPERIAL;PACK SIZE 1; | STATEWD | STATEWIDE FSTNERS & ENG SPLS PL | S30686 | CURRENT | 2
2703 | TAPE,MEASURING | STEEL;LACQUER FINISH;SPRING & LOCK STYLE ;3 M LG,12 MM W;ONE SIDE METRIC,ONE SIDE IMPERIAL;PACK SIZE 1; | STANLEY |  | 30-686 | CURRENT | 2
2720 | BRACKET,INSULATOR | U STRAP TYPE;STEEL;GALV;TENSION SUPPORT STYLE;REEL SHLV2 INSULATOR; 100 MM LG,86 MM W;2 X 18 MM DIA HOLES; OUTDOOR SERVICE REEL TO POLE MTG; | HAYMAN | HAYMANS INDUSTRIES PTY LTD | 2720 | CURRENT | 1
2720 | BRACKET,INSULATOR | U STRAP TYPE;STEEL;GALV;TENSION SUPPORT STYLE;REEL SHLV2 INSULATOR; 100 MM LG,86 MM W;2 X 18 MM DIA HOLES; OUTDOOR SERVICE REEL TO POLE MTG; | GREATWST |  | 2720 | CURRENT | 2
2727 | SLING,EYE | POLYESTER;680 MM LG,50 MM W;750 KG; W/REEVABLE METAL EYES EACH END; AS1353-1974;PACK OF 50,PACK WEIGHT 0.45 KG; | HEIGHDYN | HEIGHT DYNAMICS | CA680-750 | CURRENT | 1
2727 | SLING,EYE | POLYESTER;680 MM LG,50 MM W;750 KG; W/REEVABLE METAL EYES EACH END; AS1353-1974;PACK OF 50,PACK WEIGHT 0.45 KG; | HEIGHDYN | HEIGHT DYNAMICS | MOX CASLING 680 MM | CURRENT | 2
2746 | SHIELD,EXPANSION | STEEL;SLEEVE ANCHOR;12 MM HOLE DIA; BOLT INSERT;M12 X 100 MM NOM LG INSERT; HEX NUT STYLE;PACK OF 20; | HOBSON | HOBSON ENGINEERING CO PTY LTD 393904 | MTBMSYM120100 | CURRENT | 1
2746 | SHIELD,EXPANSION | STEEL;SLEEVE ANCHOR;12 MM HOLE DIA; BOLT INSERT;M12 X 100 MM NOM LG INSERT; HEX NUT STYLE;PACK OF 20; | STATEWD | STATEWIDE FSTNERS & ENG SPLS PL | RD12100 | CURRENT | 2
2746 | SHIELD,EXPANSION | STEEL;SLEEVE ANCHOR;12 MM HOLE DIA; BOLT INSERT;M12 X 100 MM NOM LG INSERT; HEX NUT STYLE;PACK OF 20; | COVENTRY | COVENTRY FASTENERS QLD | DP12100 | CURRENT | 2
2747 | SHIELD,EXPANSION | STEEL;SLEEVE ANCHOR;16 MM HOLE DIA; BOLT INSERT;M12 X 103 MM NOM LG INSERT; HEX NUT STYLE;BOX OF 10; | HOBSON | HOBSON ENGINEERING CO PTY LTD 393904 | MTBMSYM160105 | CURRENT | 1
2747 | SHIELD,EXPANSION | STEEL;SLEEVE ANCHOR;16 MM HOLE DIA; BOLT INSERT;M12 X 103 MM NOM LG INSERT; HEX NUT STYLE;BOX OF 10; | STATEWD | STATEWIDE FSTNERS & ENG SPLS PL | RD16110 | CURRENT | 2
2748 | SHIELD,EXPANSION | STEEL;SLEEVE ANCHOR;10 MM HOLE DIA; BOLTINSERT;M8 X 48 MM NOM LG INSERT; HEX NUT STYLE;PACK OF 50; | HOBSON | HOBSON ENGINEERING CO PTY LTD 393904 | MTBMSYM100050 | CURRENT | 1
2748 | SHIELD,EXPANSION | STEEL;SLEEVE ANCHOR;10 MM HOLE DIA; BOLTINSERT;M8 X 48 MM NOM LG INSERT; HEX NUT STYLE;PACK OF 50; | STATEWD | STATEWIDE FSTNERS & ENG SPLS PL | RD10048 | CURRENT | 2
2759 | BILLYCAN | TIN;3 L CAP;PACK 6; | ATOMSUPP | ATOM SUPPLY | 21815001 | CURRENT | 1
2759 | BILLYCAN | TIN;3 L CAP;PACK 6; | STATEWD | STATEWIDE FSTNERS & ENG SPLS PL | BC3 | CURRENT | 2
2760 | CAN,UTILITY | 20L Water Storage, HDPE Jerry Can, Blue | ATOMSUPP | ATOM SUPPLY | 00923-4 | CURRENT | 5
2760 | CAN,UTILITY | 20L Water Storage, HDPE Jerry Can, Blue | ATOMSUPP | ATOM SUPPLY | 460750 | CURRENT | 1
2760 | CAN,UTILITY | 20L Water Storage, HDPE Jerry Can, Blue | STATEWD | STATEWIDE FSTNERS & ENG SPLS PL | W6179 | CURRENT | 2
2760 | CAN,UTILITY | 20L Water Storage, HDPE Jerry Can, Blue | ATOMSUPP | ATOM SUPPLY | 91568000 | CURRENT | 2
2760 | CAN,UTILITY | 20L Water Storage, HDPE Jerry Can, Blue | WILLOW | WILLOW WARE AUSTRALIA PTY LTD | 6179/6099 | CURRENT | 2
2761 | CAN,GASOLINE,MILITARY | STEEL;20 L;JERRYCAN TYPE;PACK SIZE 2; | ATOMSUPP | ATOM SUPPLY | 90450028 | CURRENT | 1
2761 | CAN,GASOLINE,MILITARY | STEEL;20 L;JERRYCAN TYPE;PACK SIZE 2; | STATEWD | STATEWIDE FSTNERS & ENG SPLS PL | JCM20 | CURRENT | 2
2769 | DISPENSER,DRINKING WATER | 10L Capacity, Plastic Sheath, Polyurethane Insulation, c/w Tap (Box of 2) | ATOMSUPP | ATOM SUPPLY | 04195717/20381 | CURRENT | 2
2769 | DISPENSER,DRINKING WATER | 10L Capacity, Plastic Sheath, Polyurethane Insulation, c/w Tap (Box of 2) | BLKWOODS | J BLACKWOOD & SON LTD | 04195717/20381 | CURRENT | 2
2769 | DISPENSER,DRINKING WATER | 10L Capacity, Plastic Sheath, Polyurethane Insulation, c/w Tap (Box of 2) | ATOMSUPP | ATOM SUPPLY | 28000014 | CURRENT | 1
2769 | DISPENSER,DRINKING WATER | 10L Capacity, Plastic Sheath, Polyurethane Insulation, c/w Tap (Box of 2) | WILLOW | WILLOW WARE AUSTRALIA PTY LTD | 20381 (BLUE) ALPINE | CURRENT | 2
2770 | DISPENSER,DRINKING WATER | 5L Capacity, Plastic Sheath, Polyurethane Insulation, c/w Tap (Box of 4) | STATEWD | STATEWIDE FSTNERS & ENG SPLS PL | W20371 | CURRENT | 2
2770 | DISPENSER,DRINKING WATER | 5L Capacity, Plastic Sheath, Polyurethane Insulation, c/w Tap (Box of 4) | WILLOW | WILLOW WARE AUSTRALIA PTY LTD | 20371 | CURRENT | 2
2770 | DISPENSER,DRINKING WATER | 5L Capacity, Plastic Sheath, Polyurethane Insulation, c/w Tap (Box of 4) | ATOMSUPP | ATOM SUPPLY | 28000013 | CURRENT | 1
2778 | CLOTH,ABRASIVE | SHEET;AL OX-P180-CL;230 MM W;280 MM LG; METALITE CLOTH;BOX OF 50; | BLKWOODS | J BLACKWOOD & SON LTD | 00422400/66623320232 | CURRENT | 1
2778 | CLOTH,ABRASIVE | SHEET;AL OX-P180-CL;230 MM W;280 MM LG; METALITE CLOTH;BOX OF 50; | NORTON |  | F90000180 | CURRENT | 2
2802 | PAPER,ABRASIVE | SHEET;AL OX-P180-C-OP;230 MM W;280 MM LG ;FREECUT PAPER;PACK OF 50; | STATEWD | STATEWIDE FSTNERS & ENG SPLS PL | NCC268305 | CURRENT | 1
2802 | PAPER,ABRASIVE | SHEET;AL OX-P180-C-OP;230 MM W;280 MM LG ;FREECUT PAPER;PACK OF 50; | NORTON |  | F9020180 | CURRENT | 2
2804 | PAPER,ABRASIVE | SHEET;AL OX-P120-A-OP;230 MM W;280 MM LG ;FREECUT PAPER;PACK OF 50; | STATEWD | STATEWIDE FSTNERS & ENG SPLS PL | NCC268283 | CURRENT | 1
2804 | PAPER,ABRASIVE | SHEET;AL OX-P120-A-OP;230 MM W;280 MM LG ;FREECUT PAPER;PACK OF 50; | NORTON |  | F9020120 | CURRENT | 2
2809 | PAPER,ABRASIVE | SHEET AL OX;80 GRIT;230 MM W; 280 MM LG;PACK OF 50; | STATEWD | STATEWIDE FSTNERS & ENG SPLS PL | NCC267880 | CURRENT | 1
2809 | PAPER,ABRASIVE | SHEET AL OX;80 GRIT;230 MM W; 280 MM LG;PACK OF 50; | KEYLINE | KEY-LINE DISTRIBUTORS PTY LTD | 11110180 | CURRENT | 2
2816 | PAPER,ABRASIVE | SHEET;P280-A;230 MM W;280 MM LG; WET & DRY PAPER;PACK OF 50; | BLKWOODS | J BLACKWOOD & SON LTD | 06548618/66623320262 | CURRENT | 1
2816 | PAPER,ABRASIVE | SHEET;P280-A;230 MM W;280 MM LG; WET & DRY PAPER;PACK OF 50; | NORTON |  | F9010280 | CURRENT | 2
2817 | PAPER,ABRASIVE | SHEET;P320-A;230 MM W;280 MM LG; WET & DRY PAPER;PACK OF 50; | BLKWOODS | J BLACKWOOD & SON LTD | 4178086 | CURRENT | 1
2817 | PAPER,ABRASIVE | SHEET;P320-A;230 MM W;280 MM LG; WET & DRY PAPER;PACK OF 50; | BLKWOODS | J BLACKWOOD & SON LTD | 07128312/66623320263 | CURRENT | 2
2817 | PAPER,ABRASIVE | SHEET;P320-A;230 MM W;280 MM LG; WET & DRY PAPER;PACK OF 50; | NORTON |  | F9010320 | CURRENT | 2
2818 | PAPER,ABRASIVE | SHEET;P1200-A;230 MM W;280 MM LG; WET & DRY PAPER;PACK OF 50; | NORTON |  | F9011200 | CURRENT | 2
2818 | PAPER,ABRASIVE | SHEET;P1200-A;230 MM W;280 MM LG; WET & DRY PAPER;PACK OF 50; | BLKWOODS | J BLACKWOOD & SON LTD | 3076698 | CURRENT | 1
2819 | PAPER,ABRASIVE | SHEET;P120;230 MM W;280 MM LG; WET & DRY PAPER;BOX OF 50; | BLKWOOD | J BLACKWOOD & SON LTD | 1477984 | CURRENT | 1
2819 | PAPER,ABRASIVE | SHEET;P120;230 MM W;280 MM LG; WET & DRY PAPER;BOX OF 50; | BLKWOOD | J BLACKWOOD & SON LTD | 6902416 | CURRENT | 2
2819 | PAPER,ABRASIVE | SHEET;P120;230 MM W;280 MM LG; WET & DRY PAPER;BOX OF 50; | BLKWOODS | J BLACKWOOD & SON LTD | 06902416/66623320257 | CURRENT | 2
2819 | PAPER,ABRASIVE | SHEET;P120;230 MM W;280 MM LG; WET & DRY PAPER;BOX OF 50; | NORTON |  | F9010120 | CURRENT | 2
2822 | PAPER,ABRASIVE | SHEET;P400-A;230 MM W;280 MM LG; WET & DRY PAPER;PACK OF 50; | STATEWD | STATEWIDE FSTNERS & ENG SPLS PL | NCC268194 | CURRENT | 1
2822 | PAPER,ABRASIVE | SHEET;P400-A;230 MM W;280 MM LG; WET & DRY PAPER;PACK OF 50; | NORTON |  | F9010400 | CURRENT | 2
2823 | PAPER,ABRASIVE | SHEET;P800-A;230 MM W;280 MM LG; WET & DRY PAPER;PACK OF 50; | STATEWD | STATEWIDE FSTNERS & ENG SPLS PL | NCC268224 | PURCHASE AS REQUIRED | 1
2823 | PAPER,ABRASIVE | SHEET;P800-A;230 MM W;280 MM LG; WET & DRY PAPER;PACK OF 50; | CARBORUM |  | PAPER,ABRASIVE P 800-A | PURCHASE AS REQUIRED | 2
2823 | PAPER,ABRASIVE | SHEET;P800-A;230 MM W;280 MM LG; WET & DRY PAPER;PACK OF 50; | NORTON |  | P800 | PURCHASE AS REQUIRED | 2
2827 | CLOTH,ABRASIVE | ROLL;AL OX 60 GRIT;25 MM W;50 M LG; PACK OF 1; | STATEWD | STATEWIDE FSTNERS & ENG SPLS PL | NCE099864 | CURRENT | 2
2827 | CLOTH,ABRASIVE | ROLL;AL OX 60 GRIT;25 MM W;50 M LG; PACK OF 1; | NORTON |  | F9610060 | CURRENT | 2
2827 | CLOTH,ABRASIVE | ROLL;AL OX 60 GRIT;25 MM W;50 M LG; PACK OF 1; | C&LTOOL | CALTCO T/A C&L TOOL CENTRE | 66623320795 | CURRENT | 1
2828 | CLOTH,ABRASIVE | ROLL;AL OX 240 GRIT;25 MM W;50 M LG; PACK OF 1; | BLKWOODS | J BLACKWOOD & SON LTD | 00251105/66623320818 | CURRENT | 1
2828 | CLOTH,ABRASIVE | ROLL;AL OX 240 GRIT;25 MM W;50 M LG; PACK OF 1; | NORTON |  | F9610240 | CURRENT | 2
2829 | PAPER,ABRASIVE | ROLL;180-CL;25 MM W;50 M LG; METALITE TAPE; | STATEWD | STATEWIDE FSTNERS & ENG SPLS PL | 47300034 - ER25A180 | CURRENT | 2
2829 | PAPER,ABRASIVE | ROLL;180-CL;25 MM W;50 M LG; METALITE TAPE; | STATEWD | STATEWIDE FSTNERS & ENG SPLS PL | NCE111422 | CURRENT | 1
2829 | PAPER,ABRASIVE | ROLL;180-CL;25 MM W;50 M LG; METALITE TAPE; | NORTON |  | PAPER,ABRASIVE 180-CL | CURRENT | 2
2830 | PAPER,ABRASIVE | ROLL;320-CL;40 MM W;50 M LG;PACK OF 1; | STATEWD | STATEWIDE FSTNERS & ENG SPLS PL | NCE111325 | PURCHASE AS REQUIRED | 1
2830 | PAPER,ABRASIVE | ROLL;320-CL;40 MM W;50 M LG;PACK OF 1; | NORTON |  | F9620320 | PURCHASE AS REQUIRED | 2
2831 | PAPER,ABRASIVE | ROLL;80-CL;40 MM W;50 M LG; METALITE TAPE;PACK OF 1; | STATEWD | STATEWIDE FSTNERS & ENG SPLS PL | NCE110914 | CURRENT | 2
2831 | PAPER,ABRASIVE | ROLL;80-CL;40 MM W;50 M LG; METALITE TAPE;PACK OF 1; | NORTON |  | F9620080 | CURRENT | 2
2831 | PAPER,ABRASIVE | ROLL;80-CL;40 MM W;50 M LG; METALITE TAPE;PACK OF 1; | C&LTOOL | CALTCO T/A C&L TOOL CENTRE | 66623320803 | CURRENT | 1
2832 | PAPER,ABRASIVE | ROLL;120-CL;40 MM W;50 M LG; METALITE TAPE;PACK OF 1; | STATEWD | STATEWIDE FSTNERS & ENG SPLS PL | 66623320810 | CURRENT | 1
2833 | WHEEL,ABRASIVE | STRAIGHT;350 MM (14 IN) DIA;3.2 MM (1/8 IN) THK;25 MM (1 IN) BORE;METAL CUTTING; FOR HITACHI 1/2 H.P. MACHINE SINGLE GLASS;PACK OF 20; | BLKWOODS | J BLACKWOOD & SON LTD | 53701/66252841615 | PHASING | 1
2833 | WHEEL,ABRASIVE | STRAIGHT;350 MM (14 IN) DIA;3.2 MM (1/8 IN) THK;25 MM (1 IN) BORE;METAL CUTTING; FOR HITACHI 1/2 H.P. MACHINE SINGLE GLASS;PACK OF 20; | FLEXOVIT |  | F1935625 | PHASING | 2
2862 | CYLINDER,GAS | 2 KG CAP;LP GAS;LH OUTLET VALVE;3/8 IN B.S.P;AS B115-240;WT WHEN EMPTY 3.6 KG; | COMPANON |  | PRS2012C | CURRENT | 1
2862 | CYLINDER,GAS | 2 KG CAP;LP GAS;LH OUTLET VALVE;3/8 IN B.S.P;AS B115-240;WT WHEN EMPTY 3.6 KG; | COMPANON |  | 3965C | CURRENT | 2
2865 | CLOTH,CLEANING | NYLON REINFORCED PAPER;BLUE;490 MM W, 75 M LG;WALL MTD;CARTON OF 3,PACK WEIGHT 6.8 KG;INDUSTRIAL USE ONLY;4 PLY THK; | BLKWOOD | J BLACKWOOD & SON LTD | 1455104 | CURRENT | 1
2865 | CLOTH,CLEANING | NYLON REINFORCED PAPER;BLUE;490 MM W, 75 M LG;WALL MTD;CARTON OF 3,PACK WEIGHT 6.8 KG;INDUSTRIAL USE ONLY;4 PLY THK; | BLKWOODS | J BLACKWOOD & SON LTD | 01455104/4193 | CURRENT | 2
2865 | CLOTH,CLEANING | NYLON REINFORCED PAPER;BLUE;490 MM W, 75 M LG;WALL MTD;CARTON OF 3,PACK WEIGHT 6.8 KG;INDUSTRIAL USE ONLY;4 PLY THK; | KIMCLARK |  | KC4193 | CURRENT | 2
2871 | VALVE,REGULATING,FLUID PRESSURE | BRASS;NITROGEN GAS;EXCLUDING GAUGES; 2500 PSI INLET;600 PSI OUTLET;C/W LOW PRESSURE RELIEVE VALVE,HIGH PRESSURE BURSTING DISC & ALL PORTS OPEN;SECURITY | BIG |  | M600 | MAINTENANCE STOCK | 1
2881 | KNIFE,CRAFTSMAN'S | POLE TOP RESCUE KIT;3-1/2 IN; CLIP POINT BOOT;BOX OF 12; | STATEWD | STATEWIDE FSTNERS & ENG SPLS PL | S802 | CURRENT | 1
2881 | KNIFE,CRAFTSMAN'S | POLE TOP RESCUE KIT;3-1/2 IN; CLIP POINT BOOT;BOX OF 12; | KEYLINE | KEY-LINE DISTRIBUTORS PTY LTD | DIPLOMAT BLADES BOOT 75 | CURRENT | 2
2890 | BAG,SUGAR | 740 MM LG (29 IN LG);460 MM W (18 IN W); NEW;HESSIAN;1000 PER BALE,PACK WEIGHT 60 KG;USED FOR SAND BAGGING; | ATOMSUPP | ATOM SUPPLY | 8603001 | PURCHASE AS REQUIRED | 1
2890 | BAG,SUGAR | 740 MM LG (29 IN LG);460 MM W (18 IN W); NEW;HESSIAN;1000 PER BALE,PACK WEIGHT 60 KG;USED FOR SAND BAGGING; | CORNSACK |  | BAG,SUGAR | PURCHASE AS REQUIRED | 2
2906 | DESICCANT,ACTIVATED | ENVIRONGEL SILICA GEL;ORANGE CRYSTAL THAT TURNS GREEN WHEN WATER SATURATED; | SMSOMNI | SMS OMNI-TUFF GROUP PTY LTD | ORANGE TO OPAQUE INDICATION | PHASING | 1
2907 | PADDLE,FOOD STIRRING | WOOD;350 MM O/A LG;FOR MIXING EPOXY RESIN; | STATEWD | STATEWIDE FSTNERS & ENG SPLS PL | 351049 | CURRENT | 1
2908 | STRAPPING | POLYPROPYLENE;19 MM W,700 M LG;BLUE/ YELLOW;1 X COIL,COIL WEIGHT 4.5 KG; | HAYMANS | HAYMANS ELECTRICAL | REESIG10770 | CURRENT | 2
2908 | STRAPPING | POLYPROPYLENE;19 MM W,700 M LG;BLUE/ YELLOW;1 X COIL,COIL WEIGHT 4.5 KG; | SIGNET | SIGNET PTY LTD | 10771 | CURRENT | 2
2908 | STRAPPING | POLYPROPYLENE;19 MM W,700 M LG;BLUE/ YELLOW;1 X COIL,COIL WEIGHT 4.5 KG; | HAYMANS | HAYMANS ELECTRICAL | SIG10771 | CURRENT | 1
2909 | STRAPPING | POLYPROPYLENE;15 MM W,2500 M LG;YELLOW ;CARTON OF 2 ROLLS,PACK WEIGHT 10 KG; IN LIEU OF USE STOCK CODE 15289 19 MM BUCKLE; ***NOTE*** (TWO MAN LIFT); | PROMARK | PROMARK PACKAGING PTY LTD GEEBUNG | POLYPROPYLENE;15 MM W, | CURRENT | 1
2911 | TAPE,PRESSURE SENSITIVE ADHESIVE | DOUBLE COATED FOAM TAPE;25 MM W, 33 M LG,3 MM THK;PACK OF 1; | BLKWOODS | J BLACKWOOD & SON LTD | 00779409/70006076106 | CURRENT | 2
2911 | TAPE,PRESSURE SENSITIVE ADHESIVE | DOUBLE COATED FOAM TAPE;25 MM W, 33 M LG,3 MM THK;PACK OF 1; | 3M | 3M AUSTRALIA PTY LTD | MMM4008 | CURRENT | 2
2911 | TAPE,PRESSURE SENSITIVE ADHESIVE | DOUBLE COATED FOAM TAPE;25 MM W, 33 M LG,3 MM THK;PACK OF 1; | ATOMSUPP | ATOM SUPPLY | 79900034 | CURRENT | 1
2913 | TAPE,ANTISEIZING | PTFE;12 MM W,.075 MM THK,10 M LG; PACK OF 10; | STATEWD | STATEWIDE FSTNERS & ENG SPLS PL | TST | CURRENT | 2
2913 | TAPE,ANTISEIZING | PTFE;12 MM W,.075 MM THK,10 M LG; PACK OF 10; | C&LTOOL | CALTCO T/A C&L TOOL CENTRE | 13032 | CURRENT | 1
2913 | TAPE,ANTISEIZING | PTFE;12 MM W,.075 MM THK,10 M LG; PACK OF 10; | KEYLINE | KEY-LINE DISTRIBUTORS PTY LTD | 12 MM | CURRENT | 2
2913 | TAPE,ANTISEIZING | PTFE;12 MM W,.075 MM THK,10 M LG; PACK OF 10; | BLKWOOD | J BLACKWOOD & SON LTD | 5122404 | CURRENT | 2
2932 | TAPE,INSULATION,ELECTRICAL | ADHESIVE BACKED;COTTON,MASTIC RUBBER,BLACK;19 MM W;18 M LG NOM; MEGOHMOID;PACK OF 1; | HAYMANS | HAYMANS ELECTRICAL | ALS1002 | CURRENT | 2
2932 | TAPE,INSULATION,ELECTRICAL | ADHESIVE BACKED;COTTON,MASTIC RUBBER,BLACK;19 MM W;18 M LG NOM; MEGOHMOID;PACK OF 1; | ALSTOM | ALSTOM GRID AUSTRALIA LIMITED | ALS1002 | CURRENT | 2
2932 | TAPE,INSULATION,ELECTRICAL | ADHESIVE BACKED;COTTON,MASTIC RUBBER,BLACK;19 MM W;18 M LG NOM; MEGOHMOID;PACK OF 1; | ATOMSUPP | ATOM SUPPLY | 401914 | CURRENT | 1
2933 | TAPE,PRESSURE SENSITIVE ADHESIVE | MASKING;CREAM;24 MM W,50 M LG,75 MM ID CORE;CARTON OF 48,PACK WEIGHT 6.48 KG; | REXEL | REXEL PTY LTD | TSA50101 | CURRENT | 2
2933 | TAPE,PRESSURE SENSITIVE ADHESIVE | MASKING;CREAM;24 MM W,50 M LG,75 MM ID CORE;CARTON OF 48,PACK WEIGHT 6.48 KG; | ATOMSUPP | ATOM SUPPLY | 4925003 | CURRENT | 1
2933 | TAPE,PRESSURE SENSITIVE ADHESIVE | MASKING;CREAM;24 MM W,50 M LG,75 MM ID CORE;CARTON OF 48,PACK WEIGHT 6.48 KG; | SIGNET | SIGNET PTY LTD | 10773 | CURRENT | 2
2933 | TAPE,PRESSURE SENSITIVE ADHESIVE | MASKING;CREAM;24 MM W,50 M LG,75 MM ID CORE;CARTON OF 48,PACK WEIGHT 6.48 KG; | BECKWITH | BECKWITH TRADING (QLD) PTY LTD | TESA TAPE (BDF) | CURRENT | 2
2933 | TAPE,PRESSURE SENSITIVE ADHESIVE | MASKING;CREAM;24 MM W,50 M LG,75 MM ID CORE;CARTON OF 48,PACK WEIGHT 6.48 KG; | PROMARK | PROMARK PACKAGING PTY LTD GEEBUNG | TESA 53123 | CURRENT | 2
2933 | TAPE,PRESSURE SENSITIVE ADHESIVE | MASKING;CREAM;24 MM W,50 M LG,75 MM ID CORE;CARTON OF 48,PACK WEIGHT 6.48 KG; | NORTON |  | 207 | CURRENT | 2
2934 | TAPE,PRESSURE SENSITIVE ADHESIVE | MASKING;CREAM;48 MM W,50 M LG,75 MM ID CORE;CARTON OF 24,PACK WEIGHT 6 .72 KG; | HAYMANS | HAYMANS ELECTRICAL | SIG35188 | CURRENT | 1
2934 | TAPE,PRESSURE SENSITIVE ADHESIVE | MASKING;CREAM;48 MM W,50 M LG,75 MM ID CORE;CARTON OF 24,PACK WEIGHT 6 .72 KG; | HAYMANS | HAYMANS ELECTRICAL | REESIG10775 | CURRENT | 2
2934 | TAPE,PRESSURE SENSITIVE ADHESIVE | MASKING;CREAM;48 MM W,50 M LG,75 MM ID CORE;CARTON OF 24,PACK WEIGHT 6 .72 KG; | SIGNET | SIGNET PTY LTD | 10775 | CURRENT | 2
2936 | TAPE,PRESSURE SENSITIVE ADHESIVE | PACKAGING;BROWN;38 MM W,75 M LG,76 MM ID CORE;POLYPROPYLENE;CARTON OF 48, PACK WEIGHT 6 KG;REFER STOCK CODE 02938; | PROMARK | PROMARK PACKAGING PTY LTD GEEBUNG | TT1006 | CURRENT | 1
2938 | TAPE,PRESSURE SENSITIVE ADHESIVE | PACKAGING;BROWN;48 MM W,NB 75 M LG,NB; 75 MM ID CORE;MED DUTY,PLASTIC; CARTON OF 36,PACK WEIGHT 7.62 KG; | TEN | THE ENERGY NETWORK | REESIG20542 | CURRENT | 2
2938 | TAPE,PRESSURE SENSITIVE ADHESIVE | PACKAGING;BROWN;48 MM W,NB 75 M LG,NB; 75 MM ID CORE;MED DUTY,PLASTIC; CARTON OF 36,PACK WEIGHT 7.62 KG; | CNWPL | CNW PL - SLACKS CREEK | 20452 | CURRENT | 1
2938 | TAPE,PRESSURE SENSITIVE ADHESIVE | PACKAGING;BROWN;48 MM W,NB 75 M LG,NB; 75 MM ID CORE;MED DUTY,PLASTIC; CARTON OF 36,PACK WEIGHT 7.62 KG; | HAYMANS | HAYMANS ELECTRICAL | REESIG20542 | CURRENT | 2
2938 | TAPE,PRESSURE SENSITIVE ADHESIVE | PACKAGING;BROWN;48 MM W,NB 75 M LG,NB; 75 MM ID CORE;MED DUTY,PLASTIC; CARTON OF 36,PACK WEIGHT 7.62 KG; | SIGNET | SIGNET PTY LTD | 20452 | CURRENT | 2
2940 | TAPE,PRESSURE SENSITIVE ADHESIVE | GLASS FILAMENT;CLEAR;12 MM W,45 M LG, 75 MM ID CORE;72 PER CARTON,PACK WEIGHT 7.7 KG; | SIGNET | SIGNET PTY LTD | 10692 | CURRENT | 1
2940 | TAPE,PRESSURE SENSITIVE ADHESIVE | GLASS FILAMENT;CLEAR;12 MM W,45 M LG, 75 MM ID CORE;72 PER CARTON,PACK WEIGHT 7.7 KG; | PROMARK | PROMARK PACKAGING PTY LTD GEEBUNG | TV1002 | CURRENT | 2
2940 | TAPE,PRESSURE SENSITIVE ADHESIVE | GLASS FILAMENT;CLEAR;12 MM W,45 M LG, 75 MM ID CORE;72 PER CARTON,PACK WEIGHT 7.7 KG; | CORPEXPR | CORPORATE EXPRESS PO BOX 346 RICHLANDS | 87016473 | CURRENT | 2
2940 | TAPE,PRESSURE SENSITIVE ADHESIVE | GLASS FILAMENT;CLEAR;12 MM W,45 M LG, 75 MM ID CORE;72 PER CARTON,PACK WEIGHT 7.7 KG; | 3M | 3M AUSTRALIA PTY LTD | SCOTCH 898 | CURRENT | 2
2943 | WAX,PARAFFIN,TECHNICAL | 52 DEG C (125 F) MIN MELTING POINT; FULLY REFINED (COLOUR WHITE);5 SLABS PER CARTON,EACH SLAB WEIGHT APPROX 4.6KG ; FOR UG CABLE WIPES; | ATOMSUPP | ATOM SUPPLY | 479043 | CURRENT | 2
2943 | WAX,PARAFFIN,TECHNICAL | 52 DEG C (125 F) MIN MELTING POINT; FULLY REFINED (COLOUR WHITE);5 SLABS PER CARTON,EACH SLAB WEIGHT APPROX 4.6KG ; FOR UG CABLE WIPES; | H&RGSLPL | H & R GSP PL LAVERTON VIC | 50FRJ | CURRENT | 1
2944 | BATTERY,NONRECHARGEABLE | ALKALINE;1.5 V;FLAT CONTACTS;14.3 MM DIA ,50.0 MM H;SIZE AA;PACK OF 24 BOX OF 144 ;SUITS EVEREADY 3636 PENLITE FLASHLIGHT (STOCK CODE 03054);SHELF LIFE = 3 YEARS; | ATOMSUPP | ATOM SUPPLY | 3425002 | CURRENT | 1
2944 | BATTERY,NONRECHARGEABLE | ALKALINE;1.5 V;FLAT CONTACTS;14.3 MM DIA ,50.0 MM H;SIZE AA;PACK OF 24 BOX OF 144 ;SUITS EVEREADY 3636 PENLITE FLASHLIGHT (STOCK CODE 03054);SHELF LIFE = 3 YEARS; | HAYMANS | HAYMANS ELECTRICAL | EVREN91 | CURRENT | 2
2944 | BATTERY,NONRECHARGEABLE | ALKALINE;1.5 V;FLAT CONTACTS;14.3 MM DIA ,50.0 MM H;SIZE AA;PACK OF 24 BOX OF 144 ;SUITS EVEREADY 3636 PENLITE FLASHLIGHT (STOCK CODE 03054);SHELF LIFE = 3 YEARS; | EVEREADY |  | EVREN91 | CURRENT | 2
2945 | BATTERY,NONRECHARGEABLE | ALKALINE;1.5 V;FLAT CONTACTS;26.2 MM DIA ,50.0 MM H;SIZE C;BOX OF 12, SHELF LIFE = 3 YEARS; | ATOMSUPP | ATOM SUPPLY | 3425003 | CURRENT | 1
2945 | BATTERY,NONRECHARGEABLE | ALKALINE;1.5 V;FLAT CONTACTS;26.2 MM DIA ,50.0 MM H;SIZE C;BOX OF 12, SHELF LIFE = 3 YEARS; | ATOMSUPP | ATOM SUPPLY | 1020523 | CURRENT | 2
2945 | BATTERY,NONRECHARGEABLE | ALKALINE;1.5 V;FLAT CONTACTS;26.2 MM DIA ,50.0 MM H;SIZE C;BOX OF 12, SHELF LIFE = 3 YEARS; | HAYMANS | HAYMANS ELECTRICAL | EVREN93 | CURRENT | 2
2945 | BATTERY,NONRECHARGEABLE | ALKALINE;1.5 V;FLAT CONTACTS;26.2 MM DIA ,50.0 MM H;SIZE C;BOX OF 12, SHELF LIFE = 3 YEARS; | EVEREADY |  | EVREN93 | CURRENT | 2
2946 | BATTERY,NONRECHARGEABLE | ALKALINE;1.5 V;FLAT CONTACTS;34.1 MM DIA ,61.5 MM H;SIZE D;BOX OF 12,CARTON OF 72 ;SUITS EVEREADY 1359 INDUSTRIAL SAFETY FLASHLIGHT | ATOMSUPP | ATOM SUPPLY | 3425004 | CURRENT | 1
2946 | BATTERY,NONRECHARGEABLE | ALKALINE;1.5 V;FLAT CONTACTS;34.1 MM DIA ,61.5 MM H;SIZE D;BOX OF 12,CARTON OF 72 ;SUITS EVEREADY 1359 INDUSTRIAL SAFETY FLASHLIGHT | HAYMANS | HAYMANS ELECTRICAL | EVREN95 | CURRENT | 2
2946 | BATTERY,NONRECHARGEABLE | ALKALINE;1.5 V;FLAT CONTACTS;34.1 MM DIA ,61.5 MM H;SIZE D;BOX OF 12,CARTON OF 72 ;SUITS EVEREADY 1359 INDUSTRIAL SAFETY FLASHLIGHT | EVEREADY |  | EVREN95 | CURRENT | 2
2956 | BATTERY,NONRECHARGEABLE | CARBON ZINC,HVY DUTY;6 V;COIL SPRING CONTACTS 68.3 MM X 68.3 MM SQ,111.9 MM H BOX OF 6,PACK OF 24;SUITS EVEREADY DOLPHIN 108 LANTERN (STOCK CODE 03057); | HAYMANS | HAYMANS ELECTRICAL | EVR509 | CURRENT | 2
2956 | BATTERY,NONRECHARGEABLE | CARBON ZINC,HVY DUTY;6 V;COIL SPRING CONTACTS 68.3 MM X 68.3 MM SQ,111.9 MM H BOX OF 6,PACK OF 24;SUITS EVEREADY DOLPHIN 108 LANTERN (STOCK CODE 03057); | GENERAL | GENERAL TRADE SUPPLIES | ARLEC | CURRENT | 2
2956 | BATTERY,NONRECHARGEABLE | CARBON ZINC,HVY DUTY;6 V;COIL SPRING CONTACTS 68.3 MM X 68.3 MM SQ,111.9 MM H BOX OF 6,PACK OF 24;SUITS EVEREADY DOLPHIN 108 LANTERN (STOCK CODE 03057); | ATOMSUPP | ATOM SUPPLY | 3441002 | CURRENT | 1
2956 | BATTERY,NONRECHARGEABLE | CARBON ZINC,HVY DUTY;6 V;COIL SPRING CONTACTS 68.3 MM X 68.3 MM SQ,111.9 MM H BOX OF 6,PACK OF 24;SUITS EVEREADY DOLPHIN 108 LANTERN (STOCK CODE 03057); | EVEREADY |  | EVR409 | CURRENT | 2
2959 | STOCKING,CONDUCTIVE | COPPER;70 MM ACROSS FLAT;25 M ROLLS; | INTERTEC | INTERTECH ENGINEERING PTY LTD | 90001/0.15/CO/NAT | CURRENT | 1
2968 | CLIP,ELECTRICAL | ALLIGATOR;STEEL;ZINC PLATED;50 AMP; BATTERY CHARGING CLIPS;INSULATORS AVAILABLE STOCK CODE 02982 & 02983; PACK OF 12; | REXEL | REXEL PTY LTD | UTIH144/12 | CURRENT | 2
2968 | CLIP,ELECTRICAL | ALLIGATOR;STEEL;ZINC PLATED;50 AMP; BATTERY CHARGING CLIPS;INSULATORS AVAILABLE STOCK CODE 02982 & 02983; PACK OF 12; | TECONN | TE CONNECTIVITY LTD | H144/12 | CURRENT | 1
2968 | CLIP,ELECTRICAL | ALLIGATOR;STEEL;ZINC PLATED;50 AMP; BATTERY CHARGING CLIPS;INSULATORS AVAILABLE STOCK CODE 02982 & 02983; PACK OF 12; | UTILUX |  | UTIH144/12 | CURRENT | 2
2969 | CLIP,ELECTRICAL | ALLIGATOR,INSULATED;BLACK;BRASS; TIN PLATED;PACK OF 100; | HAYMANS | HAYMANS ELECTRICAL | FAR810-484 | CURRENT | 2
2969 | CLIP,ELECTRICAL | ALLIGATOR,INSULATED;BLACK;BRASS; TIN PLATED;PACK OF 100; | HAYMANS | HAYMANS ELECTRICAL | HIR932-146-100 | CURRENT | 2
2969 | CLIP,ELECTRICAL | ALLIGATOR,INSULATED;BLACK;BRASS; TIN PLATED;PACK OF 100; | CNWPL | CNW PL - SLACKS CREEK | 810484 | CURRENT | 1
2969 | CLIP,ELECTRICAL | ALLIGATOR,INSULATED;BLACK;BRASS; TIN PLATED;PACK OF 100; | HIRSCHMN |  | HIR932146100 | CURRENT | 2
2970 | CLIP,ELECTRICAL | ALLIGATOR,INSULATED;RED;BRASS;TIN PLATED ;PACK OF 5,PACK WEIGHT 0.35 KG; | HAYMANS | HAYMANS ELECTRICAL | FAR810-496 | CURRENT | 2
2970 | CLIP,ELECTRICAL | ALLIGATOR,INSULATED;RED;BRASS;TIN PLATED ;PACK OF 5,PACK WEIGHT 0.35 KG; | CNWPL | CNW PL - SLACKS CREEK | 810496 | CURRENT | 1
2975 | CONTACT REACTOR | CONTACT REACTOR BOTTOM FOR C.P. TAP CHANGERS & REGULATORS; | ERGON | ERGON ENERGY | CONTACT | CURRENT | 1
2976 | CONTACT REACTOR | CONTACT REACTOR TOP FOR C.P. TAP CHANGER & REGULATORS; | ERGON | ERGON ENERGY | CONTACT | CURRENT | 1
2997 | TAPE,INSULATION,ELECTRICAL | OVERWRAP PVC;50 MM W;30 M LG; PRESSURE SENSITIVE GP VINYL BLACK; BOX OF 36,PACK WEIGHT 18 KG; | ATOMSUPP | ATOM SUPPLY | 237903 | CURRENT | 1
2997 | TAPE,INSULATION,ELECTRICAL | OVERWRAP PVC;50 MM W;30 M LG; PRESSURE SENSITIVE GP VINYL BLACK; BOX OF 36,PACK WEIGHT 18 KG; | PETRO | PETRO COATING SYSTEMS | PO250050 | CURRENT | 2
2998 | TAPE,INSULATION,ELECTRICAL | Non-Vulcanized Butyl Rubber Tape;50 MM W;10 M LG;0.50 MM THK;SELF AMALGAMATING; PACK OF 1;***NOTE NOT TO BE USED IN CONJUNCTION WITH OVERHEAD SERVICES;*** | GILBLODG | GILBERT LODGE AUSTRALIA | NIT15-50 | CURRENT | 1
2998 | TAPE,INSULATION,ELECTRICAL | Non-Vulcanized Butyl Rubber Tape;50 MM W;10 M LG;0.50 MM THK;SELF AMALGAMATING; PACK OF 1;***NOTE NOT TO BE USED IN CONJUNCTION WITH OVERHEAD SERVICES;*** | AIM |  | 813-SSF920-10RD | CURRENT | 2
2998 | TAPE,INSULATION,ELECTRICAL | Non-Vulcanized Butyl Rubber Tape;50 MM W;10 M LG;0.50 MM THK;SELF AMALGAMATING; PACK OF 1;***NOTE NOT TO BE USED IN CONJUNCTION WITH OVERHEAD SERVICES;*** | HAYMANS | HAYMANS ELECTRICAL | 813-SSF920-10RD | CURRENT | 2
2998 | TAPE,INSULATION,ELECTRICAL | Non-Vulcanized Butyl Rubber Tape;50 MM W;10 M LG;0.50 MM THK;SELF AMALGAMATING; PACK OF 1;***NOTE NOT TO BE USED IN CONJUNCTION WITH OVERHEAD SERVICES;*** | AIM |  | 813-SS915-20RD | CURRENT | 2
2999 | TAPE,FIBREGLASS | PLAIN WEAVE;WHITE;75 MM W;100 M ROLL; | CIBAGEIG |  | C605105 | CURRENT | 1
3001 | TAPE,FIBREGLASS | PLAIN WEAVE;WHITE;100 MM W,100 M L; | HUNTSMAN | HUNTSMAN | 605989 | CURRENT | 1
3010 | TAPE,INSULATION,ELECTRICAL | SCREEN SPACER;PACK OF 1;FOR 10 PR PILOT JOINT BASED ON UJ MAN 5 .351D; | HAYMANS | HAYMANS ELECTRICAL | MMMP-3F | CURRENT | 1
3010 | TAPE,INSULATION,ELECTRICAL | SCREEN SPACER;PACK OF 1;FOR 10 PR PILOT JOINT BASED ON UJ MAN 5 .351D; | 3M | 3M AUSTRALIA PTY LTD | MMMP-3F | CURRENT | 2
3016 | TAPE,INSULATION,ELECTRICAL | SPLICING TAPE;RUBBER,BLACK;19 MM W; 9 M LG;0.76 MM THK;HIGH VOLTAGE; ;PACK OF 1; | BLKWOODS | J BLACKWOOD & SON LTD | 00659202/HT002007413 | CURRENT | 2
3016 | TAPE,INSULATION,ELECTRICAL | SPLICING TAPE;RUBBER,BLACK;19 MM W; 9 M LG;0.76 MM THK;HIGH VOLTAGE; ;PACK OF 1; | GILBLODG | GILBERT LODGE AUSTRALIA | 3M23-19 | CURRENT | 1
3016 | TAPE,INSULATION,ELECTRICAL | SPLICING TAPE;RUBBER,BLACK;19 MM W; 9 M LG;0.76 MM THK;HIGH VOLTAGE; ;PACK OF 1; | 3M | 3M AUSTRALIA PTY LTD | MMM23-19MM | CURRENT | 2
3019 | TAPE,INSULATION,ELECTRICAL | ADHESIVE BACKED;PVC,GREEN/YELLOW; 19 MM W; 20 M LG;.178 MM THK;FLAME RETARDANT,SERVICE TEMP (UP TO 80 DEG C) WHEN TESTED TO UL510;AS1621.3;PACK OF | ATOMSUPP | ATOM SUPPLY | 236538 | CURRENT | 1
3019 | TAPE,INSULATION,ELECTRICAL | ADHESIVE BACKED;PVC,GREEN/YELLOW; 19 MM W; 20 M LG;.178 MM THK;FLAME RETARDANT,SERVICE TEMP (UP TO 80 DEG C) WHEN TESTED TO UL510;AS1621.3;PACK OF | OMEGA | OMEGA | OME25YG | CURRENT | 2
3022 | TAPE,INSULATION,ELECTRICAL | ADHESIVE BACKED;PVC,YELLOW;19 MM W; 20 M LG;178 MM THK;FLAME RETARDANT, SERVICE TEMP (UP TO 80 DEG C ) WHEN TESTED TO UL510;AS1621.3;PACK OF 200; | REXEL | REXEL PTY LTD | TSA60805Y | CURRENT | 1
3022 | TAPE,INSULATION,ELECTRICAL | ADHESIVE BACKED;PVC,YELLOW;19 MM W; 20 M LG;178 MM THK;FLAME RETARDANT, SERVICE TEMP (UP TO 80 DEG C ) WHEN TESTED TO UL510;AS1621.3;PACK OF 200; | TESA |  | TES608050900600 | CURRENT | 2
3045 | JOINT INSUL MATERIALS,ELEC POWER CABLE | 11 KV;IMPREGNATED PAPER SEPARATOR;FOR 185 SQ MM 3C COPPER PLY STRAIGHT JOINTS; IN SEALED TIN;BS5068 (FINE)/BS698; (185,240 & 300 SQ MM LIVE ENDS); | INTERTEC | INTERTECH ENGINEERING PTY LTD | C0448 | CURRENT | 1
3046 | TAPE,CORROSION PREVENTIVE | WOVEN SYNTHETIC FABRIC;PETROLATUM BASED COMPOUND IMPREGNATED & COATED;50 MM W; 75 DEG C MAX OPERATING TEMP;10 M ROLL, PACK OF 24,PACK WEIGHT 17 KG; | BLKWOOD | J BLACKWOOD & SON LTD | 5220102 | CURRENT | 1
3046 | TAPE,CORROSION PREVENTIVE | WOVEN SYNTHETIC FABRIC;PETROLATUM BASED COMPOUND IMPREGNATED & COATED;50 MM W; 75 DEG C MAX OPERATING TEMP;10 M ROLL, PACK OF 24,PACK WEIGHT 17 KG; | STATEWD | STATEWIDE FSTNERS & ENG SPLS PL | DT50101 | CURRENT | 2
3046 | TAPE,CORROSION PREVENTIVE | WOVEN SYNTHETIC FABRIC;PETROLATUM BASED COMPOUND IMPREGNATED & COATED;50 MM W; 75 DEG C MAX OPERATING TEMP;10 M ROLL, PACK OF 24,PACK WEIGHT 17 KG; | ONESTEEL | ONESTEEL PO BOX 1149 EAGLE FARM QLD | FPC-DPT610-50 | CURRENT | 2
3051 | TAPE,TEXTILE | COTTON;EGYPTIAN SUPERFINE;WHITE;25 MM W, 66 M LG;PACK OF 1; | HAYMANS | HAYMANS ELECTRICAL | AIM813-ET2566. | CURRENT | 1
3051 | TAPE,TEXTILE | COTTON;EGYPTIAN SUPERFINE;WHITE;25 MM W, 66 M LG;PACK OF 1; | OBRIEN |  | AIM813-ET2566 | CURRENT | 2
3055 | FLASHLIGHT | DORCY;HVY DUTY RUBBER FLASHLIGHT;C/W 3 AA BATTERIES;SHOCK RESISTANT, WATERPROOF,SHATTER PROOF,POLYCARBONATE LENS;SEALED ON/OFF SWITCH;REFER SC02944 | ATOMSUPP | ATOM SUPPLY | 237957 | CURRENT | 1
3055 | FLASHLIGHT | DORCY;HVY DUTY RUBBER FLASHLIGHT;C/W 3 AA BATTERIES;SHOCK RESISTANT, WATERPROOF,SHATTER PROOF,POLYCARBONATE LENS;SEALED ON/OFF SWITCH;REFER SC02944 | REXEL | REXEL PTY LTD | DYPD2968 | CURRENT | 2
3055 | FLASHLIGHT | DORCY;HVY DUTY RUBBER FLASHLIGHT;C/W 3 AA BATTERIES;SHOCK RESISTANT, WATERPROOF,SHATTER PROOF,POLYCARBONATE LENS;SEALED ON/OFF SWITCH;REFER SC02944 | HAYMANS | HAYMANS ELECTRICAL | D2968 | CURRENT | 2
3056 | LANTERN,ELECTRIC | FLOATING WATER RESISTANT TORCH;SHOCK RESISTANT TYLEV BODY; ADJUSTABLE 8 POSITION STAND;SUPER BRIGHT KRYPTON GLOBE; REFER TO SC02956 FOR BATTERY; | CNWPL | CNW PL - SLACKS CREEK | ARLTT1 | PHASING | 1
3056 | LANTERN,ELECTRIC | FLOATING WATER RESISTANT TORCH;SHOCK RESISTANT TYLEV BODY; ADJUSTABLE 8 POSITION STAND;SUPER BRIGHT KRYPTON GLOBE; REFER TO SC02956 FOR BATTERY; | ARLEC |  | ARLTT1 | PHASING | 2
3057 | LANTERN,ELECTRIC | 6 V SPRING TERMINAL CELL;WATERPROOF; W/SHATTER RESISTANT LENS;BOX OF 4, CARTON OF 24;USE BATTERY STOCK CODE 02956 OR EQUIV; | HAYMANS | HAYMANS ELECTRICAL | EVR108MK4YE | CURRENT | 1
3057 | LANTERN,ELECTRIC | 6 V SPRING TERMINAL CELL;WATERPROOF; W/SHATTER RESISTANT LENS;BOX OF 4, CARTON OF 24;USE BATTERY STOCK CODE 02956 OR EQUIV; | EVEREADY |  | EVR108MK4YE | CURRENT | 2
3076 | BRACKET,ANGLE | CHANNEL CLIP,HVY DUTY;STEEL;GALV; 54 MM X 41 MM X 27 MM;Z SHAPE FITTING; PACK OF 20,PACK WEIGHT 4.25 KG; | EZYSTRUT | EZYSTRUT CABLE & PIPE SUPPORTS | E1045H | CURRENT | 1
3077 | BRACKET,ANGLE | CHANNEL CLIP,HVY DUTY;STEEL;GALV; 137 MM X 42 MM X 41 MM;U SHAPE FITTING; PACK OF 10,PACK WEIGHT 3.30 KG; | EZYSTRUT | EZYSTRUT CABLE & PIPE SUPPORTS | E1047H | CURRENT | 1
3081 | BRACKET,ANGLE | CHANNEL CLIP,HVY DUTY;STEEL;GALV; 51 MM X 48 MM;90 DEG ANGLE FITTING; PACK OF 25,PACK WEIGHT 4.25 KG; | EZYSTRUT | EZYSTRUT CABLE & PIPE SUPPORTS | E1026H | CURRENT | 1
3096 | CHAIN,WELDED | STEEL,GALV;6.3 MM;BOX OF 1;20 M ROLL; | BLKWOOD | J BLACKWOOD & SON LTD | 4725501 | CURRENT | 1
3096 | CHAIN,WELDED | STEEL,GALV;6.3 MM;BOX OF 1;20 M ROLL; | STATEWD | STATEWIDE FSTNERS & ENG SPLS PL | CG6320 | CURRENT | 2
3096 | CHAIN,WELDED | STEEL,GALV;6.3 MM;BOX OF 1;20 M ROLL; | PITTWADD | PITTWADD | 100306 | CURRENT | 2
3108 | CLAMP,HOSE | WORM DRIVE,W/SAFETY COLLAR;STEEL; ZINC PLATED;26 MM TO 38 MM DIA; PACK OF 10; | BLKWOOD | J BLACKWOOD & SON LTD | 4158107 | CURRENT | 1
3108 | CLAMP,HOSE | WORM DRIVE,W/SAFETY COLLAR;STEEL; ZINC PLATED;26 MM TO 38 MM DIA; PACK OF 10; | REXEL | REXEL PTY LTD | UTIH041/10 | CURRENT | 2
3108 | CLAMP,HOSE | WORM DRIVE,W/SAFETY COLLAR;STEEL; ZINC PLATED;26 MM TO 38 MM DIA; PACK OF 10; | UTILUX |  | UTIH041/10 | CURRENT | 2
3119 | HANDLE,DOOR | CAST STEEL ALLOY,CHROME;T SHAPED, C/W 2 KEYS NO 526; | UNIVERSL | UES (INT'L) PTY LTD VIRGINIA QLD | 2675 | PURCHASE AS REQUIRED | 1
3121 | HASP,HINGED | STD SAFETY TYPE WITH STAPLE;STEEL; ZINC PLATED;90 MM LG;PACK OF 1; | STATEWD | STATEWIDE FSTNERS & ENG SPLS PL | EHSST90 | CURRENT | 1
3121 | HASP,HINGED | STD SAFETY TYPE WITH STAPLE;STEEL; ZINC PLATED;90 MM LG;PACK OF 1; | KEYLINE | KEY-LINE DISTRIBUTORS PTY LTD | PWE HSST90 | CURRENT | 2
3160 | PADLOCK | SOLID BRASS CASE,BRASS SHACKLE; 45 MM W CASE,W/19 MM SHACKLE CLEARANCE; RANDOM KEYED; 2 KEYS;(LOCKWOOD TYPE 234B OR SIMILAR);PACK SIZE 20,PACK | LARSENS |  | OZ4/234/BOO/EN1 | CURRENT | 1
3168 | PADLOCK | SOLID BRASS CASE,BRASS SHACKLE; 45 MM W CASE,W/19 MM SHACKLE CLEARANCE; MASTER KEYED,(G SERIES) TO MK SYSTEM; 2 KEYS;STAMPED ENERGEX;FOR TRANSMISSION | LARSENS |  | OZAB/234/BOO/EN2 | CURRENT | 1
3169 | PADLOCK | SOLID BRASS CASE,STEEL SHACKLE; 45 MM W CASE,W/38 MM SHACKLE CLEARANCE; INDIVIDUALLY KEYED,EACH W/2 KEYS; (LOCKWOOD 234A);PACK SIZE 20,PACK | LARSENS |  | OZ4/234/AOO/EN3 | CURRENT | 1
3171 | PADLOCK | SOLID BRASS CASE,STEEL SHACKLE; 30 MM W CASE,W/13 MM SHACKLE CLEARANCE; W/KEYS;FOR GENERAL USE;(LOCKWOOD 232); PACK OF 10,PACK WEIGHT 1.0 KG; | JLARSEN | J LARSEN PTY LTD (LOCKSMITH) | OZI/232/PAD | CURRENT | 1
3171 | PADLOCK | SOLID BRASS CASE,STEEL SHACKLE; 30 MM W CASE,W/13 MM SHACKLE CLEARANCE; W/KEYS;FOR GENERAL USE;(LOCKWOOD 232); PACK OF 10,PACK WEIGHT 1.0 KG; | LOCKWOOD | LOCKWOOD/ASSA ABOLY AUSTRALIA PTY LTD | LOCKWOOD 232 | CURRENT | 2
3176 | LOCK BODY. | NIGHT-LATCH,W/O CYLINDER; LOCKWOOD TYPE 201 OR SIMILAR);U/W STOCK CODE 13050;PACK SIZE 20,PACK WEIGHT 8.4 KG; | LARSENS |  | LW201FBNOCYL | CURRENT | 1
3186 | CYLINDER,LOCK | MASTER MK METERING SERIES;SOLID BRASS CYLINDER,SATIN CHROME FINISH;CYLINDER ONLY;KEYED TO MASTER MK METERING SYSTEM;FOR PRIVATE RES.USE; | LOCKWOOD | LOCKWOOD/ASSA ABOLY AUSTRALIA PTY LTD | 201CYLSC | PURCHASE AS REQUIRED | 1
3215 | STAPLE. | FENCE;STEEL;GALV;4.0 MM THK;30 MM LG; ;CTN OF 5 KG; | SUMMIT | SUMMIT GROUP | 11NPG155-3215 | CURRENT | 1
3215 | STAPLE. | FENCE;STEEL;GALV;4.0 MM THK;30 MM LG; ;CTN OF 5 KG; | STATEWD | STATEWIDE FSTNERS & ENG SPLS PL | NSG4035 | CURRENT | 2
3216 | STAPLE. | FENCE;STEEL;GALV;3.15 MM DIA;25 MM LG; BOX OF 1 KG,CARTON OF 10 KG; | SUMMIT | SUMMIT GROUP | 11NPG155-3216 | CURRENT | 1
3216 | STAPLE. | FENCE;STEEL;GALV;3.15 MM DIA;25 MM LG; BOX OF 1 KG,CARTON OF 10 KG; | STATEWD | STATEWIDE FSTNERS & ENG SPLS PL | NSG253151 | CURRENT | 2
3224 | CORD,FIBROUS | COTTON;SASHCORD;NO 5;4 MM DIA,BRAIDED; 250 M COIL, PACK WEIGHT 6.5 KG; | DONAGHYS | DONAGHYS PTY LTD | BR00462 | CURRENT | 1
3225 | CORD,FIBROUS | COTTON;SASHCORD;NO 8;6 MM DIA,BRAIDED; 250 M COIL,PACK WEIGHT 13.0 KG; | DONAGHYS | DONAGHYS PTY LTD | BR00617 | CURRENT | 1
3227 | CORD,FIBROUS | Sashcord # 10, Braided, Cotton, 8mm Dia, 200m Rolls, Pack Weight 7.5kg | DONAGHYS | DONAGHYS PTY LTD | BRO 0861 | CURRENT | 1
3227 | CORD,FIBROUS | Sashcord # 10, Braided, Cotton, 8mm Dia, 200m Rolls, Pack Weight 7.5kg | MELBROPE |  | CORD,FIBROUS NO. 10 | CURRENT | 2
3228 | CORD,FIBROUS | COTTON;SASHCORD;NO 11;9 MM DIA,BRAIDED; 125 M COIL,PACK WEIGHT 6.5 KG; | DONAGHYS | DONAGHYS PTY LTD | BR00960 | PURCHASE AS REQUIRED | 1
3240 | ROPE,FIBROUS | POLYPROPYLENE;12 MM DIA;THREE STRAND, HAWSER LAID;18.3 KN MIN BREAKING FORCE; GREEN,SOFT LAY;MARKED AS4142;FOR LOW VOLTAGE & LIVE LINE USE;ROPE MUST HAVE | DONAGHYS | DONAGHYS PTY LTD | ROS 1200 | CURRENT | 1
3242 | ROPE,FIBROUS | POLYPROPYLENE;14 MM DIA;THREE STRAND HAWSER LAID;25.1 KN MIN BREAKING FORCE; GREEN,SOFT LAY;MARKED AS4142;FOR LOW VOLTAGE & LIVE LINE USE;ROPE MUST HAVE | DONAGHYS | DONAGHYS PTY LTD | ROS 1404 | CURRENT | 1
3245 | ROPE,FIBROUS | POLYPROPYLENE;18 MM DIA;THREE STRAND HAWSER LAID;39.8 KN MIN BREAKING FORCE; GREEN,SOFT LAY;MARKED AS4142;FOR LOW VOLTAGE & LIVE LINE USE;ROPE MUST HAVE | DONAGHYS | DONAGHYS PTY LTD | ROS 18 AF | CURRENT | 1
3247 | ROPE,FIBROUS | POLYPROPYLENE K-LINE;6 MM DIA; THREE STRAND HAWSER LAID;3.69 KN MIN BREAKING FORCE;WHITE,SOFT LAY;250 M COIL,PACK WEIGHT 4.3 KG;MANUFACTURED | DONAGHYS | DONAGHYS PTY LTD | ROS06AB | CURRENT | 1
3261 | THREAD,LINEN | NO 18, CORD 3; 50G REELS,STD PACK OF 1; | BLKWOOD | J BLACKWOOD & SON LTD | 4862710 | CURRENT | 1
3261 | THREAD,LINEN | NO 18, CORD 3; 50G REELS,STD PACK OF 1; | KEYLINE | KEY-LINE DISTRIBUTORS PTY LTD | 6901.183.BL | CURRENT | 2
3271 | WIRE,ELECTRICAL | GENERAL PURPOSE;ELECTROLYTIC TOUGH PITCH COPPER (110),ANNEALED,TINNED;1/1.83 MM ;BARE;AS1574,AS2338;0.5 KG SPOOL;APPROX 14 SWG; | BAMBACH | BAMBACH WIRES & CABLES PTY LTD | 12100 | CURRENT | 1
3272 | WIRE,ELECTRICAL | GENERAL PURPOSE;ELECTROLYTIC TOUGH PITCH COPPER (110),ANNEALED,TINNED; 1/1.60 MM;BARE;AS1574,AS2338;0.5 KG SPOOL, PACK WEIGHT - 25 KG; | BAMBACH | BAMBACH WIRES & CABLES PTY LTD | 13050AD | CURRENT | 1
3273 | WIRE,ELECTRICAL | GENERAL PURPOSE;ELECTROLYTIC TOUGH PITCH COPPER (110),ANNEALED,TINNED; 1/1.25 MM;BARE;AS1574,AS2338;0.5 KG SPOOL, PACK WEIGHT - 25 KG; | BAMBACH | BAMBACH WIRES & CABLES PTY LTD | 16020AD | CURRENT | 1
3279 | WIRE,ELECTRICAL | GENERAL PURPOSE;ELECTROLYTIC TOUGH PITCH COPPER (110),ANNEALED,TINNED; 1/0.500 MM;BARE;AS1574,AS2338;0.5 KG SPOOL; | BAMBACH | BAMBACH WIRES & CABLES PTY LTD | 25460D | CURRENT | 1
3293 | WIRE,NONELECTRICAL | STEEL;1.6 MM;GREEN,PVC COVERED; 250 M COIL (4 KG);FOR U/W FENCING WIRE STOCK CODE 03297; | JORY |  | STEEL;1.6 MM;GREEN,PVC; | CURRENT | 1
3311 | ELECTRODE,WELDING | MANUAL,RUTILE-COATED;2.5 MM DIA;GENERAL PURPOSE;BS639-1976,GDE E 4322R21; 2.5 KG PACK | STATEWD | STATEWIDE FSTNERS & ENG SPLS PL | C612182 | CURRENT | 1
3311 | ELECTRODE,WELDING | MANUAL,RUTILE-COATED;2.5 MM DIA;GENERAL PURPOSE;BS639-1976,GDE E 4322R21; 2.5 KG PACK | BOC | BOC GASES | C612182 | CURRENT | 2
3315 | FLUX,BRAZING | SILVER;200 G JAR;PACK OF 1; | BLKWOOD | J BLACKWOOD & SON LTD | 8089104 | CURRENT | 1
3315 | FLUX,BRAZING | SILVER;200 G JAR;PACK OF 1; | STATEWD | STATEWIDE FSTNERS & ENG SPLS PL | SBF200 | CURRENT | 2
3315 | FLUX,BRAZING | SILVER;200 G JAR;PACK OF 1; | HARRING |  | SBF200 | CURRENT | 2
3317 | FLUX,SOLDERING | PASTE;FOR COPPER;450 G; | ATOMSUPP | ATOM SUPPLY | 90240509 | CURRENT | 1
3317 | FLUX,SOLDERING | PASTE;FOR COPPER;450 G; | ATOMSUPP | ATOM SUPPLY | 4823006 | CURRENT | 2
3317 | FLUX,SOLDERING | PASTE;FOR COPPER;450 G; | STATEWD | STATEWIDE FSTNERS & ENG SPLS PL | FSC450 | CURRENT | 2
3318 | FLUX,SOLDERING | LIQUID;ALUMINIUM FLUX;SUITABLE FOR ALUMINIUM AND ALUMINIUM ALLOYS;250 ML BOTTLE; | STATEWD | STATEWIDE FSTNERS & ENG SPLS PL | FLUXAW-250G | CURRENT | 1
3318 | FLUX,SOLDERING | LIQUID;ALUMINIUM FLUX;SUITABLE FOR ALUMINIUM AND ALUMINIUM ALLOYS;250 ML BOTTLE; | LEMPRIER |  | 35031 | CURRENT | 2
3318 | FLUX,SOLDERING | LIQUID;ALUMINIUM FLUX;SUITABLE FOR ALUMINIUM AND ALUMINIUM ALLOYS;250 ML BOTTLE; | BICC |  | BICALFLUX | CURRENT | 2
3318 | FLUX,SOLDERING | LIQUID;ALUMINIUM FLUX;SUITABLE FOR ALUMINIUM AND ALUMINIUM ALLOYS;250 ML BOTTLE; | STRATA |  | 61 | CURRENT | 5
3341 | SOLDER,LEAD-TIN ALLOY | 35% TIN,65% LEAD;300 MM LG,25 MM W, 0.5 KG (CAST & ROLLED) STICKS;STAMPED 35/65;AS1834.PACK OF 20,PACK WEIGHT 25 KG;WIPING METAL; | CONALLOY |  | 495 | CURRENT | 1
3344 | SOLDER,LEAD-TIN ALLOY | 60% TIN,40% LEAD;ACTIVATED RESIN CORE, 5 CORE RESIN,FLUX CLASS 5A;1.6 MM DIA WIRE;AS1834.1 & .2,BS441,BS5625;500 G REELS,PACK OF 10,PACK WEIGHT 10 KG; | HAYMANS | HAYMANS ELECTRICAL | CSA01500 | CURRENT | 1
3344 | SOLDER,LEAD-TIN ALLOY | 60% TIN,40% LEAD;ACTIVATED RESIN CORE, 5 CORE RESIN,FLUX CLASS 5A;1.6 MM DIA WIRE;AS1834.1 & .2,BS441,BS5625;500 G REELS,PACK OF 10,PACK WEIGHT 10 KG; | CONALLOY |  | SOLDER 60% TIN 40% LEAD | CURRENT | 2
3345 | SOLDER,LEAD-TIN ALLOY | 60% TIN,40% LEAD;ACTIVATED RESIN CORE, 5 CORE RESIN,FLUX CLASS 5A;0.71 MM DIA WIRE;AS1834.1 & .2,BS441,BS5625;500 G REELS,20 PER PACK,PACK WEIGHT 10 KG; | CONALLOY |  | SOLDER LEAD 60/40 | CURRENT | 1
3346 | SOLDER,SILVER ALLOY | 45% Silver, 1.6mm Dia, 500/750mm Lg, Red Tipped, 5 Rod Pack | STATEWD | STATEWIDE FSTNERS & ENG SPLS PL | CAG-02447G500 | CURRENT | 2
3346 | SOLDER,SILVER ALLOY | 45% Silver, 1.6mm Dia, 500/750mm Lg, Red Tipped, 5 Rod Pack | ATOMSUPP | ATOM SUPPLY | 5703104 | CURRENT | 1
3352 | WIRE,NONELECTRICAL | 99.90% SOFT LEAD;2.24 MM DIA; AS1812;0.5 KG SPOOL,PACK OF 20, PACK WEIGHT 10 KG; | CONALLOY |  | WIRE 99.90% | CURRENT | 1
3361 | CLAMP,HOSE | WORM DRIVE,W/SAFETY COLLAR;STEEL; ZINC PLATED;13 MM TO 20 MM DIA; PACK OF 10; | REXEL | REXEL PTY LTD | UTIH039/10 | CURRENT | 2
3361 | CLAMP,HOSE | WORM DRIVE,W/SAFETY COLLAR;STEEL; ZINC PLATED;13 MM TO 20 MM DIA; PACK OF 10; | UTILUX |  | UTIH039/10 | CURRENT | 2
3361 | CLAMP,HOSE | WORM DRIVE,W/SAFETY COLLAR;STEEL; ZINC PLATED;13 MM TO 20 MM DIA; PACK OF 10; | HAYMANS | HAYMANS ELECTRICAL | RSC908-8973 | CURRENT | 1
3362 | CLAMP,HOSE | WORM DRIVE,W/SAFETY COLLAR;STEEL; ZINC PLATED;44 MM TO 56 MM DIA; PACK OF 10; | C&LTOOL | CALTCO T/A C&L TOOL CENTRE | MP2P (BOX10) | CURRENT | 1
3362 | CLAMP,HOSE | WORM DRIVE,W/SAFETY COLLAR;STEEL; ZINC PLATED;44 MM TO 56 MM DIA; PACK OF 10; | REXEL | REXEL PTY LTD | UTIH042/10 | CURRENT | 2
3362 | CLAMP,HOSE | WORM DRIVE,W/SAFETY COLLAR;STEEL; ZINC PLATED;44 MM TO 56 MM DIA; PACK OF 10; | UTILUX |  | UTIH042/10 | CURRENT | 2
3363 | CLAMP,HOSE | WORM DRIVE,W/SAFETY COLLAR;STEEL; ZINC PLATED;19 MM TO 28 MM DIA; PACK OF 10; | BLKWOOD | J BLACKWOOD & SON LTD | 367352 | CURRENT | 1
3363 | CLAMP,HOSE | WORM DRIVE,W/SAFETY COLLAR;STEEL; ZINC PLATED;19 MM TO 28 MM DIA; PACK OF 10; | REXEL | REXEL PTY LTD | UTIH040/10 | CURRENT | 2
3363 | CLAMP,HOSE | WORM DRIVE,W/SAFETY COLLAR;STEEL; ZINC PLATED;19 MM TO 28 MM DIA; PACK OF 10; | UTILUX |  | UTIH040/10 | CURRENT | 2
3392 | HOSE,NONMETALLIC | REINFORCED NYLEX MESH;WATER;12 MM ID; GREEN;30 M COIL;USED ON LADDERS; PACK OF 1; | STATEWD | STATEWIDE FSTNERS & ENG SPLS PL | HP1230 | CURRENT | 1
3474 | CAP,PIPE. | STEEL;GALV FINISH;PRESSED,DRIVE-ON; 50 MM NB;PACK OF 40; | STATEWD | STATEWIDE FSTNERS & ENG SPLS PL | KD50 | CURRENT | 1
3474 | CAP,PIPE. | STEEL;GALV FINISH;PRESSED,DRIVE-ON; 50 MM NB;PACK OF 40; | DOWNEE |  | DK50 | CURRENT | 2
3514 | TUBE,METALLIC | COPPER;PVC INSULATED,STEEL WIRE ARMOURED ,PVC SERVED;RD CROSS SECT SHAPE;6.35 MM (1/4 IN) OD;0.91 MM (20 SWG) WALL THK; ANNEALED;ON DRUM OR IN COILS;SECURITY | BICC |  | TUBE,METALLIC | PURCHASE AS REQUIRED | 1
3632 | TUBING,NONMETALLIC | PVC;RD SHAPE;3.3 MM WALL THK;13 MM OD; black;FLEXIBLE;50 M COIL; | REXEL | REXEL PTY LTD | FPAS13B-50M | CURRENT | 2
3632 | TUBING,NONMETALLIC | PVC;RD SHAPE;3.3 MM WALL THK;13 MM OD; black;FLEXIBLE;50 M COIL; | CNWPL | CNW PL - SLACKS CREEK | FPAS13B-50M | CURRENT | 1
3632 | TUBING,NONMETALLIC | PVC;RD SHAPE;3.3 MM WALL THK;13 MM OD; black;FLEXIBLE;50 M COIL; | REXEL | REXEL PTY LTD | ECMPAH-10G/50M | CURRENT | 2
3632 | TUBING,NONMETALLIC | PVC;RD SHAPE;3.3 MM WALL THK;13 MM OD; black;FLEXIBLE;50 M COIL; | HAYMANS | HAYMANS ELECTRICAL | NYLOFEX PAH-10G | CURRENT | 2
3639 | TUBING,NONMETALLIC | POLYETHYLENE;RD SHAPE;16 MM OD; CLASS 12;FLEXIBLE;300 M ROLL;PACK WEIGHT 22 KG; | TRI UGRD | TRI UNDERGROUND AUSTRALIA PTY LTD | CONPECL1216 | CURRENT | 1
3639 | TUBING,NONMETALLIC | POLYETHYLENE;RD SHAPE;16 MM OD; CLASS 12;FLEXIBLE;300 M ROLL;PACK WEIGHT 22 KG; | HAYMANS | HAYMANS ELECTRICAL | VIN27021 | CURRENT | 2
3639 | TUBING,NONMETALLIC | POLYETHYLENE;RD SHAPE;16 MM OD; CLASS 12;FLEXIBLE;300 M ROLL;PACK WEIGHT 22 KG; | IPLEX | IPLEX PIPELINES AUSTRALIA PTY LTD | D52 | CURRENT | 2
3639 | TUBING,NONMETALLIC | POLYETHYLENE;RD SHAPE;16 MM OD; CLASS 12;FLEXIBLE;300 M ROLL;PACK WEIGHT 22 KG; | VINIDEX |  | 27021 | CURRENT | 2
3640 | INSULATION SLEEVING,ELECTRICAL | POLYOLEFIN,HEAT SHRINKABLE; 3.2 MM MIN ID XP,1.6 MM MAX ID RECOVERED 0.51 MM MIN THK RECOVERED;1.2 LG;BLACK; BOX OF 50,PACK WEIGHT 5 KG; | LEGEND | LEGEND POWER SYSTEMS | XLP3BK/4FT-EX | CURRENT | 2
3640 | INSULATION SLEEVING,ELECTRICAL | POLYOLEFIN,HEAT SHRINKABLE; 3.2 MM MIN ID XP,1.6 MM MAX ID RECOVERED 0.51 MM MIN THK RECOVERED;1.2 LG;BLACK; BOX OF 50,PACK WEIGHT 5 KG; | TECONN | TE CONNECTIVITY LTD | RNF-100-1/8-BK-STK | CURRENT | 1
3641 | INSULATION SLEEVING,ELECTRICAL | POLYOLEFIN,HEAT SHRINKABLE;3.2 MM MIN ID EXP,1.6 MM MAX ID RECOVERED;0.51 MM MIN THK RECOVERED;1.2 M LG;RED;PACK OF 50, PACK WEIGHT 5 KG; | LEGEND | LEGEND POWER SYSTEMS | XLP3RD/4FT-EX | CURRENT | 2
3641 | INSULATION SLEEVING,ELECTRICAL | POLYOLEFIN,HEAT SHRINKABLE;3.2 MM MIN ID EXP,1.6 MM MAX ID RECOVERED;0.51 MM MIN THK RECOVERED;1.2 M LG;RED;PACK OF 50, PACK WEIGHT 5 KG; | TECONN | TE CONNECTIVITY LTD | RNF-100-1/8-RD-STK | CURRENT | 1
3645 | INSULATION SLEEVING,ELECTRICAL | POLYOLEFIN,HEAT SHRINKABLE;4.8 MM MIN ID EXP,2.4 MM MAX ID RECOVERED;0.51 MM MIN THK RECOVERED;1.2 M LG;BLACK;PACK OF 50 ,PACK WEIGHT 5 KG; | LEGEND | LEGEND POWER SYSTEMS | XLP5BK/4FT-EX | CURRENT | 2
3645 | INSULATION SLEEVING,ELECTRICAL | POLYOLEFIN,HEAT SHRINKABLE;4.8 MM MIN ID EXP,2.4 MM MAX ID RECOVERED;0.51 MM MIN THK RECOVERED;1.2 M LG;BLACK;PACK OF 50 ,PACK WEIGHT 5 KG; | TECONN | TE CONNECTIVITY LTD | RNF-100-3/16-BK-STK | CURRENT | 1
3647 | INSULATION SLEEVING,ELECTRICAL | POLYOLEFIN,HEAT SHRINKABLE;4.8 MM MIN ID EXP,2.4 MM MAX ID RECOVERED;0.51 MM MIN THK RECOVERED;1.2 M LG;BLUE;PACK OF 50, PACK WEIGHT 5 KG; | LEGEND | LEGEND POWER SYSTEMS | XLP5BL/4FT-EX | CURRENT | 2
3647 | INSULATION SLEEVING,ELECTRICAL | POLYOLEFIN,HEAT SHRINKABLE;4.8 MM MIN ID EXP,2.4 MM MAX ID RECOVERED;0.51 MM MIN THK RECOVERED;1.2 M LG;BLUE;PACK OF 50, PACK WEIGHT 5 KG; | TECONN | TE CONNECTIVITY LTD | RNF-100-3/16-BU-STK | CURRENT | 1
3651 | INSULATION SLEEVING,ELECTRICAL | POLYOLEFIN,HEAT SHRINKABLE;6.4 MM MIN ID EXP,3.2 MM MAX ID RECOVERED;0.64 MM MIN THK RECOVERED;1.2 M LG;RED;PACK OF 50, PACK WEIGHT 5 KG; | LEGEND | LEGEND POWER SYSTEMS | XLP7RD/4FT | CURRENT | 2
3651 | INSULATION SLEEVING,ELECTRICAL | POLYOLEFIN,HEAT SHRINKABLE;6.4 MM MIN ID EXP,3.2 MM MAX ID RECOVERED;0.64 MM MIN THK RECOVERED;1.2 M LG;RED;PACK OF 50, PACK WEIGHT 5 KG; | TECONN | TE CONNECTIVITY LTD | RNF-100-1/4-RD-STK | CURRENT | 1
3655 | INSULATION SLEEVING,ELECTRICAL | POLYOLEFIN,HEAT SHRINKABLE;9.5 MM MIN ID EXP,4.8 MM MAX ID RECOVERED;0.64 MM THK RECOVERED;1.2 M LG;BLACK;PACK OF 50, PACK WEIGHT 5 KG; | LEGEND | LEGEND POWER SYSTEMS | XLP10BK/4FT | CURRENT | 2
3655 | INSULATION SLEEVING,ELECTRICAL | POLYOLEFIN,HEAT SHRINKABLE;9.5 MM MIN ID EXP,4.8 MM MAX ID RECOVERED;0.64 MM THK RECOVERED;1.2 M LG;BLACK;PACK OF 50, PACK WEIGHT 5 KG; | TECONN | TE CONNECTIVITY LTD | RNF-100-3/8-0-BLACK-STK | CURRENT | 1
3656 | INSULATION SLEEVING,ELECTRICAL | POLYOLEFIN,HEAT SHRINKABLE;9.5 MM MIN ID EXP,4.8 MM MAX ID RECOVERED;0.64 MM MIN THK RECOVERED;1.2 M LG;RED;PACK OF 50, PACK WEIGHT 5 KG; | LEGEND | LEGEND POWER SYSTEMS | XLP10RD/4FT-EX | CURRENT | 2
3656 | INSULATION SLEEVING,ELECTRICAL | POLYOLEFIN,HEAT SHRINKABLE;9.5 MM MIN ID EXP,4.8 MM MAX ID RECOVERED;0.64 MM MIN THK RECOVERED;1.2 M LG;RED;PACK OF 50, PACK WEIGHT 5 KG; | TECONN | TE CONNECTIVITY LTD | RNF-100-3/8-2-RED-STK | CURRENT | 1
3660 | INSULATION SLEEVING,ELECTRICAL | POLYOLEFIN,HEAT SHRINKABLE; 12.7 MM MIN ID EXP,6.4 MM MAX ID RECOVERED;0.64 MM MIN THK RECOVERED; BLACK;SUPPLIED IN ROLLS;50M ROLL,PACK | LEGEND | LEGEND POWER SYSTEMS | XLP13BK | CURRENT | 2
3660 | INSULATION SLEEVING,ELECTRICAL | POLYOLEFIN,HEAT SHRINKABLE; 12.7 MM MIN ID EXP,6.4 MM MAX ID RECOVERED;0.64 MM MIN THK RECOVERED; BLACK;SUPPLIED IN ROLLS;50M ROLL,PACK | TECONN | TE CONNECTIVITY LTD | RNF-100-1/2-0-BLACK-SP | CURRENT | 1
3661 | INSULATION SLEEVING,ELECTRICAL | POLYOLEFIN,HEAT SHRINKABLE; 12.7 MM MIN ID EXP,6.4 MM MAX ID RECOVERED;0.64 MM MIN THK RECOVERED; 1.2 M LG;RED;PACK OF 25,PACK WEIGHT 2.5 | LEGEND | LEGEND POWER SYSTEMS | XLP13RD/4FT-EX | CURRENT | 2
3661 | INSULATION SLEEVING,ELECTRICAL | POLYOLEFIN,HEAT SHRINKABLE; 12.7 MM MIN ID EXP,6.4 MM MAX ID RECOVERED;0.64 MM MIN THK RECOVERED; 1.2 M LG;RED;PACK OF 25,PACK WEIGHT 2.5 | TECONN | TE CONNECTIVITY LTD | RNF-100-1/2-2-RED-STK | CURRENT | 1
3669 | INSULATION SLEEVING,ELECTRICAL | POLYOLEFIN,HEAT SHRINKABLE; 9 MM MIN ID EXP,3 MM MAX ID RECOVERED; 1.4 MM MIN THK RECOVERED;1.2 M LG; BLACK;MELTABLE INNER LINING;PACK OF 25, | LEGEND | LEGEND POWER SYSTEMS | XDW10BK-EX | CURRENT | 2
3669 | INSULATION SLEEVING,ELECTRICAL | POLYOLEFIN,HEAT SHRINKABLE; 9 MM MIN ID EXP,3 MM MAX ID RECOVERED; 1.4 MM MIN THK RECOVERED;1.2 M LG; BLACK;MELTABLE INNER LINING;PACK OF 25, | LEGEND | LEGEND POWER SYSTEMS | XDW10BK | CURRENT | 2
3669 | INSULATION SLEEVING,ELECTRICAL | POLYOLEFIN,HEAT SHRINKABLE; 9 MM MIN ID EXP,3 MM MAX ID RECOVERED; 1.4 MM MIN THK RECOVERED;1.2 M LG; BLACK;MELTABLE INNER LINING;PACK OF 25, | TECONN | TE CONNECTIVITY LTD | EN-ATUM-9/3-0-1200 | CURRENT | 1
3670 | INSULATION SLEEVING,ELECTRICAL | POLYOLEFIN,HEAT SHRINKABLE; 12.7 MM MIN ID EXP,4 MM MAX ID RECOVERED 1.78 MM MIN THK RECOVERED;300 MM LG; BLACK;MELTABLE INNER LINING;PACK OF 20, | LEGEND | LEGEND POWER SYSTEMS | STDW17/3PA-300 | CURRENT | 2
3670 | INSULATION SLEEVING,ELECTRICAL | POLYOLEFIN,HEAT SHRINKABLE; 12.7 MM MIN ID EXP,4 MM MAX ID RECOVERED 1.78 MM MIN THK RECOVERED;300 MM LG; BLACK;MELTABLE INNER LINING;PACK OF 20, | TECONN | TE CONNECTIVITY LTD | WCSM-16/4-300/S | CURRENT | 1
3671 | INSULATION SLEEVING,ELECTRICAL | POLYOLEFIN,HEAT SHRINKABLE;19.1 MM MIN ID EXP,9.5 MM MAX ID RECOVERED;0.76 MM THK RECOVERED;BLACK;FOR 11 KV & LV PLY CABLES,25 & 35 SQ MM;50 M SPOOL,PACK | LEGEND | LEGEND POWER SYSTEMS | XLP20BK | CURRENT | 2
3671 | INSULATION SLEEVING,ELECTRICAL | POLYOLEFIN,HEAT SHRINKABLE;19.1 MM MIN ID EXP,9.5 MM MAX ID RECOVERED;0.76 MM THK RECOVERED;BLACK;FOR 11 KV & LV PLY CABLES,25 & 35 SQ MM;50 M SPOOL,PACK | TECONN | TE CONNECTIVITY LTD | RNF-100-3/4-0-BLACK-SP | CURRENT | 1
3672 | INSULATION SLEEVING,ELECTRICAL | POLYOLEFIN,HEAT SHRINKABLE;25.4 MM MIN ID EXP,12.7 MM MAX ID RECOVERED; 0.89 MM MIN THK RECOVERED;BLACK; SUPPLIED IN ROLLS;50 M ROLL,PACK | LEGEND | LEGEND POWER SYSTEMS | XLP25BK | CURRENT | 2
3672 | INSULATION SLEEVING,ELECTRICAL | POLYOLEFIN,HEAT SHRINKABLE;25.4 MM MIN ID EXP,12.7 MM MAX ID RECOVERED; 0.89 MM MIN THK RECOVERED;BLACK; SUPPLIED IN ROLLS;50 M ROLL,PACK | TECONN | TE CONNECTIVITY LTD | RNF-100-1-0-BLACK-SP | CURRENT | 1
3674 | INSULATION SLEEVING,ELECTRICAL | POLYOLEFIN,HEAT SHRINKABLE;38.1 MM MIN ID EXP,19.1 MM MAX ID RECOVERED; 1.02 MM MIN THK RECOVERED;BLACK; SUPPLIED IN ROLLS;25 M ROLL,PACK | LEGEND | LEGEND POWER SYSTEMS | XLP38BK | CURRENT | 2
3674 | INSULATION SLEEVING,ELECTRICAL | POLYOLEFIN,HEAT SHRINKABLE;38.1 MM MIN ID EXP,19.1 MM MAX ID RECOVERED; 1.02 MM MIN THK RECOVERED;BLACK; SUPPLIED IN ROLLS;25 M ROLL,PACK | TECONN | TE CONNECTIVITY LTD | RNF-100-1-1/2-0-BLACK-SP | CURRENT | 1
3703 | INSULATION SHEET,ELECTRICAL | BAKELITE;9.5 MM THK;310 MM W;1030 MM LG; BLACK;PACK OF 1; | REXEL | REXEL PTY LTD | AIM582-P1095/1030/0310 | CURRENT | 2
3703 | INSULATION SHEET,ELECTRICAL | BAKELITE;9.5 MM THK;310 MM W;1030 MM LG; BLACK;PACK OF 1; | OBRIEN |  | OBRP1CUT | CURRENT | 2
3711 | CORK AND RUBBER SHEET | SYNTHETIC;1.6 MM + OR - 0.25 MM THK; 900 MM W;1200 MM LG;FOR GASKETS NEBAR N80 OF NARROW SECTION & HIGH CLAMPING PRESSURES;HIGH | QLDGASKT |  | SEQ03711 | CURRENT | 1
3712 | CORK AND RUBBER SHEET | SYNTHETIC;6 MM + OR - 0.25 MM THK; 900 MM W;1200 MM LG;(NEBAR N80);FOR GASKETS OF NARROW SECTION & HIGH CLAMPING PRESSURES;HIGH OIL | QLDGASKT |  | NEBAR N80 | CURRENT | 1
3713 | CORK AND RUBBER SHEET | SYNTHETIC;3 MM + OR - 0.25 MM THK; 900 MM W;1200 MM LG;FOR GASKETS OF NARROW SECTION & HIGH CLAMPING PRESSURES;HIGH OIL RESISTANCE; | QLDGASKT |  | NEBAR N80 | CURRENT | 1
3714 | CORK AND RUBBER SHEET | SYNTHETIC;4.8 MM + OR - 0.25 MM THK; 900 MM W;1200 MM LG;4.8 MM;FOR GASKETS OF NARROW SECTION & HIGH CLAMPING PRESSURES;HIGH OIL RESISTANCE; | QLDGASKT |  | NEBAR N80 | CURRENT | 1
3745 | CLOTH,MOLESKIN | BEIGE;1.5 M W,1 M LG; TO BE CUT INTO 1 M LENGTHS; | NATTEXT |  | CLOTH,MOLESKIN | CURRENT | 1
3750 | ADHESIVE | PART A CONTAINS 120% W/V LIQUID EPOXY RESIN,PART B CONTAINS 95% W/V POLYAMIDE; LIQUID;BONDS METAL,GLASS,CERAMICS,RUBBER ;PACK OF 6; | C&LTOOL | CALTCO T/A C&L TOOL CENTRE | 100025 | CURRENT | 1
3750 | ADHESIVE | PART A CONTAINS 120% W/V LIQUID EPOXY RESIN,PART B CONTAINS 95% W/V POLYAMIDE; LIQUID;BONDS METAL,GLASS,CERAMICS,RUBBER ;PACK OF 6; | BLKWOODS | J BLACKWOOD & SON LTD | 04110006/930069710040501 | CURRENT | 2
3750 | ADHESIVE | PART A CONTAINS 120% W/V LIQUID EPOXY RESIN,PART B CONTAINS 95% W/V POLYAMIDE; LIQUID;BONDS METAL,GLASS,CERAMICS,RUBBER ;PACK OF 6; | SELLEYS |  | SASS200 | CURRENT | 2
3757 | ADHESIVE | PART A CONTAINS 110% W/V LIQUID EPOXY RESIN,PART B CONTAINS 7% W/V AMINE; LIQUID,CLEAR;BONDS METAL,GLASS,RUBBER CERAMICS & WOOD;5 MIN - PART A & B; | BLKWOODS | J BLACKWOOD & SON LTD | 04471402/100017 | CURRENT | 2
3757 | ADHESIVE | PART A CONTAINS 110% W/V LIQUID EPOXY RESIN,PART B CONTAINS 7% W/V AMINE; LIQUID,CLEAR;BONDS METAL,GLASS,RUBBER CERAMICS & WOOD;5 MIN - PART A & B; | C&LTOOL | CALTCO T/A C&L TOOL CENTRE | 100017 | CURRENT | 1
3757 | ADHESIVE | PART A CONTAINS 110% W/V LIQUID EPOXY RESIN,PART B CONTAINS 7% W/V AMINE; LIQUID,CLEAR;BONDS METAL,GLASS,RUBBER CERAMICS & WOOD;5 MIN - PART A & B; | SELLEYS |  | SA5200 | CURRENT | 2
3760 | ADHESIVE | LIQUID;WOODWORKING GLUE; SUPPLIED READY FOR USE;1 L CONTAINER CARTON OF 6;SHELF LIFE = 2 YEARS; | BLKWOODS | J BLACKWOOD & SON LTD | 04110501/9300697101327 | PURCHASE AS REQUIRED | 1
3760 | ADHESIVE | LIQUID;WOODWORKING GLUE; SUPPLIED READY FOR USE;1 L CONTAINER CARTON OF 6;SHELF LIFE = 2 YEARS; | SELLEYS |  | SA1 | PURCHASE AS REQUIRED | 2
3770 | ADHESIVE | CONTAINS 60% METHYL PYRROLIDONE W/V; LIQUID,BROWN;FOR UPVC PIPES & FITTINGS 250 ML,36 PER CARTON;SHELF LIFE = 12 MTH ; | STATEWD | STATEWIDE FSTNERS & ENG SPLS PL | PMLU250 | CURRENT | 2
3770 | ADHESIVE | CONTAINS 60% METHYL PYRROLIDONE W/V; LIQUID,BROWN;FOR UPVC PIPES & FITTINGS 250 ML,36 PER CARTON;SHELF LIFE = 12 MTH ; | STATEWD | STATEWIDE FSTNERS & ENG SPLS PL | EWI-CEM72 | CURRENT | 1
3770 | ADHESIVE | CONTAINS 60% METHYL PYRROLIDONE W/V; LIQUID,BROWN;FOR UPVC PIPES & FITTINGS 250 ML,36 PER CARTON;SHELF LIFE = 12 MTH ; | ACM | R.B.PTY LTD | S250 NH PEVICOL | CURRENT | 2
3772 | LUBRICATING OIL | INOX-MX3 Lubricant, Anti-Corrosion, Anti-Moisture Penetrating Oil, 100g Aerosol, Protects locks against sticking | ATOMSUPP | ATOM SUPPLY | 60010643 | CURRENT | 1
3772 | LUBRICATING OIL | INOX-MX3 Lubricant, Anti-Corrosion, Anti-Moisture Penetrating Oil, 100g Aerosol, Protects locks against sticking | KEYLINE | KEY-LINE DISTRIBUTORS PTY LTD | INOX MX3 | CURRENT | 2
3787 | SEALING COMPOUND | SILICONE RUBBER BASE;CLEAR;LIQUID FORM; ACIDIC CURE,ADHESIVE/SEALANT;150 G TUBE, CARTON OF 12; | ATOMSUPP | ATOM SUPPLY | 1328031 | CURRENT | 1
3787 | SEALING COMPOUND | SILICONE RUBBER BASE;CLEAR;LIQUID FORM; ACIDIC CURE,ADHESIVE/SEALANT;150 G TUBE, CARTON OF 12; | STATEWD | STATEWIDE FSTNERS & ENG SPLS PL | DCSCRTV732150 | CURRENT | 2
3787 | SEALING COMPOUND | SILICONE RUBBER BASE;CLEAR;LIQUID FORM; ACIDIC CURE,ADHESIVE/SEALANT;150 G TUBE, CARTON OF 12; | DOWCORN |  | DCSCRTV732150 | CURRENT | 2
3788 | SEALING COMPOUND | SILICONE BASE;TRANSLUCENT;LIQUID FORM; WINDOW & GLASS SEALANT;310 G CARTRIDGE, CARTON OF 12; | ATOMSUPP | ATOM SUPPLY | 102103 | CURRENT | 5
3788 | SEALING COMPOUND | SILICONE BASE;TRANSLUCENT;LIQUID FORM; WINDOW & GLASS SEALANT;310 G CARTRIDGE, CARTON OF 12; | ATOMSUPP | ATOM SUPPLY | 40041435 | CURRENT | 1
3788 | SEALING COMPOUND | SILICONE BASE;TRANSLUCENT;LIQUID FORM; WINDOW & GLASS SEALANT;310 G CARTRIDGE, CARTON OF 12; | STATEWD | STATEWIDE FSTNERS & ENG SPLS PL | SPSWG310 | CURRENT | 2
3788 | SEALING COMPOUND | SILICONE BASE;TRANSLUCENT;LIQUID FORM; WINDOW & GLASS SEALANT;310 G CARTRIDGE, CARTON OF 12; | SELLEYS |  | S117083 | CURRENT | 2
3788 | SEALING COMPOUND | SILICONE BASE;TRANSLUCENT;LIQUID FORM; WINDOW & GLASS SEALANT;310 G CARTRIDGE, CARTON OF 12; | ATOMSUPP | ATOM SUPPLY | 296112 | CURRENT | 2
3806 | FLUX,SOLDERING | PASTE;GRADE A-100% TIN;GLOBAL TINNING COMPOUND;1 KG CAN; | BLKWOODS | J BLACKWOOD & SON LTD | B0386 | CURRENT | 2
3806 | FLUX,SOLDERING | PASTE;GRADE A-100% TIN;GLOBAL TINNING COMPOUND;1 KG CAN; | CNWPL | CNW PL - SLACKS CREEK | 182 | CURRENT | 1
3806 | FLUX,SOLDERING | PASTE;GRADE A-100% TIN;GLOBAL TINNING COMPOUND;1 KG CAN; | KEMTEX | KEMTEX FLUX | A916 | CURRENT | 2
3811 | INSULATING COMPOUND,ELECTRICAL | BASTING OIL;13 KG TIN; | ALSTOM | ALSTOM GRID AUSTRALIA LIMITED | 53504-05 | PHASING | 1
3814 | CONDUCTOR CONTACT PASTE | Alminox Electrical Jointing Compound, Grease Base w/Zinc Grit, Grey, 325g Tube c/w Cone Nozzle, Oxide & Corrosion Inhibitor, for Alum Connections | DULMISON | DULMISON (AUST) PTY LTD | ALM325G | CURRENT | 2
3814 | CONDUCTOR CONTACT PASTE | Alminox Electrical Jointing Compound, Grease Base w/Zinc Grit, Grey, 325g Tube c/w Cone Nozzle, Oxide & Corrosion Inhibitor, for Alum Connections | PLP AUST | PREFORMED LINE PRODUCTS (AUST) | D-ALM325G | CURRENT | 1
3815 | SEALING COMPOUND | SATURATED PETROLEUM HYDROCARBONS W/INERT FILLERS & CELLULOSE FIBRES; BROWN;SOFT COMPOUND FORM;90 DEG C MAX OPERATING TEMPERATURE 3 KG BLOCK, | STATEWD | STATEWIDE FSTNERS & ENG SPLS PL | DP410103 | CURRENT | 2
3815 | SEALING COMPOUND | SATURATED PETROLEUM HYDROCARBONS W/INERT FILLERS & CELLULOSE FIBRES; BROWN;SOFT COMPOUND FORM;90 DEG C MAX OPERATING TEMPERATURE 3 KG BLOCK, | REXEL | REXEL PTY LTD | DENP410103 | CURRENT | 1
3815 | SEALING COMPOUND | SATURATED PETROLEUM HYDROCARBONS W/INERT FILLERS & CELLULOSE FIBRES; BROWN;SOFT COMPOUND FORM;90 DEG C MAX OPERATING TEMPERATURE 3 KG BLOCK, | PETRO | PETRO COATING SYSTEMS | PMHT03 | CURRENT | 2
3822 | FILLER,DENT,METAL SURFACE | C/W 1 TUBE OF HARDENER;EAZEFILL;900 G CONTAINER,12 PACKS PER CARTON; | SEPTONE |  | SEF900 | CURRENT | 1
3822 | FILLER,DENT,METAL SURFACE | C/W 1 TUBE OF HARDENER;EAZEFILL;900 G CONTAINER,12 PACKS PER CARTON; | SEPTONE |  | AEB900 | CURRENT | 2
3822 | FILLER,DENT,METAL SURFACE | C/W 1 TUBE OF HARDENER;EAZEFILL;900 G CONTAINER,12 PACKS PER CARTON; | BLKWOOD | J BLACKWOOD & SON LTD | 5048566 | CURRENT | 2
3826 | SEALING COMPOUND | PLASTIC TYPE;BROWN;PUTTY;WEATHERPROOF; 2 X 250 G BLOCKS;USED FOR TYPE 4 SWITCHGEAR BOOTING REFER UJ MAN. 2.902D; | INTERTEC | INTERTECH ENGINEERING PTY LTD | BC-R391 | CURRENT | 1
3827 | MODULE | EPL Injection Control/Monitor Module, 1RU, 19" Rack Mount, suit Landis & Gyr AFLC Controller | LANDIS | LANDIS GYR (AUST) PTY LTD | 316.414.03001 | PURCHASE AS REQUIRED | 1
3848 | GREASE,GENERAL PURPOSE | LITHIUM BASE;450 G CARTRIDGE GREASE GADUS S2; V220 2 | SHELL |  | 947197 | CURRENT | 1
3856 | KEROSENE | LIGHTING;4 L PLASTIC BOTTLE; | BP | BP | AMOCO | CURRENT | 1
3863 | METHYLATED SPIRIT,INDUSTRIAL | 4 L PLASTIC CONTAINER PACK OF 1, PACK WEIGHT 3.5 KG; | HANLEY | HANLEY INDUSTRIAL ENTERPRISES 459057 | KCBMS4 | CURRENT | 1
3868 | LUBRICATING OIL,GENERAL PURPOSE | Household, 120ml Bottle (WD40) 3 in 1, Carton of 12 | C&LTOOL | CALTCO T/A C&L TOOL CENTRE | 3IN1OIL | CURRENT | 1
3868 | LUBRICATING OIL,GENERAL PURPOSE | Household, 120ml Bottle (WD40) 3 in 1, Carton of 12 | STATEWD | STATEWIDE FSTNERS & ENG SPLS PL | 03IN1 | CURRENT | 2
3869 | LUBRICATING OIL,HYDRAULIC | ISO VG 46, Mineral Base Hydraulic Fluid, General Purpose, 205L Drum | CALTEX | CALTEX | RANDOM MV 46 | CURRENT | 1
3869 | LUBRICATING OIL,HYDRAULIC | ISO VG 46, Mineral Base Hydraulic Fluid, General Purpose, 205L Drum | CASTROL | CASTROL | AWH46 OIL | CURRENT | 2
3872 | LINSEED OIL,RAW. | RAW;1 L BOTTLE;BOX OF 6; | STATEWD | STATEWIDE FSTNERS & ENG SPLS PL | DRL01 | CURRENT | 1
3874 | INSULATING OIL,ELECTRICAL | OIL FILLED CABLES;LOW VISCOSITY SYNTHETIC (ALKYL BENZENE ) OR DODECYLBENZENE);APPROX 209 L STEEL DRUM; 180KG;DDB CABLE OIL;BIO DEGRADABLE. | BP | BP | T3788 | CURRENT | 1
3876 | LUBRICATING OIL,ENGINE | PETROL & DIESEL ENGINE OIL;15W/40; 205 L DRUM; | CALTEX | CALTEX | DELO400 | PURCHASE AS REQUIRED | 1
3876 | LUBRICATING OIL,ENGINE | PETROL & DIESEL ENGINE OIL;15W/40; 205 L DRUM; | CASTROL | CASTROL | RX-SUPER MULTI-GRADE | PURCHASE AS REQUIRED | 2
3877 | CORROSION PREVENTIVE COMPOUND | FREES NUTS,BOLTS AND FITTINGS;CLEANS GREASE,DUST,DIRT & SLUDGE,LOOSENS RUST; PROTECTS TO PREVENT FURTHER CORROSION; 400 G PRESSURE PACK,12 PER CARTON; | ATOMSUPP | ATOM SUPPLY | 88891418 | CURRENT | 1
3877 | CORROSION PREVENTIVE COMPOUND | FREES NUTS,BOLTS AND FITTINGS;CLEANS GREASE,DUST,DIRT & SLUDGE,LOOSENS RUST; PROTECTS TO PREVENT FURTHER CORROSION; 400 G PRESSURE PACK,12 PER CARTON; | BLKWOODS | J BLACKWOOD & SON LTD | 00567273/5068 | CURRENT | 2
3877 | CORROSION PREVENTIVE COMPOUND | FREES NUTS,BOLTS AND FITTINGS;CLEANS GREASE,DUST,DIRT & SLUDGE,LOOSENS RUST; PROTECTS TO PREVENT FURTHER CORROSION; 400 G PRESSURE PACK,12 PER CARTON; | CHEMSRCH | CHEMSEARCH | YIELD | CURRENT | 2
3878 | WATER-DISPLACING COMPOUND | PREVENTS & REPAIRS ELECTRICAL FAILURES DUE TO MOISTURE,CORROSION,OR FRICTION 4 L CAN,PACK OF 6; | BLKWOODS | J BLACKWOOD & SON LTD | 05204285/5004 | CURRENT | 1
3878 | WATER-DISPLACING COMPOUND | PREVENTS & REPAIRS ELECTRICAL FAILURES DUE TO MOISTURE,CORROSION,OR FRICTION 4 L CAN,PACK OF 6; | CRC | CRC INDUSTRIES AUSTRALIA PTY LTD | 2006 | CURRENT | 2
3879 | WATER-DISPLACING COMPOUND | CRC 2-26;PREVENTS & REPAIRS ELECTRICAL FAILURES DUE TO MOISTURE,CORROSION, DIRT ORFRICTION;450 G AEROSOL; PACK OF 6; | ATOMSUPP | ATOM SUPPLY | 1117011 | CURRENT | 1
3879 | WATER-DISPLACING COMPOUND | CRC 2-26;PREVENTS & REPAIRS ELECTRICAL FAILURES DUE TO MOISTURE,CORROSION, DIRT ORFRICTION;450 G AEROSOL; PACK OF 6; | BLKWOODS | J BLACKWOOD & SON LTD | 03967001/2005 | CURRENT | 2
3879 | WATER-DISPLACING COMPOUND | CRC 2-26;PREVENTS & REPAIRS ELECTRICAL FAILURES DUE TO MOISTURE,CORROSION, DIRT ORFRICTION;450 G AEROSOL; PACK OF 6; | CRC | CRC INDUSTRIES AUSTRALIA PTY LTD | 2005 | CURRENT | 2
3880 | WATER-DISPLACING COMPOUND | STARTS WET ENGINES,PENETRATES,LUBRICATES & PREVENTS CORROSION;400 G PRESSURE PACK,6; | ATOMSUPP | ATOM SUPPLY | 1117031 | CURRENT | 1
3880 | WATER-DISPLACING COMPOUND | STARTS WET ENGINES,PENETRATES,LUBRICATES & PREVENTS CORROSION;400 G PRESSURE PACK,6; | BLKWOODS | J BLACKWOOD & SON LTD | 03968204/5005 | CURRENT | 2
3880 | WATER-DISPLACING COMPOUND | STARTS WET ENGINES,PENETRATES,LUBRICATES & PREVENTS CORROSION;400 G PRESSURE PACK,6; | CRC | CRC INDUSTRIES AUSTRALIA PTY LTD | 5005 | CURRENT | 2
3881 | LUBRICATING OIL,ENGINE | TWO STROKE OIL;4 L PLASTIC BOTTLE, 4 X 4 L CARTON;SUITS ALL TWO STROKE ENGINES;NOT TO BE USED WITH CHAINSAWS; | CALTEX | CALTEX | MOBIL EXTRA 2T | CURRENT | 1
3881 | LUBRICATING OIL,ENGINE | TWO STROKE OIL;4 L PLASTIC BOTTLE, 4 X 4 L CARTON;SUITS ALL TWO STROKE ENGINES;NOT TO BE USED WITH CHAINSAWS; | CALTEX | CALTEX | HAVOLINE SUPER 2T | CURRENT | 2
3882 | INSULATING OIL,ELECTRICAL | Transformer Oil, 205L Drum, w/o Oxidation Inhibitors, Moisture <15PPM, Breakdown Voltage Dielectric >50, 4 Drums per Pallet, AS1767 | NYNAS | NYNAS AUST PTY LTD | NYTRO LIBRA | CURRENT | 1
3883 | INSULATING OIL,ELECTRICAL | Transformer Oil, 205L Drum, c/w Oxidation Inhibitors & Metal Passivators AS1767 | CALTEX | CALTEX | 1692205 | PURCHASE AS REQUIRED | 1
3891 | PAINT,FINISHING | GENERAL PURPOSE;FULL GLOSS;BLACK; 1 L CAN,PACK WEIGHT 1 KG; | TAUBMANS |  | 9322755032619 | PURCHASE AS REQUIRED | 1
3892 | PAINT,FINISHING | GENERAL PURPOSE;FULL GLOSS;STORM GREY N42;1 L CAN;USED AS TOUCH UP PAINT FOR SUBSTATION PLANT;PURCHASE IN 1 L CANS ONLY,PACK WEIGHT 1 KG; | TAUBMANS |  | 9322755032657 | PURCHASE AS REQUIRED | 1
3892 | PAINT,FINISHING | GENERAL PURPOSE;FULL GLOSS;STORM GREY N42;1 L CAN;USED AS TOUCH UP PAINT FOR SUBSTATION PLANT;PURCHASE IN 1 L CANS ONLY,PACK WEIGHT 1 KG; | WATTYL |  | 152090.001 F1 | PURCHASE AS REQUIRED | 2
3893 | PAINT,FINISHING | GENERAL PURPOSE;HIGH GLOSS;VIVID WHITE FOR BRUSHING;1 L CAN,PACK WEIGHT 1 KG; | TAUBMANS |  | 9312566900528 | PURCHASE AS REQUIRED | 1
3893 | PAINT,FINISHING | GENERAL PURPOSE;HIGH GLOSS;VIVID WHITE FOR BRUSHING;1 L CAN,PACK WEIGHT 1 KG; | DULUX |  | 381-04912 | PURCHASE AS REQUIRED | 2
3901 | PAINT,FINISHING | FULL GLOSS ENAMEL;TRANSFORMER GREY; 4 L CAN;AS2700-1996; | TAUBMANS |  | 9322755032664 | CURRENT | 1
3910 | PAINT,FINISHING | GENERAL PURPOSE;HIGH GLOSS;BLACK; 10 MIN DRYING;310 G SPRAYCAN, CARTON OF 12,PACK WEIGHT 4 KG;FOR USE INSIDE & OUTSIDE; | ATOMSUPP | ATOM SUPPLY | 60011295 | CURRENT | 1
3910 | PAINT,FINISHING | GENERAL PURPOSE;HIGH GLOSS;BLACK; 10 MIN DRYING;310 G SPRAYCAN, CARTON OF 12,PACK WEIGHT 4 KG;FOR USE INSIDE & OUTSIDE; | BARLOWLD | BARLOWORLD COATINGS (AUST) P/L | 9312098150132 GLOSS BLK | CURRENT | 2
3911 | PAINT,FINISHING | GENERAL PURPOSE;FULL GLOSS; MIDNIGHT BLUE;310G SPRAYCAN; CARTON OF 6; | PPG | PPG INDUSTRIES AUSTRALIA PTY | 346015/310GM | CURRENT | 1
3912 | PAINT,FINISHING | GENERAL PURPOSE;HIGH GLOSS;CHERRY RED; 10 MIN DRYING;310 G SPRAYCAN, CARTON OF 12,PACK WEIGHT 4 KG;FOR USE INSIDE & OUTSIDE; | BARLOWLD | BARLOWORLD COATINGS (AUST) P/L | 9312098151733 CHERRY RED | CURRENT | 1
3913 | PAINT,FINISHING | GENERAL PURPOSE;HIGH GLOSS; SATIN SILVER;10 MIN DRYING;310 G SPRAYCAN,CARTON OF 12,PACK WEIGHT 4 KG; FOR USE INSIDE & OUTSIDE; | BARLOWLD | BARLOWORLD COATINGS (AUST) P/L | 345626 | CURRENT | 1
3914 | PAINT,FINISHING | GENERAL PURPOSE;HIGH GLOSS; WHITE;10 MIN DRYING;325 G SPRAYCAN, CARTON OF 12,PACK WEIGHT 4 KG;FOR USE INSIDE & OUTSIDE; | BARLOWLD | BARLOWORLD COATINGS (AUST) P/L | 9312098150330 GLOSS WHITE | CURRENT | 1
3915 | PAINT,FINISHING | Rust Guard, High Gloss Y 14 Ultra Golden Yellow, 325g Aerosol Can, Interior & Exterior Use (P12) | BARLOWLD | BARLOWORLD COATINGS (AUST) P/L | 346012/310GM | CURRENT | 2
3915 | PAINT,FINISHING | Rust Guard, High Gloss Y 14 Ultra Golden Yellow, 325g Aerosol Can, Interior & Exterior Use (P12) | BARLOWLD | BARLOWORLD COATINGS (AUST) P/L | 375555/310GM | CURRENT | 1
3937 | PAINT,FINISHING | WEATHER SHIELD;GLOSS;VIVID WHITE; 4 L CAN,PACK WEIGHT 4 KG; | TAUBMANS |  | 9312566012337 | PURCHASE AS REQUIRED | 1
3937 | PAINT,FINISHING | WEATHER SHIELD;GLOSS;VIVID WHITE; 4 L CAN,PACK WEIGHT 4 KG; | DULUX |  | 503-04912 | PURCHASE AS REQUIRED | 2
3941 | PAINT,FINISHING | GENERAL PURPOSE;HIGH GLOSS; FOREST GREEN;325 G SPRAYCAN; PACK OF 12,PACK WEIGHT 4 KG; | PPG | PPG INDUSTRIES AUSTRALIA PTY | 346014/310GM | CURRENT | 1
3963 | PAINT,PRIMING | RED OXIDE ZINC PHOSPHATE;SLOW DRYING; RUST PROOF METAL PRIMER;1 L CAN,PACK WEIGHT 1 KG; | PPG | PPG INDUSTRIES AUSTRALIA PTY | 375471/1L | CURRENT | 1
3982 | THINNER,PAINT PRODUCTS. | GENERAL PURPOSE LACQUER THINNER; DULUX GP DUCO 921-08102 IS TO BE U/W HAMMERTONE FAST DRYING ENAMELS, SLOW DRYING ENAMELS & LACQUERS;4 L CAN, | TAUBMANS |  | 9322755061589 | CURRENT | 1
3982 | THINNER,PAINT PRODUCTS. | GENERAL PURPOSE LACQUER THINNER; DULUX GP DUCO 921-08102 IS TO BE U/W HAMMERTONE FAST DRYING ENAMELS, SLOW DRYING ENAMELS & LACQUERS;4 L CAN, | TAUBMANS |  | 5154005/4L | CURRENT | 2
4005 | TURPENTINE | SUPPLIED IN 4 L PLASTIC BOTTLE;PACK OF 4 X 4 L BOTTLES; | PPG | PPG INDUSTRIES AUSTRALIA PTY | 51502489/4L | CURRENT | 1
4015 | CLEANING COMPOUND,TOILET BOWL | LIQUID;125 G CONTAINER,CARTON OF 12, PACK WEIGHT 2.1 KG;TO BE HUNG IN CISTERNS; | ATOMSUPP | ATOM SUPPLY | 1316021 | CURRENT | 1
4015 | CLEANING COMPOUND,TOILET BOWL | LIQUID;125 G CONTAINER,CARTON OF 12, PACK WEIGHT 2.1 KG;TO BE HUNG IN CISTERNS; | RECKITTS |  | ST07154PK | CURRENT | 2
4016 | DISINFECTANT,GENERAL PURPOSE. | LEMON-X5;3% QUATERNARY AMMONIUM COMPOUND;LIQUID;20 L DRUM; | ALLENS | ALLENS INDUSTRIAL PRODUCTS PTY LTD | STLEMONX20 | PURCHASE AS REQUIRED | 1
4025 | BAG,PLASTIC | POLYTHENE H.D;30 UM THK;780 MM W,1000 1000 MM LG;GARBAGE BIN LINER;PACK OF 50 CARTON OF 250;U/W 75 L BINS SC4077; | SIGNET | SIGNET PTY LTD | 22672 | CURRENT | 2
4025 | BAG,PLASTIC | POLYTHENE H.D;30 UM THK;780 MM W,1000 1000 MM LG;GARBAGE BIN LINER;PACK OF 50 CARTON OF 250;U/W 75 L BINS SC4077; | ATOMSUPP | ATOM SUPPLY | 21827001 | CURRENT | 1
4032 | DETERGENT,GENERAL PURPOSE | 20 L CONTAINER;SUITABLE FOR FLOORS,CARS, DISHES,WALLS,TILES ETC;PACK WEIGHT 22 KG ; | HANLEY | HANLEY INDUSTRIAL ENTERPRISES 459057 | SOLFRESHG20 | CURRENT | 1
4033 | SCOURING POWDER | MILD ABRASIVE;DISINFECTANT (FRESH) HOUSEHOLD GRADE;500 G CONTAINER, 12 PER CARTON,PACK WEIGHT 6 KG; | BLKWOOD | J BLACKWOOD & SON LTD | 4235907 | CURRENT | 1
4033 | SCOURING POWDER | MILD ABRASIVE;DISINFECTANT (FRESH) HOUSEHOLD GRADE;500 G CONTAINER, 12 PER CARTON,PACK WEIGHT 6 KG; | ATOMSUPP | ATOM SUPPLY | 90400292 | CURRENT | 2
4033 | SCOURING POWDER | MILD ABRASIVE;DISINFECTANT (FRESH) HOUSEHOLD GRADE;500 G CONTAINER, 12 PER CARTON,PACK WEIGHT 6 KG; | HANLEY | HANLEY INDUSTRIAL ENTERPRISES 459057 | CP1224855PK | CURRENT | 2
4034 | GLASS CLEANER. | GP;EXTRA STRENGTH W/AMMONIA D; 500/750 ML TRIGGER PACK,CARTON OF 6; | ATOMSUPP | ATOM SUPPLY | 79011783 | CURRENT | 1
4034 | GLASS CLEANER. | GP;EXTRA STRENGTH W/AMMONIA D; 500/750 ML TRIGGER PACK,CARTON OF 6; | BRIMYERS |  | CP1224525 | CURRENT | 2
4036 | CLEANING COMPOUND,TOILET BOWL | POWDER;750 G BOTTLE,CARTON OF 12, PACK WEIGHT 11.2 KG; | ATOMSUPP | ATOM SUPPLY | 1316001 | CURRENT | 2
4036 | CLEANING COMPOUND,TOILET BOWL | POWDER;750 G BOTTLE,CARTON OF 12, PACK WEIGHT 11.2 KG; | RECKITTS |  | ST008548PK | CURRENT | 2
4036 | CLEANING COMPOUND,TOILET BOWL | POWDER;750 G BOTTLE,CARTON OF 12, PACK WEIGHT 11.2 KG; | BLKWOOD | J BLACKWOOD & SON LTD | 8356714 | CURRENT | 1
4037 | DETERGENT,GENERAL PURPOSE | SUITABLE FOR USE IN PRESSURE CLEANERS & FOR MANUAL CLEANING;LOW 'PH' VALUE; 20 L DRUM,PACK WEIGHT 22 KG;TURCO PLAUDIT; | ATOMSUPP | ATOM SUPPLY | 33040003 | CURRENT | 1
4037 | DETERGENT,GENERAL PURPOSE | SUITABLE FOR USE IN PRESSURE CLEANERS & FOR MANUAL CLEANING;LOW 'PH' VALUE; 20 L DRUM,PACK WEIGHT 22 KG;TURCO PLAUDIT; | TURCO | TURCO | APLAUD20 | CURRENT | 2
4038 | SOAP,TOILET | LIQUID HAND SOAP;PEARLY-WHITE,PINK OR BLUE;FRAGRANT ODOUR;5 L BOTTLE, BOX OF 2;REFER STOCK CODE 04094 FOR DISPENSER;PACK WEIGHT 7.0 KG; | HANLEY | HANLEY INDUSTRIAL ENTERPRISES 459057 | CC0051040PK | CURRENT | 1
4042 | RAG,WIPING | SECOND QUALITY;100% COTTON,ALL COLOURS; WITHOUT BALE HOOKS;CUT APPROX 500 X 500 ,10 KG BALE; | STATEWD | STATEWIDE FSTNERS & ENG SPLS PL | RC10 | CURRENT | 2
4042 | RAG,WIPING | SECOND QUALITY;100% COTTON,ALL COLOURS; WITHOUT BALE HOOKS;CUT APPROX 500 X 500 ,10 KG BALE; | KEYLINE | KEY-LINE DISTRIBUTORS PTY LTD | MCRI0 | CURRENT | 2
4042 | RAG,WIPING | SECOND QUALITY;100% COTTON,ALL COLOURS; WITHOUT BALE HOOKS;CUT APPROX 500 X 500 ,10 KG BALE; | STATEWD | STATEWIDE FSTNERS & ENG SPLS PL | RAGMIXCOTTKG10 | CURRENT | 1
4043 | CLOTH,CLEANING | HVY DUTY,INDUSTRIAL WIPING CLOTH;GREEN; 60 CM LG,40 CM W;BOX OF 1,PACK WEIGHT 5.2 KG; | HANLEY | HANLEY INDUSTRIAL ENTERPRISES 459057 | AV22607G | CURRENT | 1
4043 | CLOTH,CLEANING | HVY DUTY,INDUSTRIAL WIPING CLOTH;GREEN; 60 CM LG,40 CM W;BOX OF 1,PACK WEIGHT 5.2 KG; | HANLEY | HANLEY INDUSTRIAL ENTERPRISES 459057 | NP9888 | CURRENT | 2
4043 | CLOTH,CLEANING | HVY DUTY,INDUSTRIAL WIPING CLOTH;GREEN; 60 CM LG,40 CM W;BOX OF 1,PACK WEIGHT 5.2 KG; | JOHNJOHN |  | NP9888 | CURRENT | 2
4056 | POLISH,FURNITURE | 400 G CAN,CARTON OF 12, PACK WEIGHT 6.4 KG;USED IN CLEANING PANELS IN ELECTRICAL & TRANSFORMER WORKSHOPS; | ATOMSUPP | ATOM SUPPLY | 1309001 | CURRENT | 1
4056 | POLISH,FURNITURE | 400 G CAN,CARTON OF 12, PACK WEIGHT 6.4 KG;USED IN CLEANING PANELS IN ELECTRICAL & TRANSFORMER WORKSHOPS; | RECKITTS |  | STO7631PK | CURRENT | 2
4061 | SOAP,GRIT | FOR HAND CLEANING;CAKE;BOX OF 100; | HANLEY | HANLEY INDUSTRIAL ENTERPRISES 459057 | TBPUMICE125 | PURCHASE AS REQUIRED | 1
4063 | SOAP,TOILET | CAKE;125 G;CTN OF 144, PACK WEIGHT 6.0 KG; | UNIFOOD |  | PS0517 | CURRENT | 1
4065 | SOLVENT | Recosol X95, Industrial, Hydrocarbon Solvent, Flammable Clear Liquid, 20L Drum, for Switchgear | RECOCHEM | RECHOCHEM INC WYNNUM QLD | X95 | CURRENT | 1
4065 | SOLVENT | Recosol X95, Industrial, Hydrocarbon Solvent, Flammable Clear Liquid, 20L Drum, for Switchgear | ESSO |  | ISOPAR E | CURRENT | 2
4071 | TOWEL,PAPER | Roll, White, 140m, 16 per Carton | BLKWOODS | J BLACKWOOD & SON LTD | 03406790/2187951 | CURRENT | 2
4071 | TOWEL,PAPER | Roll, White, 140m, 16 per Carton | HANLEY | HANLEY INDUSTRIAL ENTERPRISES 459057 | AV22301 | CURRENT | 2
4071 | TOWEL,PAPER | Roll, White, 140m, 16 per Carton | ATOMSUPP | ATOM SUPPLY | 22314005 | CURRENT | 1
4071 | TOWEL,PAPER | Roll, White, 140m, 16 per Carton | HANLEY | HANLEY INDUSTRIAL ENTERPRISES 459057 | BS2187951 | CURRENT | 2
4075 | STEEL WOOL | LARGE PAD;GDE 1;500 G ROLLS,PACK OF 1; | CNWPL | CNW PL - SLACKS CREEK | SIFSW1500 | CURRENT | 1
4075 | STEEL WOOL | LARGE PAD;GDE 1;500 G ROLLS,PACK OF 1; | STATEWD | STATEWIDE FSTNERS & ENG SPLS PL | SW1500 | CURRENT | 2
4077 | BIN,UTILITY | PLASTICS;75 L;SUPPLIED W/LIDS;PACK OF 1; | CNWPL | CNW PL - SLACKS CREEK | 309575-006 | CURRENT | 1
4077 | BIN,UTILITY | PLASTICS;75 L;SUPPLIED W/LIDS;PACK OF 1; | CNWPL | CNW PL - SLACKS CREEK | 1594 | CURRENT | 2
4077 | BIN,UTILITY | PLASTICS;75 L;SUPPLIED W/LIDS;PACK OF 1; | WILLOW | WILLOW WARE AUSTRALIA PTY LTD | 1594 | CURRENT | 5
4078 | BROOM,PUSH | INDUSTRIAL;BASS POLYPROPYLENE;14 IN LG; PLAIN SOCKET;HANDLE NOT INCLUDED; PACK OF 1,PACK WEIGHT 14 KG;REFER STOCK CODE 04097 FOR HANDLE; | CNWPL | CNW PL - SLACKS CREEK | GEE351PP-HD | CURRENT | 2
4078 | BROOM,PUSH | INDUSTRIAL;BASS POLYPROPYLENE;14 IN LG; PLAIN SOCKET;HANDLE NOT INCLUDED; PACK OF 1,PACK WEIGHT 14 KG;REFER STOCK CODE 04097 FOR HANDLE; | ATOMSUPP | ATOM SUPPLY | 62574420 | CURRENT | 1
4078 | BROOM,PUSH | INDUSTRIAL;BASS POLYPROPYLENE;14 IN LG; PLAIN SOCKET;HANDLE NOT INCLUDED; PACK OF 1,PACK WEIGHT 14 KG;REFER STOCK CODE 04097 FOR HANDLE; | GBRUSH | GEELONG BRUSHWARE | GB351PP | CURRENT | 2
4080 | BROOM,UPRIGHT | MILLET;6 TIES;HANDLE INCLUDED; 1 PER BOX,PACK WEIGHT 1.0 KG; | BLKWOOD | J BLACKWOOD & SON LTD | 4245104 | CURRENT | 1
4080 | BROOM,UPRIGHT | MILLET;6 TIES;HANDLE INCLUDED; 1 PER BOX,PACK WEIGHT 1.0 KG; | ATOMSUPP | ATOM SUPPLY | 4513007 | CURRENT | 2
4080 | BROOM,UPRIGHT | MILLET;6 TIES;HANDLE INCLUDED; 1 PER BOX,PACK WEIGHT 1.0 KG; | QLDBROOM |  | HIMB7 | CURRENT | 2
4081 | BROOM,PUSH | DOMESTIC;SOFT HAIR;30 CM LG;PLAIN SOCKET ;HANDLE NOT INCLUDED;4 PER CARTON, PACK WEIGHT 1.9 KG; | CNWPL | CNW PL - SLACKS CREEK | GEE4700 | CURRENT | 2
4081 | BROOM,PUSH | DOMESTIC;SOFT HAIR;30 CM LG;PLAIN SOCKET ;HANDLE NOT INCLUDED;4 PER CARTON, PACK WEIGHT 1.9 KG; | GBRUSH | GEELONG BRUSHWARE | GB4700 | CURRENT | 2
4081 | BROOM,PUSH | DOMESTIC;SOFT HAIR;30 CM LG;PLAIN SOCKET ;HANDLE NOT INCLUDED;4 PER CARTON, PACK WEIGHT 1.9 KG; | ATOMSUPP | ATOM SUPPLY | 62574422 | CURRENT | 1
4082 | BROOM,PUSH | INDUSTRIAL;HAIR/FIBRE;24 IN LG; PLAIN SOCKET;HANDLE NOT INCLUDED; CARTON OF 3,PACK WEIGHT 3.0 KG; REFER STOCK CODE 04097 FOR HANDLE; | CNWPL | CNW PL - SLACKS CREEK | GEE610HM | CURRENT | 2
4082 | BROOM,PUSH | INDUSTRIAL;HAIR/FIBRE;24 IN LG; PLAIN SOCKET;HANDLE NOT INCLUDED; CARTON OF 3,PACK WEIGHT 3.0 KG; REFER STOCK CODE 04097 FOR HANDLE; | GBRUSH | GEELONG BRUSHWARE | GB610HM | CURRENT | 2
4082 | BROOM,PUSH | INDUSTRIAL;HAIR/FIBRE;24 IN LG; PLAIN SOCKET;HANDLE NOT INCLUDED; CARTON OF 3,PACK WEIGHT 3.0 KG; REFER STOCK CODE 04097 FOR HANDLE; | ATOMSUPP | ATOM SUPPLY | 3809003 | CURRENT | 1
4084 | BRUSH,DUSTING,BENCH | NATURAL BRISTLE;W/VINYL OR PLASTIC BASE & HANDLE;CARTON OF 12, PACK WEIGHT 1.6 KG; | CNWPL | CNW PL - SLACKS CREEK | GEE145105 | CURRENT | 2
4084 | BRUSH,DUSTING,BENCH | NATURAL BRISTLE;W/VINYL OR PLASTIC BASE & HANDLE;CARTON OF 12, PACK WEIGHT 1.6 KG; | GBRUSH | GEELONG BRUSHWARE | GB145105 | CURRENT | 2
4084 | BRUSH,DUSTING,BENCH | NATURAL BRISTLE;W/VINYL OR PLASTIC BASE & HANDLE;CARTON OF 12, PACK WEIGHT 1.6 KG; | ATOMSUPP | ATOM SUPPLY | 90550005 | CURRENT | 1
4089 | BUCKET,UTILITY | STEEL;GALV;14 L CAP;WIRE HANDLE;W/SEAMED RIM;PACK SIZE 1; | STATEWD | STATEWIDE FSTNERS & ENG SPLS PL | BG14 | CURRENT | 2
4089 | BUCKET,UTILITY | STEEL;GALV;14 L CAP;WIRE HANDLE;W/SEAMED RIM;PACK SIZE 1; | ATOMSUPP | ATOM SUPPLY | 90560025 | CURRENT | 1
4090 | BUCKET,UTILITY | STEEL;GALV;12 L CAP;WIRE HANDLE;W/SEAMED RIM;PACK SIZE 1; | STATEWD | STATEWIDE FSTNERS & ENG SPLS PL | BG9 | CURRENT | 2
4090 | BUCKET,UTILITY | STEEL;GALV;12 L CAP;WIRE HANDLE;W/SEAMED RIM;PACK SIZE 1; | KEYLINE | KEY-LINE DISTRIBUTORS PTY LTD | QUEEN 40010 | CURRENT | 2
4090 | BUCKET,UTILITY | STEEL;GALV;12 L CAP;WIRE HANDLE;W/SEAMED RIM;PACK SIZE 1; | ATOMSUPP | ATOM SUPPLY | 90560024 | CURRENT | 1
4091 | BUCKET,MOP | PLASTIC;15 L CAP;FOOT OPERATED PLASTIC ROLLERS;PARALLEL SIDES;C/W 3 CASTOR WHEELS ON BASE;PACK SIZE 1; | KEYLINE | KEY-LINE DISTRIBUTORS PTY LTD | OATES IW-005B | PURCHASE AS REQUIRED | 1
4094 | DISPENSER,SOAP | Clear Plastic Body, Hand Operated, 1Ltr Cap, Wall Mtd, for Liquid or Gel Type Cleaners | HANLEY | HANLEY INDUSTRIAL ENTERPRISES 459057 | ES4LR-WWB | PURCHASE AS REQUIRED | 1
4097 | HANDLE,BROOM | PLAIN END;25 MM DIA (1 IN);1800 MM LG (6FT) HARDWOOD HANDLE;PACK SIZE 1; SUITS STOCK CODES 04081,04078 & 04082; | KEYLINE | KEY-LINE DISTRIBUTORS PTY LTD | 01-157 | CURRENT | 2
4097 | HANDLE,BROOM | PLAIN END;25 MM DIA (1 IN);1800 MM LG (6FT) HARDWOOD HANDLE;PACK SIZE 1; SUITS STOCK CODES 04081,04078 & 04082; | STATEWD | STATEWIDE FSTNERS & ENG SPLS PL | BHHW2518 | CURRENT | 2
4097 | HANDLE,BROOM | PLAIN END;25 MM DIA (1 IN);1800 MM LG (6FT) HARDWOOD HANDLE;PACK SIZE 1; SUITS STOCK CODES 04081,04078 & 04082; | BLKWOOD | J BLACKWOOD & SON LTD | 4245803 | CURRENT | 1
4097 | HANDLE,BROOM | PLAIN END;25 MM DIA (1 IN);1800 MM LG (6FT) HARDWOOD HANDLE;PACK SIZE 1; SUITS STOCK CODES 04081,04078 & 04082; | STATEWD | STATEWIDE FSTNERS & ENG SPLS PL | OB11508 | CURRENT | 2
4097 | HANDLE,BROOM | PLAIN END;25 MM DIA (1 IN);1800 MM LG (6FT) HARDWOOD HANDLE;PACK SIZE 1; SUITS STOCK CODES 04081,04078 & 04082; | KEYLINE | KEY-LINE DISTRIBUTORS PTY LTD | B1-157 | CURRENT | 2
4099 | MOPHEAD,WET,COTTON | 24 OZ;C/W BLUE PLASTIC SCREW TYPE, SOCKET;C/W ADAPTOR FOR TIMBER BROOM HANDLE;12 PER CARTON, PACK WEIGHT 5.4 KG; | BLKWOODS | J BLACKWOOD & SON LTD | 08377311/MH-CO-24 | CURRENT | 1
4099 | MOPHEAD,WET,COTTON | 24 OZ;C/W BLUE PLASTIC SCREW TYPE, SOCKET;C/W ADAPTOR FOR TIMBER BROOM HANDLE;12 PER CARTON, PACK WEIGHT 5.4 KG; | OATES |  | OMH-CO-24 | CURRENT | 2
4100 | DUSTPAN | STEEL;PAINTED;DOMESTIC;PACK OF 10; | ATOMSUPP | ATOM SUPPLY | 3834103 | CURRENT | 1
4100 | DUSTPAN | STEEL;PAINTED;DOMESTIC;PACK OF 10; | BLKWOODS | J BLACKWOOD & SON LTD | 04232706/B-11103 | CURRENT | 2
4100 | DUSTPAN | STEEL;PAINTED;DOMESTIC;PACK OF 10; | STATEWD | STATEWIDE FSTNERS & ENG SPLS PL | DPM60000028 | CURRENT | 2
4102 | BIN,UTILITY | STEEL;GALV;55 L;W/LID;PACK OF 1; | BLKWOOD | J BLACKWOOD & SON LTD | 8923011 | CURRENT | 1
4102 | BIN,UTILITY | STEEL;GALV;55 L;W/LID;PACK OF 1; | STATEWD | STATEWIDE FSTNERS & ENG SPLS PL | RBG55 | CURRENT | 2
4102 | BIN,UTILITY | STEEL;GALV;55 L;W/LID;PACK OF 1; | KEYLINE | KEY-LINE DISTRIBUTORS PTY LTD | QUEEN 40050 | CURRENT | 2
4126 | INSECTICIDE | WaspJet, Aerosol, Spray up to 6m, Di-Electric Strength, Kills Wasps & Larvae | ATOMSUPP | ATOM SUPPLY | 237381 | CURRENT | 2
4126 | INSECTICIDE | WaspJet, Aerosol, Spray up to 6m, Di-Electric Strength, Kills Wasps & Larvae | RAINBOW | RAINBOW MANUFACTURER | 88502 | CURRENT | 2
4126 | INSECTICIDE | WaspJet, Aerosol, Spray up to 6m, Di-Electric Strength, Kills Wasps & Larvae | ADAPT | ADAPT AUSTRALIA PTY LTD | RAINBOW 88502 | CURRENT | 2
4126 | INSECTICIDE | WaspJet, Aerosol, Spray up to 6m, Di-Electric Strength, Kills Wasps & Larvae | ATOMSUPP | ATOM SUPPLY | 513636 | CURRENT | 1
4127 | INSECTICIDE,PROPOXUR-DICHLORVOS | LIQUID IN PRESSURE PACK;RAID ONE SHOT CRAWLING INSECT SURFACE SPRAY,450 G CAN; CARTON OF 12, PACK WEIGHT 7.8 KG;INSECT SURFACE SPRAY FOR HOUSEHOLD USE; | ATOMSUPP | ATOM SUPPLY | 285868 | CURRENT | 1
4127 | INSECTICIDE,PROPOXUR-DICHLORVOS | LIQUID IN PRESSURE PACK;RAID ONE SHOT CRAWLING INSECT SURFACE SPRAY,450 G CAN; CARTON OF 12, PACK WEIGHT 7.8 KG;INSECT SURFACE SPRAY FOR HOUSEHOLD USE; | HANLEY | HANLEY INDUSTRIAL ENTERPRISES 459057 | ST3014296PK | CURRENT | 2
4127 | INSECTICIDE,PROPOXUR-DICHLORVOS | LIQUID IN PRESSURE PACK;RAID ONE SHOT CRAWLING INSECT SURFACE SPRAY,450 G CAN; CARTON OF 12, PACK WEIGHT 7.8 KG;INSECT SURFACE SPRAY FOR HOUSEHOLD USE; | ATOMSUPP | ATOM SUPPLY | 60014824 | CURRENT | 2
4127 | INSECTICIDE,PROPOXUR-DICHLORVOS | LIQUID IN PRESSURE PACK;RAID ONE SHOT CRAWLING INSECT SURFACE SPRAY,450 G CAN; CARTON OF 12, PACK WEIGHT 7.8 KG;INSECT SURFACE SPRAY FOR HOUSEHOLD USE; | BLKWOODS | J BLACKWOOD & SON LTD | 01196994/739217 | CURRENT | 2
4127 | INSECTICIDE,PROPOXUR-DICHLORVOS | LIQUID IN PRESSURE PACK;RAID ONE SHOT CRAWLING INSECT SURFACE SPRAY,450 G CAN; CARTON OF 12, PACK WEIGHT 7.8 KG;INSECT SURFACE SPRAY FOR HOUSEHOLD USE; | JOHNSNSC | SC JOHNSON PROFESSIONAL | 739217 | CURRENT | 2
4128 | INSECTICIDE,ALLETHRIN-PHENOTHRIN | LIQUID IN PRESSURE PACK;AIR SPACE SPRAY, LOW IRRITANT INSECT SPRAY;350 G CAN; 12 PER CARTON,PACK WEIGHT 6.5 KG; | ATOMSUPP | ATOM SUPPLY | 60014822 | CURRENT | 2
4128 | INSECTICIDE,ALLETHRIN-PHENOTHRIN | LIQUID IN PRESSURE PACK;AIR SPACE SPRAY, LOW IRRITANT INSECT SPRAY;350 G CAN; 12 PER CARTON,PACK WEIGHT 6.5 KG; | BLKWOODS | J BLACKWOOD & SON LTD | 04404766/739218 | CURRENT | 2
4128 | INSECTICIDE,ALLETHRIN-PHENOTHRIN | LIQUID IN PRESSURE PACK;AIR SPACE SPRAY, LOW IRRITANT INSECT SPRAY;350 G CAN; 12 PER CARTON,PACK WEIGHT 6.5 KG; | ATOMSUPP | ATOM SUPPLY | 40023298 | CURRENT | 1
4128 | INSECTICIDE,ALLETHRIN-PHENOTHRIN | LIQUID IN PRESSURE PACK;AIR SPACE SPRAY, LOW IRRITANT INSECT SPRAY;350 G CAN; 12 PER CARTON,PACK WEIGHT 6.5 KG; | MSTONE | MILESTONE | FLYCT | CURRENT | 2
4136 | INSECT REPELLENT,PERSONAL | OFF! Kids, Insect Repellent, 175ml Pump Spray Bottle, Non-Greasy, Soft Scented, Repels Mosquitoes, Flies, Sandflies & other Biting Insects, contains Picaridin | JOHNSNSC | SC JOHNSON PROFESSIONAL | 343844 | CURRENT | 1
4136 | INSECT REPELLENT,PERSONAL | OFF! Kids, Insect Repellent, 175ml Pump Spray Bottle, Non-Greasy, Soft Scented, Repels Mosquitoes, Flies, Sandflies & other Biting Insects, contains Picaridin | ATOMSUPP | ATOM SUPPLY | 90290013 | CURRENT | 1
4136 | INSECT REPELLENT,PERSONAL | OFF! Kids, Insect Repellent, 175ml Pump Spray Bottle, Non-Greasy, Soft Scented, Repels Mosquitoes, Flies, Sandflies & other Biting Insects, contains Picaridin | BOC | BOC GASES | OFF002 | CURRENT | 2
4136 | INSECT REPELLENT,PERSONAL | OFF! Kids, Insect Repellent, 175ml Pump Spray Bottle, Non-Greasy, Soft Scented, Repels Mosquitoes, Flies, Sandflies & other Biting Insects, contains Picaridin | ALPHA | ALPHA FIRST AID SUPPLIES QLD | OFF | CURRENT | 2
4148 | PAD,ISOPROPYL ALCOHOL IMPREGNATED | 2 PLY MED 70%;***N.B. UNIT OF ISSUE IS EACH PAD & NOT EACH BOX***BOX OF 200, PACK WEIGHT 500 G; | ALPHA | ALPHA FIRST AID SUPPLIES QLD | 68181 | CURRENT | 1
4148 | PAD,ISOPROPYL ALCOHOL IMPREGNATED | 2 PLY MED 70%;***N.B. UNIT OF ISSUE IS EACH PAD & NOT EACH BOX***BOX OF 200, PACK WEIGHT 500 G; | TOOWFAID | TOOWOOMBA FIRST AID SUPPLIES | ALC-10002 | CURRENT | 2
4148 | PAD,ISOPROPYL ALCOHOL IMPREGNATED | 2 PLY MED 70%;***N.B. UNIT OF ISSUE IS EACH PAD & NOT EACH BOX***BOX OF 200, PACK WEIGHT 500 G; | TOOWFAID | TOOWOOMBA FIRST AID SUPPLIES | MED-01155 | CURRENT | 2
4184 | MARKER,UNDERGROUND ELECTRIC CABLE. | ENERGEX ELECTRIC CABLE;CAST ALUMINIUM; 275 MM SQ;SUITABLE FOR KEYING TO POURED CONCRETE;PACK OF 10,PACK WEIGHT 20 KG; | RMS | RELAY MONITORING SYSTEMS PL | 4184 | CURRENT | 1
4187 | MARKER,TRAFFIC | PLASTICS;RED-ORANGE;CONE SHAPED; 450 MM H;COMPLETE WITH 150 MM REFLEXITE REFLECTVE BAND, | RMS | RELAY MONITORING SYSTEMS PL | 4187 | CURRENT | 1
4187 | MARKER,TRAFFIC | PLASTICS;RED-ORANGE;CONE SHAPED; 450 MM H;COMPLETE WITH 150 MM REFLEXITE REFLECTVE BAND, | ARTCRAFT | ARTCRAFT PTY LTD | CONE-450RF-R-ARTRA | CURRENT | 2
4253 | REFLECTOR,INDICATING,CLEARANCE. | YELLOW,CLASS 1;100 MM X 50 MM;DELINATOR ,ALUMINIUM BACKED;PACK WEIGHT, LESS THAN 10 KG; | ARTCRAFT | ARTCRAFT PTY LTD | SE04001-Q / DELIN-CB-A1A | CURRENT | 1
4264 | MARKER,IDENTIFICATION | PAPER;39 MM H,44 MM W;BLACK ON WHITE; NUMBER 1;SELF ADHESIVE,PAPER BACKED; PACK OF 50; | CUTLER | CUTLER BRANDS PTY LTD | 17480 | CURRENT | 1
4265 | MARKER,IDENTIFICATION | PAPER;39 MM H,44 MM W;BLACK ON WHITE; NUMBER 2;SELF ADHESIVE,PAPER BACKED; BUNDLE OF 100,PACK WEIGHT 1.0 KG; | CUTLER | CUTLER BRANDS PTY LTD | 17481 | CURRENT | 1
4266 | MARKER,IDENTIFICATION | PAPER;39 MM H,44 MM W;BLACK ON WHITE; NUMBER 3;SELF ADHESIVE,PAPER BACKED; BUNDLE OF 100,PACK WEIGHT 1.0 KG; | CUTLER | CUTLER BRANDS PTY LTD | 17484 | CURRENT | 1
4267 | MARKER,IDENTIFICATION | PAPER;39 MM H,44 MM W;BLACK ON WHITE; NUMBER 4;SELF ADHESIVE,PAPER BACKED; PACK OF 50; | CUTLER | CUTLER BRANDS PTY LTD | 17291 | CURRENT | 1
4268 | MARKER,IDENTIFICATION | PAPER;39 MM H,44 MM W;BLACK ON WHITE; NUMBER 5;SELF ADHESIVE,PAPER BACKED; PACK OF 50; | CUTLER | CUTLER BRANDS PTY LTD | 15833 | CURRENT | 1
4269 | MARKER,IDENTIFICATION | PAPER;39 MM H,44 MM W;BLACK ON WHITE; NUMBER 7;SELF ADHESIVE,PAPER BACKED; PACK OF 50; | CUTLER | CUTLER BRANDS PTY LTD | ENERGE-4269 | CURRENT | 1
4270 | MARKER,IDENTIFICATION | PAPER;39 MM H,44 MM W;BLACK ON WHITE; NUMBER 8;SELF ADHESIVE,PAPER BACKED PACK OF 100,PACK WEIGHT 1.0 KG; | CUTLER | CUTLER BRANDS PTY LTD | ENERGE-4270 | CURRENT | 1
4271 | MARKER,IDENTIFICATION | PAPER;39 MM H,44 MM W;BLACK ON WHITE; NUMBER 6 OR 9;SELF ADHESIVE,PAPER BACKED;PACK OF 50; | CUTLER | CUTLER BRANDS PTY LTD | ENERGE-4271 | CURRENT | 1
4272 | MARKER,IDENTIFICATION | PAPER;39 MM H,44 MM W;BLACK ON WHITE; NUMBER 0;SELF ADHESIVE,PAPER BACKED; PACK OF 200,PACK WEIGHT 1.0 KG; | CUTLER | CUTLER BRANDS PTY LTD | ENERGE-4272 | CURRENT | 1
4293 | TAG,MARKER | LEGEND - 1-50 CONSECUTIVE NUMBERS; THERMO PLASTIC;5 SQ MM;WHITE W/BLACK LEGEND;SLIP IN ATTACHMENT;TEMP RESISTANT 70 DEG C;CARD OF 10 STRIPS,EA STRIP | RMS | RELAY MONITORING SYSTEMS PL | 4293 | CURRENT | 1
4294 | TAG,MARKER | LEGEND - 51-100 CONSECUTIVE NUMBERS; LEGEND;THERMO PLASTIC;5 SQ MM;WHITE W/BLACK LEGEND;SLIP IN ATTACHMENT;TEMP RESISTANT 70 DEG C;CARD OF 10 STRIPS EA | HAYMANS | HAYMANS ELECTRICAL | KLI0473460051 | PURCHASE AS REQUIRED | 2
4294 | TAG,MARKER | LEGEND - 51-100 CONSECUTIVE NUMBERS; LEGEND;THERMO PLASTIC;5 SQ MM;WHITE W/BLACK LEGEND;SLIP IN ATTACHMENT;TEMP RESISTANT 70 DEG C;CARD OF 10 STRIPS EA | RMS | RELAY MONITORING SYSTEMS PL | 4294 | PURCHASE AS REQUIRED | 2
4294 | TAG,MARKER | LEGEND - 51-100 CONSECUTIVE NUMBERS; LEGEND;THERMO PLASTIC;5 SQ MM;WHITE W/BLACK LEGEND;SLIP IN ATTACHMENT;TEMP RESISTANT 70 DEG C;CARD OF 10 STRIPS EA | CNWPL | CNW PL - SLACKS CREEK | WEI0473460051 | PURCHASE AS REQUIRED | 1
4300 | ARRESTER,ELECTRICAL SURGE | GAPLESS TYPE;96 KV;10 KA HD;CLASS 1. LG DURATION;CLASS A PRESSURE RELIEF; PEDESTAL MTG W/INSULATED BASE;FOR 110 KV NOM V SYSTEM;DELIVER DIRECTLY TO BANYO | MEDENSHA |  | SURGE ARRESTER | STRATEGIC SPARE | 1
4300 | ARRESTER,ELECTRICAL SURGE | GAPLESS TYPE;96 KV;10 KA HD;CLASS 1. LG DURATION;CLASS A PRESSURE RELIEF; PEDESTAL MTG W/INSULATED BASE;FOR 110 KV NOM V SYSTEM;DELIVER DIRECTLY TO BANYO | BOWTHORP | BOWTHORP | MC96 | STRATEGIC SPARE | 2
4301 | ARRESTER,ELECTRICAL SURGE | GAPLESS TYPE;500 V;5 KA;'POLYMERIC HOUSED' AND LEADS FITTED EACH END; FOR 240/415 V NOM V SYSTEM; | INSULECT | INSULECT AUSTRALIA PL | 30350 | CURRENT | 1
4306 | ARRESTER,ELECTRICAL SURGE | GAPLESS TYPE;120 KV;10 KA HD;CLASS 1. LG DURATION;CLASS A. PRESSURE RELIEF; PEDESTAL MTG W/INSULATED BASE;FOR 132 KV NOM V SYSTEM; | MEDENSHA |  | SURGE ARRESTER CLASS 1 | PURCHASE AS REQUIRED | 1
4306 | ARRESTER,ELECTRICAL SURGE | GAPLESS TYPE;120 KV;10 KA HD;CLASS 1. LG DURATION;CLASS A. PRESSURE RELIEF; PEDESTAL MTG W/INSULATED BASE;FOR 132 KV NOM V SYSTEM; | BOWTHORP | BOWTHORP | MC120 | PURCHASE AS REQUIRED | 2
4321 | FUSE,CARTRIDGE | FERRULE;32 MM LG,6.35 MM DIA CAP (SIZE 0);1 AMP;415 V AC;33 KA BREAKING CAPACITY;MOD SPEC DEF-63-A,BS 1361; PACK OF 10,PACK WEIGHT < 5 KG; | CNWPL | CNW PL - SLACKS CREEK | BUS059-0109 | CURRENT | 2
4321 | FUSE,CARTRIDGE | FERRULE;32 MM LG,6.35 MM DIA CAP (SIZE 0);1 AMP;415 V AC;33 KA BREAKING CAPACITY;MOD SPEC DEF-63-A,BS 1361; PACK OF 10,PACK WEIGHT < 5 KG; | CNWPL | CNW PL - SLACKS CREEK | 059-0109 | CURRENT | 1
4321 | FUSE,CARTRIDGE | FERRULE;32 MM LG,6.35 MM DIA CAP (SIZE 0);1 AMP;415 V AC;33 KA BREAKING CAPACITY;MOD SPEC DEF-63-A,BS 1361; PACK OF 10,PACK WEIGHT < 5 KG; | BUSSMANN | BUSSMANN MANUFACTURING | BUS059-0109 | CURRENT | 2
4327 | FUSEHOLDER,METAL CLAD | 250 V,300 AMP SINGLE PHASE;HVY DUTY IRON CLAD SERVICE FUSE;FOR INDOOR USE ON INDUSTRIAL SERVICES; | GECWHOLE |  | 38011 | STRATEGIC SPARE | 1
4342 | FUSECARRIER | 45 AMP;FOR NON REWIREABLE SERVICE TYPE FUSE;PACK OF 1;SUIT (OK SERIES) FUSE LINKS & (605FO) FUSEHOLDERS; | HAYMANS | HAYMANS ELECTRICAL | EEF605FOCARRIER. | CURRENT | 1
4342 | FUSECARRIER | 45 AMP;FOR NON REWIREABLE SERVICE TYPE FUSE;PACK OF 1;SUIT (OK SERIES) FUSE LINKS & (605FO) FUSEHOLDERS; | NILSEN |  | EEF605FOCARRIER | CURRENT | 2
4344 | FUSECARRIER | 100 AMP;FOR NON REWIREABLE SERVICE TYPE FUSE;PACK OF 1;SUIT (VK SERIES) FUSE LINKS & (609FV) FUSEHOLDERS; | HAYMANS | HAYMANS ELECTRICAL | EEF609FV | PURCHASE AS REQUIRED | 1
4344 | FUSECARRIER | 100 AMP;FOR NON REWIREABLE SERVICE TYPE FUSE;PACK OF 1;SUIT (VK SERIES) FUSE LINKS & (609FV) FUSEHOLDERS; | NILSEN |  | EEF609FV | PURCHASE AS REQUIRED | 2
4377 | FUSEHOLDER | FRONT WIRING;20 AMP;CLIP-IN;OFFSET STAGGERED TAGS;PACK OF 1; | CNWPL | CNW PL - SLACKS CREEK | BUSSC20H | PURCHASE AS REQUIRED | 1
4377 | FUSEHOLDER | FRONT WIRING;20 AMP;CLIP-IN;OFFSET STAGGERED TAGS;PACK OF 1; | NILSEN |  | NILFC20FW | PURCHASE AS REQUIRED | 2
4377 | FUSEHOLDER | FRONT WIRING;20 AMP;CLIP-IN;OFFSET STAGGERED TAGS;PACK OF 1; | NILSEN |  | FEDERAL FC20FW | PURCHASE AS REQUIRED | 2
4392 | FUSEHOLDER,BASE & CARRIER | 100 AMP;415 V;PANEL MTG,FRONT ENTRY; 35 SQ MM,DOUBLE TERMINAL;100 MM LG, 44 MM W,90 MM H;SUIT FERRULE CARTRIDGE 22.2 MM DIA,57 MM LG;PACK OF 20;PACK | FLOWLINE | FLOWLINE INDUSTRIES PTY LTD | E1038/Q | CURRENT | 1
4400 | FUSEHOLDER | PANEL TYPE;SURFACE MTG;FRONT ENTRY, 95 SQ MM MAX COND;100 AMP;415 V AC;BOLT- IN 94 MM NOM CENTRES,REF A4 CARTRIDGE (OFFSET TAGS);51 MM W;AS2005,PART 2; | REXEL | REXEL PTY LTD | ALSRS100H | CURRENT | 1
4400 | FUSEHOLDER | PANEL TYPE;SURFACE MTG;FRONT ENTRY, 95 SQ MM MAX COND;100 AMP;415 V AC;BOLT- IN 94 MM NOM CENTRES,REF A4 CARTRIDGE (OFFSET TAGS);51 MM W;AS2005,PART 2; | ALSTOM | ALSTOM GRID AUSTRALIA LIMITED | EEFRS100H | CURRENT | 2
4401 | FUSEHOLDER | PANEL TYPE;SURFACE MTG;FRONT ENTRY, 120 SQ MM MAX COND;200 AMP;660 V AC;BOLT BOLT-IN;111 MM NOM CENTRES,REF B2 CARTRIDGE (OFFSET TAGS);70 MM W;AS2005; | REXEL | REXEL PTY LTD | ALSRS200H | CURRENT | 1
4401 | FUSEHOLDER | PANEL TYPE;SURFACE MTG;FRONT ENTRY, 120 SQ MM MAX COND;200 AMP;660 V AC;BOLT BOLT-IN;111 MM NOM CENTRES,REF B2 CARTRIDGE (OFFSET TAGS);70 MM W;AS2005; | REXEL | REXEL PTY LTD | BUSRS200H | CURRENT | 2
4401 | FUSEHOLDER | PANEL TYPE;SURFACE MTG;FRONT ENTRY, 120 SQ MM MAX COND;200 AMP;660 V AC;BOLT BOLT-IN;111 MM NOM CENTRES,REF B2 CARTRIDGE (OFFSET TAGS);70 MM W;AS2005; | ALSTOM | ALSTOM GRID AUSTRALIA LIMITED | EEFRS200H | CURRENT | 2
4406 | FUSE CUTOUT,PRIMARY EXPULSION | HRC Ferrule Type, 0.62A, 12kV, Pack of 1 | REXEL | REXEL PTY LTD | GECOIR11/0.62 | CURRENT | 1
4406 | FUSE CUTOUT,PRIMARY EXPULSION | HRC Ferrule Type, 0.62A, 12kV, Pack of 1 | ALSTOM | ALSTOM GRID AUSTRALIA LIMITED | EEFOIR11/0.62 | CURRENT | 2
4409 | FUSE,CARTRIDGE | CLIP IN;OFFSET STAGGERED TAGS, (60 MM NOM LG);2 AMP;415 V AC;AS2005, PART 2 (EXCEPT FOR DIMENSIONS); BOX OF 20; | FUSECO | FUSECO PTY LTD | NS2 | CURRENT | 1
4409 | FUSE,CARTRIDGE | CLIP IN;OFFSET STAGGERED TAGS, (60 MM NOM LG);2 AMP;415 V AC;AS2005, PART 2 (EXCEPT FOR DIMENSIONS); BOX OF 20; | PDL |  | N20C2 | CURRENT | 2
4409 | FUSE,CARTRIDGE | CLIP IN;OFFSET STAGGERED TAGS, (60 MM NOM LG);2 AMP;415 V AC;AS2005, PART 2 (EXCEPT FOR DIMENSIONS); BOX OF 20; | BELL-MEM |  | 2SN2 | CURRENT | 2
4410 | FUSE,CARTRIDGE | CLIP IN;OFFSET STAGGERED TAGS, 60 MM NOM LG);4 AMP;415 V AC;AS2005, PART 2 (EXCEPT FOR DIMENSIONS); PACK OF 20; | FUSECO | FUSECO PTY LTD | NS4 | CURRENT | 1
4411 | FUSE,CARTRIDGE | FERRULE;25 MM LG,5 MM DIA CAP;4 AMP; 240 V AC;W/INDICATOR;SPEC DIN 41576/CEE PACK OF 10;SUIT FUSEHOLDER TERMINAL BLOCK SC04629; | FUSECO | FUSECO PTY LTD | 171526-4A | CURRENT | 1
4411 | FUSE,CARTRIDGE | FERRULE;25 MM LG,5 MM DIA CAP;4 AMP; 240 V AC;W/INDICATOR;SPEC DIN 41576/CEE PACK OF 10;SUIT FUSEHOLDER TERMINAL BLOCK SC04629; | HAYMANS | HAYMANS ELECTRICAL | KLI1928.0 | CURRENT | 2
4411 | FUSE,CARTRIDGE | FERRULE;25 MM LG,5 MM DIA CAP;4 AMP; 240 V AC;W/INDICATOR;SPEC DIN 41576/CEE PACK OF 10;SUIT FUSEHOLDER TERMINAL BLOCK SC04629; | KLIPPON |  | KLI1928.0 | CURRENT | 2
4413 | FUSE,CARTRIDGE | FERRULE;32 MM LG,6.35 MM DIA CAP;5 AMP; 240 V AC;PACK OF 10; | CNWPL | CNW PL - SLACKS CREEK | BUS059-0112 | CURRENT | 1
4413 | FUSE,CARTRIDGE | FERRULE;32 MM LG,6.35 MM DIA CAP;5 AMP; 240 V AC;PACK OF 10; | ALSTOM | ALSTOM GRID AUSTRALIA LIMITED | NATO 5920-99-059-0112 | CURRENT | 2
4413 | FUSE,CARTRIDGE | FERRULE;32 MM LG,6.35 MM DIA CAP;5 AMP; 240 V AC;PACK OF 10; | BELL-LEE |  | L693/5 | CURRENT | 2
4413 | FUSE,CARTRIDGE | FERRULE;32 MM LG,6.35 MM DIA CAP;5 AMP; 240 V AC;PACK OF 10; | BUSSMANN | BUSSMANN MANUFACTURING | 059-0112 | CURRENT | 2
4417 | FUSE,CARTRIDGE | CLIP IN;OFFSET STAGGERED TAGS, (60 MM NOM LG);6 AMP;415 V AC;AS2005, PART 2 (EXCEPT FOR DIMENSIONS); PACK OF 20; | FUSECO | FUSECO PTY LTD | NS6 | CURRENT | 1
4419 | FUSE,CARTRIDGE | CLIP IN;OFFSET STAGGERED TAGS, (60 MM NOM LG);10 AMP;415 V AC;AS2005, PART 2 (EXCEPT FOR DIMENSIONS);PACK OF 20; | FUSECO | FUSECO PTY LTD | NS10 | CURRENT | 1
4420 | FUSE,CARTRIDGE | BOLT IN;73 MM NOM CENTRES,REF A2,OFFSET TAGS;10 AMP;415 V AC;AS2005,PART 2;SUIT FUSEHOLDERS REF A2 & A3;PACK OF 10; | FUSECO | FUSECO PTY LTD | TIA10 | CURRENT | 1
4421 | FUSE,CARTRIDGE | FERRULE;29 MM LG,12.7 MM DIA CAP;10 AMP; 240 V AC;40 KA RATED BREAKING CAPACITY; AS2005 PT 10,ASTA 20 CERTIFIED;PACK OF 20; | FUSECO | FUSECO PTY LTD | MD10 | CURRENT | 2
4421 | FUSE,CARTRIDGE | FERRULE;29 MM LG,12.7 MM DIA CAP;10 AMP; 240 V AC;40 KA RATED BREAKING CAPACITY; AS2005 PT 10,ASTA 20 CERTIFIED;PACK OF 20; | COOPELEC | COOPER ELECTRICAL AUSTRALIA PTY LTD | SMD-10 | CURRENT | 1
4423 | FUSE,CARTRIDGE | BOLT IN;73 MM NOM CENTRES,REF A2,OFFSET TAGS;16 AMP;415 V AC;AS2005,PART 2;SUIT FUSEHOLDERS REF A2 & A3;OLD STOCK MAY BE 15 AMP;PACK OF 10; | NILSEN |  | FEDERAL 32B16 (ONLY) | CURRENT | 2
4423 | FUSE,CARTRIDGE | BOLT IN;73 MM NOM CENTRES,REF A2,OFFSET TAGS;16 AMP;415 V AC;AS2005,PART 2;SUIT FUSEHOLDERS REF A2 & A3;OLD STOCK MAY BE 15 AMP;PACK OF 10; | MEMAUST |  | 16SB3 (ONLY) | CURRENT | 2
4423 | FUSE,CARTRIDGE | BOLT IN;73 MM NOM CENTRES,REF A2,OFFSET TAGS;16 AMP;415 V AC;AS2005,PART 2;SUIT FUSEHOLDERS REF A2 & A3;OLD STOCK MAY BE 15 AMP;PACK OF 10; | BELL-MEM |  | 16SB3 | CURRENT | 2
4423 | FUSE,CARTRIDGE | BOLT IN;73 MM NOM CENTRES,REF A2,OFFSET TAGS;16 AMP;415 V AC;AS2005,PART 2;SUIT FUSEHOLDERS REF A2 & A3;OLD STOCK MAY BE 15 AMP;PACK OF 10; | FUSECO | FUSECO PTY LTD | TIA16 | CURRENT | 1
4424 | FUSE,CARTRIDGE | CLIP IN;OFFSET STAGGERED TAGS, (60 MM NOM LG);16 AMP;415 V AC;AS2005, PART 2 (EXCEPT FOR DIMENSIONS);PACK OF 20; | FUSECO | FUSECO PTY LTD | NS16 | CURRENT | 1
4426 | FUSE,CARTRIDGE | CLIP IN;OFFSET STAGGERED TAGS,(60 MM NOM LG);20 AMP;415 V AC;32 AMP MOTOR START; AS2005,PART 2 (EXCEPT FOR DIMENSIONS); PACK OF 20,PACK WEIGHT 0.3 KG; | FUSECO | FUSECO PTY LTD | NS20M32 | CURRENT | 1
4427 | FUSE,CARTRIDGE | CLIP IN;OFFSET STAGGERED TAGS, (60 MM NOM LG);20 AMP;415 V AC;AS2005, PART 2 (EXCEPT FOR DIMENSIONS);PACK OF 20; | FUSECO | FUSECO PTY LTD | NS20 | CURRENT | 1
4428 | FUSE,CARTRIDGE | BOLT IN;73 MM NOM CENTRES,REF A2,OFFSET TAGS;20 AMP;415 V AC;AS2005,PART 2;SUIT FUSEHOLDERS REF A2 & A3;PACK OF 10; | FUSECO | FUSECO PTY LTD | TIA20 | CURRENT | 1
4429 | FUSE,CARTRIDGE | FERRULE;29 MM LG,12.7 MM DIA CAP;20 AMP; 240 V AC;16.5 KA RATED BREAKING CAPACITY ;AS2005 PT 10,ASTA 20 CERTIFIED;PACK OF 20; | FUSECO | FUSECO PTY LTD | MD20 | CURRENT | 1
4429 | FUSE,CARTRIDGE | FERRULE;29 MM LG,12.7 MM DIA CAP;20 AMP; 240 V AC;16.5 KA RATED BREAKING CAPACITY ;AS2005 PT 10,ASTA 20 CERTIFIED;PACK OF 20; | COOPELEC | COOPER ELECTRICAL AUSTRALIA PTY LTD | SMD20 | CURRENT | 2
4431 | FUSE,CARTRIDGE | BOLT IN;73 MM NOM CENTRES,REF A2,OFFSET TAGS;32 AMP;415 V AC;AS2005,PART 2; PACK OF 10; FUSEHOLDERS REF A2 & A3; | FUSECO | FUSECO PTY LTD | TIA32 | CURRENT | 1
4434 | FUSE,CARTRIDGE | FERRULE;57 MM LG,22.2 MM DIA CAP;30/32 AMP;400 V AC;33 KA RATED BREAKING CAPACITY;AS2005 PT 10,ASTA 20 CERTIFIED; PACK OF 20; | FUSECO | FUSECO PTY LTD | 2258F-32 | CURRENT | 1
4439 | FUSE,CARTRIDGE | FERRULE;35.0 MM LG,16.7 MM DIA CAP; 45 AMP;240 V AC;20 KA RATED BREAKING CAPACITY;AS2005 PT 10,ASTA 20 CERTIFIED; PACK OF 20; | FUSECO | FUSECO PTY LTD | 1735F-45 | CURRENT | 2
4439 | FUSE,CARTRIDGE | FERRULE;35.0 MM LG,16.7 MM DIA CAP; 45 AMP;240 V AC;20 KA RATED BREAKING CAPACITY;AS2005 PT 10,ASTA 20 CERTIFIED; PACK OF 20; | COOPELEC | COOPER ELECTRICAL AUSTRALIA PTY LTD | C4545 | CURRENT | 1
4440 | FUSE,CARTRIDGE | FERRULE;29 MM LG,12.7 MM DIA CAP;45 AMP; 415 V AC;SPECIAL CURVE,NON STD RATING; AS2005,PART 3 (EXCEPT FOR FUSE CURVE & RATING);BOX OF 10; | FUSECO | FUSECO PTY LTD | FERRULE;29 MM LG | CURRENT | 1
4442 | FUSE,CARTRIDGE | FERRULE;57 MM LG,22.2 MM DIA CAP;50 AMP; 415 V AC;33 KA RATED BREAKING CAPACITY; AS2005 PT 10,ASTA 20 CERTIFIED; PACK OF 20,PACK WEIGHT 15 KG,2000 PER | FUSECO | FUSECO PTY LTD | 2258F-50 | CURRENT | 1
4443 | FUSE,CARTRIDGE | FERRULE;76.2 MM LG,20.6 MM DIA CAP; 63 AMP;415 V AC;NON STD DIMENSIONS; AS2005,PART 3 (EXCEPT FOR DIMENSIONS); PACK OF 20,PACK WEIGHT 1.22 KG; | FUSECO | FUSECO PTY LTD | 2076F-63 | CURRENT | 1
4444 | FUSE,CARTRIDGE | J TYPE;76 MM NOM CENTRES,U OR TWIN L SLOTTED TAGS;63 AMP;415 V AC;CLASS Q1; BS 88 PART 5 (EXCEPT FOR DIMENSIONS); PACK OF 5,PACK WEIGHT 1.0 KG;OLD STOCK | FUSECO | FUSECO PTY LTD | JHU63 | CURRENT | 1
4444 | FUSE,CARTRIDGE | J TYPE;76 MM NOM CENTRES,U OR TWIN L SLOTTED TAGS;63 AMP;415 V AC;CLASS Q1; BS 88 PART 5 (EXCEPT FOR DIMENSIONS); PACK OF 5,PACK WEIGHT 1.0 KG;OLD STOCK | COOPELEC | COOPER ELECTRICAL AUSTRALIA PTY LTD | 63MJ29-6 | CURRENT | 2
4447 | FUSE,CARTRIDGE | BOLT IN;73 MM NOM CENTRES,REF A3,OFFSET TAGS;63 AMP;415 V AC;AS2005,PART 2;BOX OF 10; FUSEHOLDERS REF A3 ONLY; | FUSECO | FUSECO PTY LTD | TIS63 | CURRENT | 1
4448 | FUSE,CARTRIDGE | BOLT IN;73 MM NOM CENTRES,REF A3,OFFSET TAGS;63 AMP;415 V AC;80 AMP MOTOR START; AS2005,PART 2;PACK OF 10,PACK WEIGHT 1.0 KG;SUIT FUSEHOLDERS REF A3 ONLY; | BELL-MEM |  | 63SB4M80 | CURRENT | 1
4448 | FUSE,CARTRIDGE | BOLT IN;73 MM NOM CENTRES,REF A3,OFFSET TAGS;63 AMP;415 V AC;80 AMP MOTOR START; AS2005,PART 2;PACK OF 10,PACK WEIGHT 1.0 KG;SUIT FUSEHOLDERS REF A3 ONLY; | FUSECO | FUSECO PTY LTD | TIS63M80 | CURRENT | 1
4449 | FUSE,CARTRIDGE | FERRULE;50.8 MM LG,16.7 MM DIA CAP; 63/65 AMP;415 V AC;AS2005 PART 3;PACK OF 20,PACK WEIGHT 0.60 KG;CONTINGENCY SPARE FUSE-LINKS FOR SUBMERSIBLE IN-LINE | FUSECO | FUSECO PTY LTD | 1751F-63 | CURRENT | 1
4451 | FUSE,CARTRIDGE | FERRULE;57 MM LG,22.2 MM DIA CAP;80 AMP; 415 V AC;33 KA RATED BREAKING CAPACITY; AS2005 PT 10,ASTA 20 CERTIFIED;PACK OF 20 PACK WEIGHT 15 KG,2000 PER PALLET; | FUSECO | FUSECO PTY LTD | 2258F-80 | CURRENT | 1
4455 | FUSE,CARTRIDGE | FERRULE;76.2 MM LG,20.6 MM DIA CAP; 80 AMP;415 V AC;20 KA RATED BREAKING CAPACITY AS2005,PT 10,ASTA 20 CERTIFIED; PACK OF 10PACK WEIGHT 15 KG,PALLET OF | FUSECO | FUSECO PTY LTD | 2076F-80 | CURRENT | 1
4457 | FUSE,CARTRIDGE | J TYPE;76 MM NOM CENTRES,U OR TWIN L SLOTTED TAGS;100 AMP;415 V AC;80 KA RATED BREAKING CAPACITY;BS 88,PT 5,ASTA 20 CERTIFIED;PACK OF 5,WEIGHT1.0 KG; | FUSECO | FUSECO PTY LTD | JHU100 | CURRENT | 1
4457 | FUSE,CARTRIDGE | J TYPE;76 MM NOM CENTRES,U OR TWIN L SLOTTED TAGS;100 AMP;415 V AC;80 KA RATED BREAKING CAPACITY;BS 88,PT 5,ASTA 20 CERTIFIED;PACK OF 5,WEIGHT1.0 KG; | COOPELEC | COOPER ELECTRICAL AUSTRALIA PTY LTD | 100MJ29-6 | CURRENT | 2
4458 | FUSE,CARTRIDGE | BOLT IN;111 MM NOM CENTRES,REF B1,CENTRE TAGS;100 AMP;415 V AC;AS2005,PART 2; PACK OF 10,PACK WEIGHT 1.0 KG; FUSEHOLDERS REF B1,B2,B3 & B4; | FUSECO | FUSECO PTY LTD | OTC100 | CURRENT | 1
4458 | FUSE,CARTRIDGE | BOLT IN;111 MM NOM CENTRES,REF B1,CENTRE TAGS;100 AMP;415 V AC;AS2005,PART 2; PACK OF 10,PACK WEIGHT 1.0 KG; FUSEHOLDERS REF B1,B2,B3 & B4; | COOPELEC | COOPER ELECTRICAL AUSTRALIA PTY LTD | CD100WO | CURRENT | 2
4459 | FUSE,CARTRIDGE | BOLT IN;94 MM NOM CENTRES,REF A4,OFFSET TAGS;100 AMP;415 V AC;80 KA RATED BREAKING CAPACITY;AS2005,PT 10,ASTA 20 CERTIFIED;PACK OF 10; | FUSECO | FUSECO PTY LTD | TIS100 | CURRENT | 1
4459 | FUSE,CARTRIDGE | BOLT IN;94 MM NOM CENTRES,REF A4,OFFSET TAGS;100 AMP;415 V AC;80 KA RATED BREAKING CAPACITY;AS2005,PT 10,ASTA 20 CERTIFIED;PACK OF 10; | FUSECO | FUSECO PTY LTD | TCP100 | CURRENT | 2
4460 | FUSE,CARTRIDGE | FERRULE;76.2 MM LG,20.6 MM DIA CAP; 100 AMP;415 V AC;20 KA RATED BREAKING CAPACITY;AS2005,PT 10,ASTA 20 CERTIFIED; BOX OF 20,PACK WEIGHT 1.22 KG; | FUSECO | FUSECO PTY LTD | 2076F-100 | CURRENT | 1
4462 | FUSE,CARTRIDGE | J TYPE;76 MM NOM CENTRES,U OR TWIN L SLOTTED TAGS;125 AMP;415 V AC;CLASS Q1; BS 88,PART 5 (EXCEPT FOR DIMENSIONS); PACK OF 5,PACK WEIGHT 1.0 KG; | FUSECO | FUSECO PTY LTD | JPU125 | CURRENT | 1
4462 | FUSE,CARTRIDGE | J TYPE;76 MM NOM CENTRES,U OR TWIN L SLOTTED TAGS;125 AMP;415 V AC;CLASS Q1; BS 88,PART 5 (EXCEPT FOR DIMENSIONS); PACK OF 5,PACK WEIGHT 1.0 KG; | COOPELEC | COOPER ELECTRICAL AUSTRALIA PTY LTD | 125MJ30-7 | CURRENT | 2
4465 | FUSE,CARTRIDGE | BOLT IN;111 MM NOM CENTRES,REF B2,CENTRE TAGS;160 AMP;415 V AC;AS2005 PART 2; BOX OF 5/10,PACK WEIGHT 0.7 KG; | FUSECO | FUSECO PTY LTD | OTF160 | CURRENT | 1
4465 | FUSE,CARTRIDGE | BOLT IN;111 MM NOM CENTRES,REF B2,CENTRE TAGS;160 AMP;415 V AC;AS2005 PART 2; BOX OF 5/10,PACK WEIGHT 0.7 KG; | IPD | IPD GROUP LIMITED | OTF160 | CURRENT | 2
4465 | FUSE,CARTRIDGE | BOLT IN;111 MM NOM CENTRES,REF B2,CENTRE TAGS;160 AMP;415 V AC;AS2005 PART 2; BOX OF 5/10,PACK WEIGHT 0.7 KG; | COOPELEC | COOPER ELECTRICAL AUSTRALIA PTY LTD | DD160WO | CURRENT | 2
4466 | FUSE,CARTRIDGE | J TYPE;82 MM NOM CENTRES,U OR TWIN L SLOTTED TAGS;200 AMP;415 V AC;80 KA RATED BREAKING CAPACITY;BS 88,PT 5,ASTA 20 CERTIFIED;PACK OF 5; | FUSECO | FUSECO PTY LTD | JPU200 | CURRENT | 1
4466 | FUSE,CARTRIDGE | J TYPE;82 MM NOM CENTRES,U OR TWIN L SLOTTED TAGS;200 AMP;415 V AC;80 KA RATED BREAKING CAPACITY;BS 88,PT 5,ASTA 20 CERTIFIED;PACK OF 5; | COOPELEC | COOPER ELECTRICAL AUSTRALIA PTY LTD | 200MJ29-6 | CURRENT | 2
4467 | FUSE,CARTRIDGE | J TYPE;76 MM NOM CENTRES,U OR TWIN L SLOTTED TAGS;200 AMP;415 V AC;80 KA RATED BREAKING CAPACITY;BS 88,PT 5,ASTA 20 CERTIFIED;PACK OF 5,PACK WEIGHT 1.0 | FUSECO | FUSECO PTY LTD | JHU200 | CURRENT | 1
4467 | FUSE,CARTRIDGE | J TYPE;76 MM NOM CENTRES,U OR TWIN L SLOTTED TAGS;200 AMP;415 V AC;80 KA RATED BREAKING CAPACITY;BS 88,PT 5,ASTA 20 CERTIFIED;PACK OF 5,PACK WEIGHT 1.0 | COOPELEC | COOPER ELECTRICAL AUSTRALIA PTY LTD | 200MJ30-7 | CURRENT | 2
4469 | FUSE,CARTRIDGE | J TYPE;92 MM NOM CENTRES,U OR TWIN L SLOTTED TAGS;200 AMP;415 V AC;CLASS Q1; BS 88,PART 5;PACK OF 5; | FUSECO | FUSECO PTY LTD | JSU200 | CURRENT | 1
4469 | FUSE,CARTRIDGE | J TYPE;92 MM NOM CENTRES,U OR TWIN L SLOTTED TAGS;200 AMP;415 V AC;CLASS Q1; BS 88,PART 5;PACK OF 5; | COOPELEC | COOPER ELECTRICAL AUSTRALIA PTY LTD | 200MJ31-7 | CURRENT | 2
4471 | FUSE,CARTRIDGE | BOLT IN;111 MM NOM CENTRES,REF B2,CENTRE TAGS;200 AMP;415 V AC;80 RATED BREAKING CAPACITY;AS2005 PT 10,ASTA 20 CERTIFIED ;PACK OF 10; | FUSECO | FUSECO PTY LTD | OTF200 | CURRENT | 1
4471 | FUSE,CARTRIDGE | BOLT IN;111 MM NOM CENTRES,REF B2,CENTRE TAGS;200 AMP;415 V AC;80 RATED BREAKING CAPACITY;AS2005 PT 10,ASTA 20 CERTIFIED ;PACK OF 10; | IPD | IPD GROUP LIMITED | OTF200 | CURRENT | 2
4471 | FUSE,CARTRIDGE | BOLT IN;111 MM NOM CENTRES,REF B2,CENTRE TAGS;200 AMP;415 V AC;80 RATED BREAKING CAPACITY;AS2005 PT 10,ASTA 20 CERTIFIED ;PACK OF 10; | COOPELEC | COOPER ELECTRICAL AUSTRALIA PTY LTD | DD200WO | CURRENT | 2
4472 | FUSE,CARTRIDGE | J TYPE;76 MM NOM CENTRES,U OR TWIN L SLOTTED TAGS;250 AMP;415 V AC;80 KA RATED BREAKING CAPACITY;BS 88,PT 5,ASTA 20 CERTIFIED;BOX OF 5; | COOPELEC | COOPER ELECTRICAL AUSTRALIA PTY LTD | 250MJ29-6 | CURRENT | 1
4473 | FUSE,CARTRIDGE | J TYPE;92 MM NOM CENTRES,U OR TWIN L SLOTTED TAGS;315 AMP;415 V AC;80 KA RATED BREAKING CAPACITY;BS 88,(PART 5), ASTA 20 CERTIFIED;PACK OF 5; | FUSECO | FUSECO PTY LTD | JSU315 | CURRENT | 1
4473 | FUSE,CARTRIDGE | J TYPE;92 MM NOM CENTRES,U OR TWIN L SLOTTED TAGS;315 AMP;415 V AC;80 KA RATED BREAKING CAPACITY;BS 88,(PART 5), ASTA 20 CERTIFIED;PACK OF 5; | COOPELEC | COOPER ELECTRICAL AUSTRALIA PTY LTD | 315MJ31-7 | CURRENT | 2
4473 | FUSE,CARTRIDGE | J TYPE;92 MM NOM CENTRES,U OR TWIN L SLOTTED TAGS;315 AMP;415 V AC;80 KA RATED BREAKING CAPACITY;BS 88,(PART 5), ASTA 20 CERTIFIED;PACK OF 5; | BELL-MEM |  | 315JCS92 | CURRENT | 2
4474 | FUSE,CARTRIDGE | J TYPE;82 MM NOM CENTRES,U OR TWIN L SLOTTED TAGS;315 AMP;415 V AC;80 KA RATED BREAKING CAPACITY;BS 88,PT 5, ASTA 20 CERTIFIED;PACK OF 5; | FUSECO | FUSECO PTY LTD | JPU315 | CURRENT | 1
4474 | FUSE,CARTRIDGE | J TYPE;82 MM NOM CENTRES,U OR TWIN L SLOTTED TAGS;315 AMP;415 V AC;80 KA RATED BREAKING CAPACITY;BS 88,PT 5, ASTA 20 CERTIFIED;PACK OF 5; | COOPELEC | COOPER ELECTRICAL AUSTRALIA PTY LTD | 315MJ30-7 | CURRENT | 2
4475 | FUSE,CARTRIDGE | BOLT IN;133 MM NOM CENTRES,REF C1, CENTRE TAGS;315 AMP;415 V AC;NON STD 2 HOLE ACCEPTABLE;AS2005,PART 2; PACK OF 1,PACK WEIGHT 0.4 KG; | FUSECO | FUSECO PTY LTD | OTKM315 | CURRENT | 1
4475 | FUSE,CARTRIDGE | BOLT IN;133 MM NOM CENTRES,REF C1, CENTRE TAGS;315 AMP;415 V AC;NON STD 2 HOLE ACCEPTABLE;AS2005,PART 2; PACK OF 1,PACK WEIGHT 0.4 KG; | IPD | IPD GROUP LIMITED | OTKM315 315A | CURRENT | 2
4475 | FUSE,CARTRIDGE | BOLT IN;133 MM NOM CENTRES,REF C1, CENTRE TAGS;315 AMP;415 V AC;NON STD 2 HOLE ACCEPTABLE;AS2005,PART 2; PACK OF 1,PACK WEIGHT 0.4 KG; | BELL-MEM |  | 315SG7WP | CURRENT | 2
4477 | FUSE,CARTRIDGE | BOLT IN;111 MM NOM CENTRES,REF B3,CENTRE TAGS;315 AMP;415 V AC;80 RATED BREAKING CAPACITY;AS2005 PT 10,ASTA 20 CERTIFIED PACK OF 10; | FUSECO | FUSECO PTY LTD | OTKF315 | CURRENT | 1
4477 | FUSE,CARTRIDGE | BOLT IN;111 MM NOM CENTRES,REF B3,CENTRE TAGS;315 AMP;415 V AC;80 RATED BREAKING CAPACITY;AS2005 PT 10,ASTA 20 CERTIFIED PACK OF 10; | IPD | IPD GROUP LIMITED | OTKF315 | CURRENT | 2
4477 | FUSE,CARTRIDGE | BOLT IN;111 MM NOM CENTRES,REF B3,CENTRE TAGS;315 AMP;415 V AC;80 RATED BREAKING CAPACITY;AS2005 PT 10,ASTA 20 CERTIFIED PACK OF 10; | COOPELEC | COOPER ELECTRICAL AUSTRALIA PTY LTD | ED315WO | CURRENT | 2
4478 | FUSE,CARTRIDGE | BOLT IN;133 MM NOM CENTRES,REF C1,CENTRE TAGS,(4 HOLE);400 AMP;415 V AC;AS2005, PART 2;PACK OF 10;SUIT FUSEHOLDERS C1,C2 & C3; | FUSECO | FUSECO PTY LTD | OTM400 | CURRENT | 1
4478 | FUSE,CARTRIDGE | BOLT IN;133 MM NOM CENTRES,REF C1,CENTRE TAGS,(4 HOLE);400 AMP;415 V AC;AS2005, PART 2;PACK OF 10;SUIT FUSEHOLDERS C1,C2 & C3; | COOPELEC | COOPER ELECTRICAL AUSTRALIA PTY LTD | EF400WO | CURRENT | 2
4479 | FUSE,CARTRIDGE | J TYPE;92 MM NOM CENTRES,U OR TWIN L SLOTTED TAGS;400 AMP;415 V AC;80 KA RATED BREAKING CAPACITY;BS 88,(PART 5), ASTA 20 CERTIFIED;BOX OF 5,WEIGHT 2.5 KG | FUSECO | FUSECO PTY LTD | JSU400 | CURRENT | 1
4479 | FUSE,CARTRIDGE | J TYPE;92 MM NOM CENTRES,U OR TWIN L SLOTTED TAGS;400 AMP;415 V AC;80 KA RATED BREAKING CAPACITY;BS 88,(PART 5), ASTA 20 CERTIFIED;BOX OF 5,WEIGHT 2.5 KG | COOPELEC | COOPER ELECTRICAL AUSTRALIA PTY LTD | 400PJ31-7 | CURRENT | 2
4480 | FUSE,CARTRIDGE | J TYPE;82 MM NOM CENTRES,U OR TWIN L SLOTTED TAGS;400 AMP;415 V AC;CLASS Q1; BS 88,PART 5;PACK OF 5; | FUSECO | FUSECO PTY LTD | JPU400 | CURRENT | 1
4480 | FUSE,CARTRIDGE | J TYPE;82 MM NOM CENTRES,U OR TWIN L SLOTTED TAGS;400 AMP;415 V AC;CLASS Q1; BS 88,PART 5;PACK OF 5; | COOPELEC | COOPER ELECTRICAL AUSTRALIA PTY LTD | 400PJ30-7 | CURRENT | 2
4484 | FUSE,CARTRIDGE | BOLT IN;111 MM NOM CENTRES,REF B4,CENTRE TAGS;400 AMP;415 V AC;80 KA RATED BREAKING CAPACITY;AS2005 PT 10,ASTA 20 CERTIFIED;PACK OF 10; | FUSECO | FUSECO PTY LTD | OTMF400 | CURRENT | 1
4484 | FUSE,CARTRIDGE | BOLT IN;111 MM NOM CENTRES,REF B4,CENTRE TAGS;400 AMP;415 V AC;80 KA RATED BREAKING CAPACITY;AS2005 PT 10,ASTA 20 CERTIFIED;PACK OF 10; | COOPELEC | COOPER ELECTRICAL AUSTRALIA PTY LTD | ED400WO | CURRENT | 2
4485 | FUSE,CARTRIDGE | BOLT IN;133 MM NOM CENTRES,REF C2,CENTRE TAGS,(4 HOLE);500 AMP;415 V AC;AS2005, PART 2;SUIT FUSEHOLDERS REF C2 & C3; PACK OF 10; | FUSECO | FUSECO PTY LTD | OTTM500 | CURRENT | 1
4485 | FUSE,CARTRIDGE | BOLT IN;133 MM NOM CENTRES,REF C2,CENTRE TAGS,(4 HOLE);500 AMP;415 V AC;AS2005, PART 2;SUIT FUSEHOLDERS REF C2 & C3; PACK OF 10; | IPD | IPD GROUP LIMITED | OTTM500 | CURRENT | 2
4485 | FUSE,CARTRIDGE | BOLT IN;133 MM NOM CENTRES,REF C2,CENTRE TAGS,(4 HOLE);500 AMP;415 V AC;AS2005, PART 2;SUIT FUSEHOLDERS REF C2 & C3; PACK OF 10; | COOPELEC | COOPER ELECTRICAL AUSTRALIA PTY LTD | FF500WO | CURRENT | 2
4486 | FUSE,CARTRIDGE | J TYPE;92 MM NOM CENTRES,U OR TWIN L SLOTTED TAGS;500 AMP;415 V AC;CLASS Q1; BS 88,PART 5;PACK OF 5; | FUSECO | FUSECO PTY LTD | JSU500 | CURRENT | 1
4486 | FUSE,CARTRIDGE | J TYPE;92 MM NOM CENTRES,U OR TWIN L SLOTTED TAGS;500 AMP;415 V AC;CLASS Q1; BS 88,PART 5;PACK OF 5; | COOPELEC | COOPER ELECTRICAL AUSTRALIA PTY LTD | 500RJ31-7 | CURRENT | 2
4489 | FUSE,CARTRIDGE | J TYPE;92 MM NOM CENTRES,U OR TWIN L SLOTTED TAGS;630 AMP;415 V AC;CLASS Q1; BS 88,PART 5;OLD STOCK MAY BE RATED 600 AMP;PACK OF 5; | COOPELEC | COOPER ELECTRICAL AUSTRALIA PTY LTD | 630SJ31-6 | CURRENT | 1
4490 | FUSE,CARTRIDGE | BOLT IN;133 MM NOM CENTRES,REF C2, CENTRE TAGS,(4 HOLE);630 AMP;415 V AC; WEATHERPROOF;AS2005,PART 2;PACK OF 10; | FUSECO | FUSECO PTY LTD | OTTM630 | CURRENT | 1
4490 | FUSE,CARTRIDGE | BOLT IN;133 MM NOM CENTRES,REF C2, CENTRE TAGS,(4 HOLE);630 AMP;415 V AC; WEATHERPROOF;AS2005,PART 2;PACK OF 10; | COOPELEC | COOPER ELECTRICAL AUSTRALIA PTY LTD | FF630WO | CURRENT | 2
4496 | DUMMY FUSE LINK | Ferrule Type, 45A Fitting, 28mm Nom Lg, 13mm Nom Dia, Wood | FARNELLM | M R FARNELL CABINET MAKING | DUMMY FUSE | CURRENT | 1
4497 | DUMMY FUSE LINK | 65 AMP FITTING SIZE;FERRULE TYPE;WOOD BODY;50 MM NOM LG,16 MM NOM DIA; | ENERGEX | ENERGEX | DUMMY FUSE 65 AMP | CURRENT | 1
4503 | FUSE LINK,RING MAIN UNIT. | 12 KV;AIR INSULATED;TO SUIT GEC TYPE DDFC,DDFB RMU(S);200 KVA TRANSFORMER PROTECTION;AS1034-1978;PACK OF 3, PACK WEIGHT 6.3 KG; | COOPELEC | COOPER ELECTRICAL AUSTRALIA PTY LTD | 12BDGHA20 | CURRENT | 1
4505 | FUSE LINK,RING MAIN UNIT. | 12 KV;AIR INSULATED;TO SUIT GEC TYPE DDFC,DDFB RMU(S);500 KVA TRANSFORMER PROTECTION;AS1034-1978;PACK OF 3, PACK WEIGHT 6.3KG; | COOPELEC | COOPER ELECTRICAL AUSTRALIA PTY LTD | 12BDGHA50 | CURRENT | 1
4506 | FUSE LINK,RING MAIN UNIT. | 12 KV;AIR INSULATED;TO SUIT GEC TYPE DDFC,DDFB RMU(S);750 KVA TRANSFORMER PROTECTION;AS1034-1978;PACK OF 3, PACK WEIGHT 12.6 KG; | COOPELEC | COOPER ELECTRICAL AUSTRALIA PTY LTD | 12BFGHA63 | CURRENT | 1
4507 | FUSE LINK,RING MAIN UNIT. | 12 KV;AIR INSULATED;TO SUIT GEC TYPE DDFC,DDFB RMU(S);1000 KVA TRANSFORMER PROTECTION;AS1034-1978;PACK OF 3, PACK WEIGHT 12.6 KG; | COOPELEC | COOPER ELECTRICAL AUSTRALIA PTY LTD | 12BFGHA80 | CURRENT | 1
4508 | FUSE LINK,RING MAIN UNIT. | 12 KV;16 AMP HRC FUSE;FOR SF6/AIR/EPOXY INSULATED SWITCHGEAR;200 KVA TRANSFORMER ;PACK OF 3,PACK WEIGHT1.6 KG; | FUSECO | FUSECO PTY LTD | 3000403/16 | CURRENT | 1
4509 | FUSE LINK,RING MAIN UNIT. | 12 KV;25 AMP HRC FUSE;FOR SF6/AIR/EPOXY INSULATED SWITCHGEAR;FOR 315 KVA TRANSFORMER;PACK OF 3,PACK WEIGHT 1.6 KG; | FUSECO | FUSECO PTY LTD | 3000403/25 | CURRENT | 1
4510 | FUSE LINK,RING MAIN UNIT. | 12 KV;40 AMP HRC FUSE;FOR SF6/AIR/EPOXY INSULATED SWITCHGEAR;500 KVA TRANSFORMER;PACK OF 3,PACK WEIGHT 1.6 KG; | FUSECO | FUSECO PTY LTD | 3000403/40 | CURRENT | 1
4511 | FUSE LINK,RING MAIN UNIT. | 12 KV;HRC FUSE;FOR SF6/AIR/EPOXY INSULATED SWITCHGEAR;750 KVA HIGH IMPEDANCE TRANSFORMER;PACK OF 1, PACK WEIGHT2.0 KG; | FUSECO | FUSECO PTY LTD | 3001203/63 | CURRENT | 1
4512 | FUSE LINK,RING MAIN UNIT. | 12 KV;HRC FUSE;FOR SF6/AIR/EPOXY INSULATED SWITCHGEAR;1000 KVA HIGH IMPEDANCE TRANSFORMER;PACK OF 1, PACK WEIGHT 4.0 KG; | COOPELEC | COOPER ELECTRICAL AUSTRALIA PTY LTD | 12FXLSJ80 | CURRENT | 1
4514 | FUSE LINK,RING MAIN UNIT. | 12 KV;25 AMP HRC FUSE;FOR OIL INSULATED SWITCHGEAR;200 KVA TRANSFORMER; PACK OF 1,PACK WEIGHT 1.8 KG; | COOPELEC | COOPER ELECTRICAL AUSTRALIA PTY LTD | 12OEFMA20 | CURRENT | 1
4515 | FUSE LINK,RING MAIN UNIT. | 12kV, 31.5A HRC Fuse, for Oil Insulated Switchgear, 315kVA Transformer, Pack of 3, Pack Weight 1.8kg | COOPELEC | COOPER ELECTRICAL AUSTRALIA PTY LTD | 12OEFMA31.5 | CURRENT | 1
4516 | FUSE LINK,RING MAIN UNIT. | 12 KV;40 AMP;HRC FUSE;FOR OIL INSULATED SWITCHGEAR;500 KVA TRANSFORMER;PACK OF 3,PACK WEIGHT 1.8 KG; | COOPELEC | COOPER ELECTRICAL AUSTRALIA PTY LTD | 12OEFMA40 | CURRENT | 1
4517 | FUSE LINK,RING MAIN UNIT. | 12 KV;63 AMP HRC FUSE;FOR OIL INSULATED SWITCHGEAR;750 KVA TRANSFORMER; PACK OF 3,PACK WEIGHT 6 KG; | COOPELEC | COOPER ELECTRICAL AUSTRALIA PTY LTD | 12OEFMA63 | CURRENT | 1
4518 | FUSE LINK,RING MAIN UNIT. | 12 KV;80 AMP HRC FUSE;FOR OIL INSULATED SWITCHGEAR;1000 KVA HIGH IMPEDANCE TRANSFORMER;PACK OF 1,PACK WEIGHT 1.8 KG; | FUSECO | FUSECO PTY LTD | 30 144 36/80 | CURRENT | 1
4522 | FUSE LINK,ENCLOSED ELEMENT | 630 AMP;500 V AC;BLADE TYPE CONTACTS, DIN SIZE 3;AS2005,PART 1;PACK OF 3, PACK WEIGHT 3.30 KG; | FLOWLINE | FLOWLINE INDUSTRIES PTY LTD | NH3GG50V630 | CURRENT | 2
4522 | FUSE LINK,ENCLOSED ELEMENT | 630 AMP;500 V AC;BLADE TYPE CONTACTS, DIN SIZE 3;AS2005,PART 1;PACK OF 3, PACK WEIGHT 3.30 KG; | FLOWLINE | FLOWLINE INDUSTRIES PTY LTD | EM373063 | CURRENT | 1
4522 | FUSE LINK,ENCLOSED ELEMENT | 630 AMP;500 V AC;BLADE TYPE CONTACTS, DIN SIZE 3;AS2005,PART 1;PACK OF 3, PACK WEIGHT 3.30 KG; | FUSECO | FUSECO PTY LTD | NH3F-630 | CURRENT | 2
4523 | LINK,ELECTRICAL DISCONNECT | BAR;660 V,630 AMP;DIN 3 SIZE FITTED WITH INSULATED GRIPPING LUGS; FOR U/W FUSE SWITCH COMBINATIONS;PACK OF 1; | HAYMANS | HAYMANS ELECTRICAL | SIB2400512 | CURRENT | 1
4523 | LINK,ELECTRICAL DISCONNECT | BAR;660 V,630 AMP;DIN 3 SIZE FITTED WITH INSULATED GRIPPING LUGS; FOR U/W FUSE SWITCH COMBINATIONS;PACK OF 1; | HAYMANS | HAYMANS ELECTRICAL | EEFNH3/6301SM | CURRENT | 2
4523 | LINK,ELECTRICAL DISCONNECT | BAR;660 V,630 AMP;DIN 3 SIZE FITTED WITH INSULATED GRIPPING LUGS; FOR U/W FUSE SWITCH COMBINATIONS;PACK OF 1; | ALSTOM | ALSTOM GRID AUSTRALIA LIMITED | EEFNH3/630ISM | CURRENT | 2
4524 | SWITCH-DISCONNECTOR | 660 V AC;1600 AMP;3 PHASE;40 KA PEAK MKG CAP;C/W SEPARATE PROTECTIVE COVER; IEC408 & AS1775;BROWN BOVERI TYPE BSL; | ABB | ABB FAN PTY LTD | NHPL013603R1 | PHASING | 1
4527 | FUSE-SWITCH COMBINATION. | 660 V;400 AMP;3 PHASE;50 KA MKG CAP;FUSE LINK DIN BLADE TYPE SIZE 1 OR 2;IEC408 & AS1775;BROWN BOVERI TYPE SLBM; | ABB | ABB FAN PTY LTD | ORD3703400 | PHASING | 1
4529 | FUSE-SWITCH COMBINATION. | 660 V;630 AMP;3 PHASE;50 KA MKG CAP; FUSE LINK DIN BLADE TYPE SIZE 3;IEC408 & AS1775;BROWN BOVERI TYPE SLBM; | ABB | ABB FAN PTY LTD | NHPL046253R1 | PHASING | 2
4529 | FUSE-SWITCH COMBINATION. | 660 V;630 AMP;3 PHASE;50 KA MKG CAP; FUSE LINK DIN BLADE TYPE SIZE 3;IEC408 & AS1775;BROWN BOVERI TYPE SLBM; | ABB | ABB FAN PTY LTD | SLBM630 | PHASING | 1
4531 | INSULATOR,SCREW | LOW VOLTAGE PORCELAIN;GLAZED;240/415 V; INSULATOR 76 MM H,64 MM DIA;COACH SCREW 51 MM X 10 MM;19 MM HORIZONTAL HOLE THROUGH INSULATOR; | NILSEN |  | AS20 | CURRENT | 1
4549 | INSULATOR,STANDOFF | STATION POST,CYLINDRICAL;PORCELAIN,SOLID CORE;381 MM H;VERTICAL;BASE MTG;CAP TOP ;33 KV NOM V;5 KN MIN FAILING CANTILEVER W/CAP & BASE;AS4398.1;BOX OF 1,PACK | PENTA | PENTA AUST (TMAC THEW & MCCANN/HYLEC) | PA00720 | CURRENT | 2
4549 | INSULATOR,STANDOFF | STATION POST,CYLINDRICAL;PORCELAIN,SOLID CORE;381 MM H;VERTICAL;BASE MTG;CAP TOP ;33 KV NOM V;5 KN MIN FAILING CANTILEVER W/CAP & BASE;AS4398.1;BOX OF 1,PACK | PENTA | PENTA AUST (TMAC THEW & MCCANN/HYLEC) | PA30072 | CURRENT | 1
4549 | INSULATOR,STANDOFF | STATION POST,CYLINDRICAL;PORCELAIN,SOLID CORE;381 MM H;VERTICAL;BASE MTG;CAP TOP ;33 KV NOM V;5 KN MIN FAILING CANTILEVER W/CAP & BASE;AS4398.1;BOX OF 1,PACK | THEWMCAN | TMAC THEW & MCCANN GROUP | TM00720 | CURRENT | 2
4549 | INSULATOR,STANDOFF | STATION POST,CYLINDRICAL;PORCELAIN,SOLID CORE;381 MM H;VERTICAL;BASE MTG;CAP TOP ;33 KV NOM V;5 KN MIN FAILING CANTILEVER W/CAP & BASE;AS4398.1;BOX OF 1,PACK | DULHUNTY | DULHUNTY INDUSTRIES PTY LTD | C6-200-II-380 | CURRENT | 2
4552 | INSULATOR,STRAIN | Long Rod, 132kV Nom V, 120kN Sml, Twin, Synthetic Composite, 1550mm Nom Lg Coupling, 3650mm Min Creepage, D24 Eye Ends, Pack of 12, AS4435.2 | PENTA | PENTA AUST (TMAC THEW & MCCANN/HYLEC) | PA30083 | CURRENT | 1
4552 | INSULATOR,STRAIN | Long Rod, 132kV Nom V, 120kN Sml, Twin, Synthetic Composite, 1550mm Nom Lg Coupling, 3650mm Min Creepage, D24 Eye Ends, Pack of 12, AS4435.2 | FLOWLINE | FLOWLINE INDUSTRIES PTY LTD | TECH APPROVED | CURRENT | 2
4552 | INSULATOR,STRAIN | Long Rod, 132kV Nom V, 120kN Sml, Twin, Synthetic Composite, 1550mm Nom Lg Coupling, 3650mm Min Creepage, D24 Eye Ends, Pack of 12, AS4435.2 | GRAPHSOL | GRAPH SOLUTIONS PTY LTD | 132207C.C | CURRENT | 2
4552 | INSULATOR,STRAIN | Long Rod, 132kV Nom V, 120kN Sml, Twin, Synthetic Composite, 1550mm Nom Lg Coupling, 3650mm Min Creepage, D24 Eye Ends, Pack of 12, AS4435.2 | THEWMCAN | TMAC THEW & MCCANN GROUP | 915342 | CURRENT | 2
4553 | INSULATOR,STANDOFF | LINE POST;SYNTHETIC COMPOSITE;HORIZONTAL ;GAIN BASE MTG;CLAMP TOP;132 KV NOM V; 4.9 KN MAX WORKING LOAD;W/SECURING BOLTS ;REFER 09429 FOR BRACKET;USED FOR PROJ; | KENDALL |  | OHIO BRASS HI-LITE232108 | STRATEGIC SPARE | 1
4554 | INSULATOR,STANDOFF | Pedestal Post, Porcelain, Pin, 11kV Nom, Vertical 280mm H, Flange Mtg, Cap Top, 8.8kN Cantilever, w/Cap & Pin, AS1137 Part 3, Dwg 32080-A3-1, Pack of 2 | PENTA | PENTA AUST (TMAC THEW & MCCANN/HYLEC) | PA00717 | CURRENT | 2
4554 | INSULATOR,STANDOFF | Pedestal Post, Porcelain, Pin, 11kV Nom, Vertical 280mm H, Flange Mtg, Cap Top, 8.8kN Cantilever, w/Cap & Pin, AS1137 Part 3, Dwg 32080-A3-1, Pack of 2 | PENTA | PENTA AUST (TMAC THEW & MCCANN/HYLEC) | PA30070 | CURRENT | 1
4554 | INSULATOR,STANDOFF | Pedestal Post, Porcelain, Pin, 11kV Nom, Vertical 280mm H, Flange Mtg, Cap Top, 8.8kN Cantilever, w/Cap & Pin, AS1137 Part 3, Dwg 32080-A3-1, Pack of 2 | THEWMCAN | TMAC THEW & MCCANN GROUP | TM00717 | CURRENT | 2
4554 | INSULATOR,STANDOFF | Pedestal Post, Porcelain, Pin, 11kV Nom, Vertical 280mm H, Flange Mtg, Cap Top, 8.8kN Cantilever, w/Cap & Pin, AS1137 Part 3, Dwg 32080-A3-1, Pack of 2 | NZI |  | 104140 | CURRENT | 2
4554 | INSULATOR,STANDOFF | Pedestal Post, Porcelain, Pin, 11kV Nom, Vertical 280mm H, Flange Mtg, Cap Top, 8.8kN Cantilever, w/Cap & Pin, AS1137 Part 3, Dwg 32080-A3-1, Pack of 2 | MORLYNN | MORLYNN | H11265 | CURRENT | 2
4559 | INSULATOR,ELEC POWER CABLE SUPPORT BKT | UNGLAZED NO 1;PORCELAIN;FOR SUPPORTING CABLE ON CABLE SUPPORT BRACKETS (06609 & 06610) IN CONCRETE JOINT PITS;PACK OF 10; | JBJOINT | JB JOINTING SUPPLIES PTY LTD | PORCELAIN - LARGE | CURRENT | 2
4559 | INSULATOR,ELEC POWER CABLE SUPPORT BKT | UNGLAZED NO 1;PORCELAIN;FOR SUPPORTING CABLE ON CABLE SUPPORT BRACKETS (06609 & 06610) IN CONCRETE JOINT PITS;PACK OF 10; | QLDPOTTR |  | TCS4559 | CURRENT | 1
4565 | CAP,BREATHER | CAST ALUMINIUM;COWLED 1 IN WATER PIPE THREAD;TO SUIT PWA TYPE 11 KV TRANSFORMER; | TYREE | TYREE INDUSTRIES PL MITTAGONG NSW | 103226 | PURCHASE AS REQUIRED | 1
4571 | TRANSFORMER,CURRENT | MEASUREMENT,WINDOW TYPE,TOROIDAL;INDOOR; FOR METERING;660 V;3000/2000/1200/5 AMP; 15 VA;CLASS 1;EXT 200%;ON 1200/5 AMP; SINGLE PHASE;50 HZ;C/W FOOT MTG BKT; | STEMAR |  | 4571 | CURRENT | 1
4596 | DISCONNECTOR,HIGH VOLTAGE | 36 KV;1600 AMP;25 KA FOR 3 SEC ;SINGLE PHASE;SINGLE BREAK;LINK STICK OPERATED; SUPPLIED WITH INSULATORS;TYPE DIL 200; CONTRACT CH88 ITEM 14; | A.E.M. | AEM AUSTRALIA PTY LTD | A4816-06 | CURRENT | 1
4602 | SWITCH FUSE GEAR | 12 KV;3 PHASE;400 AMP BKG CAP;30 KA MKG CAP;14.4 KA,1 SEC,SW SH TIME W/STAND CURR;1 FUSE SW;400 AMP NORM CURR;400 AMP BKG CUR R;30 KA MKG CURR;1 PHASE TRIP; | HAZEMEYR |  | MD404SQB/3 | CURRENT | 1
4603 | SWITCH FUSE GEAR | 12 KV;3 PHASE;2 SW;400 AMP BKG CAP; 30 KA MKG CAP;14.4 KA,1 SEC,SW SH TIME W/STAND CURR;1 FUSE SW;400 AMP NORM CURR;400 AMP BKG CURR;30 KA MKG CURR; | HAZEMEYR |  | MAGNEFIX MD401SQB/3 | STRATEGIC SPARE | 1
4604 | SWITCH FUSE GEAR | 12 KV;3 PHASE;3 SW;400 AMP BKG CAP; 30 KA MKG CAP;14.4 KA,1 SEC,SW SH TIME W/STAND CURR;1 FUSE SW;400 AMP NORM CURR;400 AMP BKG CURR;30 KA MKG CURR; | HAZEMEYR |  | MAGNEFIX MD406SQB/3 | PHASING | 1
4609 | ADAPTOR,CONNECTOR,ELECTRICAL | COPPER;SWITCH DISCONNECTOR;250 V; 1250 AMP;FOR LV DISTRIBUTION BOARDS TYPE P;PACK OF 10,PACK WEIGHT 9.5 KG; | ENI | ENI INDUSTRIES PL | 84155 | CURRENT | 1
4609 | ADAPTOR,CONNECTOR,ELECTRICAL | COPPER;SWITCH DISCONNECTOR;250 V; 1250 AMP;FOR LV DISTRIBUTION BOARDS TYPE P;PACK OF 10,PACK WEIGHT 9.5 KG; | GLOBAL | GLOBAL MANUFACTURING GROUP | ENERGEX 108-A2 | CURRENT | 2
4625 | TERMINAL BLOCK | Thermoplastic, Test Type, 440VAC, 10A, TS 32 Mtg, 0.5-4mm2 Conductor Size, 6.5mm Thk ,40mm H, 42mm W, Brown, Pack of 100 | CNWPL | CNW PL - SLACKS CREEK | WEI0412260000 | CURRENT | 1
4625 | TERMINAL BLOCK | Thermoplastic, Test Type, 440VAC, 10A, TS 32 Mtg, 0.5-4mm2 Conductor Size, 6.5mm Thk ,40mm H, 42mm W, Brown, Pack of 100 | HAYMANS | HAYMANS ELECTRICAL | KLI4122.2 | CURRENT | 2
4625 | TERMINAL BLOCK | Thermoplastic, Test Type, 440VAC, 10A, TS 32 Mtg, 0.5-4mm2 Conductor Size, 6.5mm Thk ,40mm H, 42mm W, Brown, Pack of 100 | KLIPPON |  | KLI4122.2 | CURRENT | 2
4629 | TERMINAL BLOCK | FUSE;250 V;10 AMP;RAIL MTG;U/W 4 AMP FUSE LINK SC 04411;PACK OF 20; | HAYMANS | HAYMANS ELECTRICAL | KLI1911.2 | CURRENT | 2
4629 | TERMINAL BLOCK | FUSE;250 V;10 AMP;RAIL MTG;U/W 4 AMP FUSE LINK SC 04411;PACK OF 20; | CNWPL | CNW PL - SLACKS CREEK | WEI0191120000 | CURRENT | 1
4629 | TERMINAL BLOCK | FUSE;250 V;10 AMP;RAIL MTG;U/W 4 AMP FUSE LINK SC 04411;PACK OF 20; | KLIPPON |  | KLI019112 | CURRENT | 2
4631 | TERMINAL BLOCK | MELAMINE;2 TERMINAL FEED THROUGH TYPE; 600 V AC;20 A;RAIL MTG,CLIP-ON;0.75-10 SQ MM CONDUCTOR SIZE;12 MM THK,52.5 MM H,65 MM W;BEIGE;W/DISCONNECT PLUG; | CNWPL | CNW PL - SLACKS CREEK | WEI0324120000 | CURRENT | 1
4631 | TERMINAL BLOCK | MELAMINE;2 TERMINAL FEED THROUGH TYPE; 600 V AC;20 A;RAIL MTG,CLIP-ON;0.75-10 SQ MM CONDUCTOR SIZE;12 MM THK,52.5 MM H,65 MM W;BEIGE;W/DISCONNECT PLUG; | HAYMANS | HAYMANS ELECTRICAL | KLI0324.2 | CURRENT | 2
4631 | TERMINAL BLOCK | MELAMINE;2 TERMINAL FEED THROUGH TYPE; 600 V AC;20 A;RAIL MTG,CLIP-ON;0.75-10 SQ MM CONDUCTOR SIZE;12 MM THK,52.5 MM H,65 MM W;BEIGE;W/DISCONNECT PLUG; | KLIPPON |  | KLI03241.2 | CURRENT | 2
4640 | BUSBAR | LV DISTRIBUTION BOARD;P & S TYPES; COPPER;420 MM LG,75 MM W,6 MM THK; W/6 X 15 MM DIA HOLES,& 1 X M6 TAP HOLE; PACK OF 1; | GLOBAL | GLOBAL MANUFACTURING GROUP | ENERGEX-108-A2-ITEM 11 | PURCHASE AS REQUIRED | 1
4647 | SWITCH,PUSH | 600 V AC/800 V DC;6 AMP,240 V AC/0.4 AMP ,110 V DC;(AC/DC 11 RATING);1 NO,1 NC & N/O CONTACTS;BLACK BUTTON PLATE; 22 MM DIA,FULLY ASSEMBLED;PACK OF 1; | CNWPL | CNW PL - SLACKS CREEK | EATM22DXKIT1 | CURRENT | 2
4647 | SWITCH,PUSH | 600 V AC/800 V DC;6 AMP,240 V AC/0.4 AMP ,110 V DC;(AC/DC 11 RATING);1 NO,1 NC & N/O CONTACTS;BLACK BUTTON PLATE; 22 MM DIA,FULLY ASSEMBLED;PACK OF 1; | KLOCKNER |  | KLOM22-D-X+XD+R+AK11 | CURRENT | 2
4647 | SWITCH,PUSH | 600 V AC/800 V DC;6 AMP,240 V AC/0.4 AMP ,110 V DC;(AC/DC 11 RATING);1 NO,1 NC & N/O CONTACTS;BLACK BUTTON PLATE; 22 MM DIA,FULLY ASSEMBLED;PACK OF 1; | CNWPL | CNW PL - SLACKS CREEK | M22DXKIT1 | CURRENT | 1
4650 | SWITCH,PUSH | 600 V AC/800 V DC;6 AMP,240 V AC/0.4 AMP ,110 V DC;(AC/DC 11 RATING);1 NO,1 NC & N/O CONTACTS;RED BUTTON PLATE; 22 MM DIA;PACK OF 1; | CNWPL | CNW PL - SLACKS CREEK | EATM22DXKIT2 | CURRENT | 2
4650 | SWITCH,PUSH | 600 V AC/800 V DC;6 AMP,240 V AC/0.4 AMP ,110 V DC;(AC/DC 11 RATING);1 NO,1 NC & N/O CONTACTS;RED BUTTON PLATE; 22 MM DIA;PACK OF 1; | CNWPL | CNW PL - SLACKS CREEK | M22DXKIT2 | CURRENT | 1
4650 | SWITCH,PUSH | 600 V AC/800 V DC;6 AMP,240 V AC/0.4 AMP ,110 V DC;(AC/DC 11 RATING);1 NO,1 NC & N/O CONTACTS;RED BUTTON PLATE; 22 MM DIA;PACK OF 1; | KLOCKNER |  | MOEM22DX+XDRAK11 | CURRENT | 2
4654 | CAPACITOR,TEST POINT | FOR RM UNIT;PACK OF 10; | THEWMCAN | TMAC THEW & MCCANN GROUP | MCCTP | PURCHASE AS REQUIRED | 1
4665 | END CLAMP,TERMINAL RAIL | TO SUIT UTILUX H2238 CLIP ON TERMINAL BLOCK;PACK OF 20; | TECONN | TE CONNECTIVITY LTD | H2232/20 | CURRENT | 1
4665 | END CLAMP,TERMINAL RAIL | TO SUIT UTILUX H2238 CLIP ON TERMINAL BLOCK;PACK OF 20; | REXEL | REXEL PTY LTD | UTIH2232/20 | CURRENT | 2
4665 | END CLAMP,TERMINAL RAIL | TO SUIT UTILUX H2238 CLIP ON TERMINAL BLOCK;PACK OF 20; | UTILUX |  | UTIH2232/20 | CURRENT | 2
4668 | MOUNTING BASE,TIEDOWN,ELECTRICAL | ABS PLASTIC;WHITE;ADHESIVE APPLIED; 25.4MM SQ;W/2 HOLES FOR NO 6 (M3) SCREWS;PACK OF 100,CARTON OF 500; CABLE TIE ADHESIVE BACKED MOUNT; | LEGEND | LEGEND POWER SYSTEMS | SAM25NT | CURRENT | 1
4668 | MOUNTING BASE,TIEDOWN,ELECTRICAL | ABS PLASTIC;WHITE;ADHESIVE APPLIED; 25.4MM SQ;W/2 HOLES FOR NO 6 (M3) SCREWS;PACK OF 100,CARTON OF 500; CABLE TIE ADHESIVE BACKED MOUNT; | STATEWD | STATEWIDE FSTNERS & ENG SPLS PL | CSAM25NT | CURRENT | 2
4668 | MOUNTING BASE,TIEDOWN,ELECTRICAL | ABS PLASTIC;WHITE;ADHESIVE APPLIED; 25.4MM SQ;W/2 HOLES FOR NO 6 (M3) SCREWS;PACK OF 100,CARTON OF 500; CABLE TIE ADHESIVE BACKED MOUNT; | CABLACES | CABLACES | CAASAM25NT | CURRENT | 2
4670 | CONNECTOR,BUSBAR | FLEXIBLE,BRAIDED WITH TINNED COPPER PALMS DRILLED WITH 3 X 14 MM HOLES; 315 MM LG,45 MM W,10 MM THK;PACK OF 1; | PLP AUST | PREFORMED LINE PRODUCTS (AUST) | CBL-ENGX-3297-A2-4 | CURRENT | 1
4671 | COVER,ELECTRICAL EQUIPMENT | Magnefix, PVC Dust Cover for Hazemeyer Isolator | HAZEMEYR |  | 3681-326 | CURRENT | 1
4673 | COVER,ELECTRICAL CONNECTOR | POLYTHENE,CLEAR;0.8 MM THK,MIN;CONDUCTOR RANGE UP TO 2.5 SQ MM (7/0.67); | EUGAQUIP |  | COVER,ELECTRICAL 2.5 SQ MM | CURRENT | 1
4680 | COVER,ELECTRICAL EQUIPMENT | PVC,RIGID;GREY;710 MM LG,590 MM W,4.5 MM THK;DUST & PROTECTIVE COVER FOR "P" LV SWITCHBOARD; | INDPLAST |  | COVER,ELECTRICAL 710 MM LG | CURRENT | 1
4683 | CUBICLE,ELECTRICAL EQUIPMENT. | OUTDOOR TYPE 1,FOR LV DISTRIBUTION BOARDS;USED WITH 90 DEG & 180 DEG GROUND TRANSFORMERS;STEEL,PAINTED; 690 MM W,990 MM D,1990 MM H; | ENERGEX | ENERGEX | CUBICLE,ELECTRICAL | MAINTENANCE STOCK | 1
4684 | RACEWAY,NONMETALLIC | OPEN SLOTTED WALLS;PVC,RIGID;GREY; 45 MM W,45 MM H;C/W 50 MM LID; 1 X 2 M LG;PACKEC IN PROTECTIVE PLASTIC BAG & BOUND WITH PALLETISING TAPE | HAYMANS | HAYMANS ELECTRICAL | WATDOS4545 | CURRENT | 1
4684 | RACEWAY,NONMETALLIC | OPEN SLOTTED WALLS;PVC,RIGID;GREY; 45 MM W,45 MM H;C/W 50 MM LID; 1 X 2 M LG;PACKEC IN PROTECTIVE PLASTIC BAG & BOUND WITH PALLETISING TAPE | WATTMAST |  | WATDOS4545 | CURRENT | 2
4689 | FRAME,MOUNTING | PADMOUNT LV DISTRIBUTION BOARDS;TYPE P; PACK OF 1,PACK WEIGHT 15 KG; | EZYSTRUT | EZYSTRUT CABLE & PIPE SUPPORTS | E04689K | PHASING | 1
4691 | CABLE GLAND | POLYETHYLENE;WEATHERPROOF;M20 OD; C/W WASHERS,RINGS,SCREW & LOCKNUT; AS2052;PACK OF 25;FOR MIN CABLE OD 9.0 MM;MAX CABLE OD 12.5 MM; | CNWPL | CNW PL - SLACKS CREEK | CABGN20 | CURRENT | 2
4691 | CABLE GLAND | POLYETHYLENE;WEATHERPROOF;M20 OD; C/W WASHERS,RINGS,SCREW & LOCKNUT; AS2052;PACK OF 25;FOR MIN CABLE OD 9.0 MM;MAX CABLE OD 12.5 MM; | LEGEND | LEGEND POWER SYSTEMS | GN20 | CURRENT | 1
4691 | CABLE GLAND | POLYETHYLENE;WEATHERPROOF;M20 OD; C/W WASHERS,RINGS,SCREW & LOCKNUT; AS2052;PACK OF 25;FOR MIN CABLE OD 9.0 MM;MAX CABLE OD 12.5 MM; | CABLACES | CABLACES | GN20 | CURRENT | 2
4692 | CABLE GLAND | POLYETHYLENE;WEATHERPROOF;M25 OD;C/W WASHERS,RINGS,SCREW & LOCKNUT;AS2052; PACK OF 15;FOR MIN CABLE OD 12.0 MM;MAX CABLE OD 18.0 MM; | CNWPL | CNW PL - SLACKS CREEK | CABGN25 | CURRENT | 2
4692 | CABLE GLAND | POLYETHYLENE;WEATHERPROOF;M25 OD;C/W WASHERS,RINGS,SCREW & LOCKNUT;AS2052; PACK OF 15;FOR MIN CABLE OD 12.0 MM;MAX CABLE OD 18.0 MM; | LEGEND | LEGEND POWER SYSTEMS | GN25 | CURRENT | 1
4692 | CABLE GLAND | POLYETHYLENE;WEATHERPROOF;M25 OD;C/W WASHERS,RINGS,SCREW & LOCKNUT;AS2052; PACK OF 15;FOR MIN CABLE OD 12.0 MM;MAX CABLE OD 18.0 MM; | CABLACES | CABLACES | CABGN25 | CURRENT | 2
4693 | CABLE GLAND | POLYETHYLENE;WEATHERPROOF;M32 OD; C/W WASHERS,RINGS,SCREW & LOCKNUT; AS2052;FOR MIN CABLE OD 17.0 MM; MAX CABLE OD 22.5 MM;PACK OF 1; | CNWPL | CNW PL - SLACKS CREEK | CABGN32 | CURRENT | 2
4693 | CABLE GLAND | POLYETHYLENE;WEATHERPROOF;M32 OD; C/W WASHERS,RINGS,SCREW & LOCKNUT; AS2052;FOR MIN CABLE OD 17.0 MM; MAX CABLE OD 22.5 MM;PACK OF 1; | GENERAL | GENERAL TRADE SUPPLIES | FGL33164 | CURRENT | 2
4693 | CABLE GLAND | POLYETHYLENE;WEATHERPROOF;M32 OD; C/W WASHERS,RINGS,SCREW & LOCKNUT; AS2052;FOR MIN CABLE OD 17.0 MM; MAX CABLE OD 22.5 MM;PACK OF 1; | GENERAL | GENERAL TRADE SUPPLIES | CABLE GLAND. | CURRENT | 2
4693 | CABLE GLAND | POLYETHYLENE;WEATHERPROOF;M32 OD; C/W WASHERS,RINGS,SCREW & LOCKNUT; AS2052;FOR MIN CABLE OD 17.0 MM; MAX CABLE OD 22.5 MM;PACK OF 1; | ESK P/L |  | GTS,PG-32 | CURRENT | 2
4693 | CABLE GLAND | POLYETHYLENE;WEATHERPROOF;M32 OD; C/W WASHERS,RINGS,SCREW & LOCKNUT; AS2052;FOR MIN CABLE OD 17.0 MM; MAX CABLE OD 22.5 MM;PACK OF 1; | CABLACES | CABLACES | GN32 | CURRENT | 2
4693 | CABLE GLAND | POLYETHYLENE;WEATHERPROOF;M32 OD; C/W WASHERS,RINGS,SCREW & LOCKNUT; AS2052;FOR MIN CABLE OD 17.0 MM; MAX CABLE OD 22.5 MM;PACK OF 1; | LEGEND | LEGEND POWER SYSTEMS | GN32 | CURRENT | 1
4694 | CABLE GLAND | POLYETHYLENE;WEATHERPROOF;M40 OD; C/W WASHERS,RINGS,SCREW & LOCKNUT; AS2052;FOR MIN CABLE OD 19 MM; MAX CABLE OD 28 MM;PACK OF 5; | CNWPL | CNW PL - SLACKS CREEK | CABGN40 | CURRENT | 2
4694 | CABLE GLAND | POLYETHYLENE;WEATHERPROOF;M40 OD; C/W WASHERS,RINGS,SCREW & LOCKNUT; AS2052;FOR MIN CABLE OD 19 MM; MAX CABLE OD 28 MM;PACK OF 5; | CABLACES | CABLACES | GN40 | CURRENT | 2
4694 | CABLE GLAND | POLYETHYLENE;WEATHERPROOF;M40 OD; C/W WASHERS,RINGS,SCREW & LOCKNUT; AS2052;FOR MIN CABLE OD 19 MM; MAX CABLE OD 28 MM;PACK OF 5; | LEGEND | LEGEND POWER SYSTEMS | GN40 | CURRENT | 1
4695 | CABLE GLAND | POLYETHYLENE;WEATHERPROOF;M50 OD;C/W WASHERS,RINGS,SCREW & LOCKNUT;FOR MIN CABLE OD 27 MM;MAX CABLE OD 38 MM; PACK OF 2; (issued as each) CTN QTY 84 | CNWPL | CNW PL - SLACKS CREEK | CABGN50 | CURRENT | 2
4695 | CABLE GLAND | POLYETHYLENE;WEATHERPROOF;M50 OD;C/W WASHERS,RINGS,SCREW & LOCKNUT;FOR MIN CABLE OD 27 MM;MAX CABLE OD 38 MM; PACK OF 2; (issued as each) CTN QTY 84 | GENERAL | GENERAL TRADE SUPPLIES | NCG50A | CURRENT | 2
4695 | CABLE GLAND | POLYETHYLENE;WEATHERPROOF;M50 OD;C/W WASHERS,RINGS,SCREW & LOCKNUT;FOR MIN CABLE OD 27 MM;MAX CABLE OD 38 MM; PACK OF 2; (issued as each) CTN QTY 84 | LEGEND | LEGEND POWER SYSTEMS | GN50 | CURRENT | 1
4700 | BASE,ISOLATING JACK. | PLASTIC;RECT;4 GANG;15 KV RMS RATING; ITEM 1 OF SPEC 118;FOR U/W ISOLATING JACK (STOCK CODE 04718) & COVER ()STOCK CODE 04673); | EUGAQUIP |  | BASE,ISOLATING | CURRENT | 1
4712 | END PLATE,TERMINAL BLOCK | TO SUIT WEIDMULLER CLIP ON TERMINAL BLOCK TYPE SAKC10;REFER STOCK CODE 04631 FOR TERMINAL BLOCK;PACK OF 20; | HAYMANS | HAYMANS ELECTRICAL | KLI1467.2 | CURRENT | 2
4712 | END PLATE,TERMINAL BLOCK | TO SUIT WEIDMULLER CLIP ON TERMINAL BLOCK TYPE SAKC10;REFER STOCK CODE 04631 FOR TERMINAL BLOCK;PACK OF 20; | KLIPPON |  | KLI1467.2 | CURRENT | 2
4712 | END PLATE,TERMINAL BLOCK | TO SUIT WEIDMULLER CLIP ON TERMINAL BLOCK TYPE SAKC10;REFER STOCK CODE 04631 FOR TERMINAL BLOCK;PACK OF 20; | CNWPL | CNW PL - SLACKS CREEK | WEI0146720000 | CURRENT | 1
4715 | END PLATE,TERMINAL BLOCK | TO SUIT KLIPPON TERMINAL BLOCKS; PACK OF 20; | HAYMANS | HAYMANS ELECTRICAL | KLI1913.2 | CURRENT | 2
4715 | END PLATE,TERMINAL BLOCK | TO SUIT KLIPPON TERMINAL BLOCKS; PACK OF 20; | KLIPPON |  | KLI1913.2 | CURRENT | 2
4715 | END PLATE,TERMINAL BLOCK | TO SUIT KLIPPON TERMINAL BLOCKS; PACK OF 20; | CNWPL | CNW PL - SLACKS CREEK | WEI0191320000 | CURRENT | 1
4716 | END PLATE,TERMINAL BLOCK | TO SUIT KLIPPON TERMINAL BLOCKS; PACK OF 20; | HAYMANS | HAYMANS ELECTRICAL | KLI2113.2 | CURRENT | 2
4716 | END PLATE,TERMINAL BLOCK | TO SUIT KLIPPON TERMINAL BLOCKS; PACK OF 20; | KLIPPON |  | KLI2113.2 | CURRENT | 2
4716 | END PLATE,TERMINAL BLOCK | TO SUIT KLIPPON TERMINAL BLOCKS; PACK OF 20; | CNWPL | CNW PL - SLACKS CREEK | WEI0211320000 | CURRENT | 1
4719 | PLUG,TIP | BUNCH PIN TYPE;4 MM DIA CONTACT;SCREW TYPE TERMINAL;BLACK PVC INSULATOR; W/4 MM TRANSVERSE HOLE;PACK OF 50, PACK WEIGHT 0.4 KG; | CNWPL | CNW PL - SLACKS CREEK | SOA930-726-100 | CURRENT | 2
4719 | PLUG,TIP | BUNCH PIN TYPE;4 MM DIA CONTACT;SCREW TYPE TERMINAL;BLACK PVC INSULATOR; W/4 MM TRANSVERSE HOLE;PACK OF 50, PACK WEIGHT 0.4 KG; | CNWPL | CNW PL - SLACKS CREEK | RSC641-8019 | CURRENT | 1
4719 | PLUG,TIP | BUNCH PIN TYPE;4 MM DIA CONTACT;SCREW TYPE TERMINAL;BLACK PVC INSULATOR; W/4 MM TRANSVERSE HOLE;PACK OF 50, PACK WEIGHT 0.4 KG; | HIRSCHMN |  | HIR930-726-100 | CURRENT | 2
4720 | PLUG,TIP | BUNCH PIN TYPE;4 MM DIA CONTACT;SCREW TYPE TERMINAL;RED PVC INSULATOR; W/4 MM TRANSVERSE HOLE;PACK OF 50, PACK WEIGHT 0.4 KG; | CNWPL | CNW PL - SLACKS CREEK | SOA930-726-101 | CURRENT | 2
4720 | PLUG,TIP | BUNCH PIN TYPE;4 MM DIA CONTACT;SCREW TYPE TERMINAL;RED PVC INSULATOR; W/4 MM TRANSVERSE HOLE;PACK OF 50, PACK WEIGHT 0.4 KG; | CNWPL | CNW PL - SLACKS CREEK | RSC641-8025 | CURRENT | 1
4720 | PLUG,TIP | BUNCH PIN TYPE;4 MM DIA CONTACT;SCREW TYPE TERMINAL;RED PVC INSULATOR; W/4 MM TRANSVERSE HOLE;PACK OF 50, PACK WEIGHT 0.4 KG; | HIRSCHMN |  | HIR930-726-101 | CURRENT | 2
4727 | SUPPORT SCREW,BRIDGING LINK | ;FOR 10 MM THK TERMINAL BLOCK (UTILUX H2238);STOCK CODE 08701;2 WAY BRIDGING LINK (STOCK CODE 04708),10 WAY BRIDGING LINK (STOCK CODE 04709);PACK OF 100; | REXEL | REXEL PTY LTD | UTIH2236M/100 | CURRENT | 1
4727 | SUPPORT SCREW,BRIDGING LINK | ;FOR 10 MM THK TERMINAL BLOCK (UTILUX H2238);STOCK CODE 08701;2 WAY BRIDGING LINK (STOCK CODE 04708),10 WAY BRIDGING LINK (STOCK CODE 04709);PACK OF 100; | UTILUX |  | UTIH2236M/100 | CURRENT | 2
4733 | TERMINAL BLOCK | MELAMINE;2 TERMINAL FEED THROUGH TYPE; 600 V;115 AMP;RAIL MTG (G32 RAIL SECT); 16-35 SQ MM CONDUCTOR SIZE;18 MM THK, 59 MM H,55 MM W;FOR END PLATE SC 04901; | REXEL | REXEL PTY LTD | UTIH2601/10 | CURRENT | 2
4733 | TERMINAL BLOCK | MELAMINE;2 TERMINAL FEED THROUGH TYPE; 600 V;115 AMP;RAIL MTG (G32 RAIL SECT); 16-35 SQ MM CONDUCTOR SIZE;18 MM THK, 59 MM H,55 MM W;FOR END PLATE SC 04901; | TECONN | TE CONNECTIVITY LTD | H2601/10 | CURRENT | 1
4733 | TERMINAL BLOCK | MELAMINE;2 TERMINAL FEED THROUGH TYPE; 600 V;115 AMP;RAIL MTG (G32 RAIL SECT); 16-35 SQ MM CONDUCTOR SIZE;18 MM THK, 59 MM H,55 MM W;FOR END PLATE SC 04901; | UTILUX |  | H2601 | CURRENT | 2
4735 | TRANSFORMER,ISOLATION | 15 KV - 2 KV;200 OHMS - 600 OHMS; TYPE 8801; | DYNE-IND | DYNE INDUSTRIES PTY LTD | TYPE 8801 | CURRENT | 1
4743 | SWITCH FUSE GEAR | 12 KV;3 PHASE;2 SW;13.1 KA MKG CAP; 1 FUSE SW;200 AMP NORM CURR;13.1 KA MKG CURR;OIL IMMERSED FUSES;3 PHASE TRIP;OIL INSUL;O/D;EXT; | L&C |  | TYPE O | PHASING | 1
4767 | CONNECTOR,RECEPTACLE | SURFACE MTG POWER TYPE;RD STRAIGHT BODY STYLE;2 FLAT PIN,T TYPE POLARISED;15 AMP MAX;32 V MAX;WHITE PVC SHELL;PACK OF 5; REFER STOCK CODE 04911 FOR PLUG TO SUIT; | CLIPSAL | GERARD INDUSTRIES QLD DIVSN P/L | CLI402/32WE | PURCHASE AS REQUIRED | 1
4773 | BASE,SWITCH | PVC;WHITE;RECT;1 GANG,STD PATTERN PLATE TYPE;115 MM LG,73 MM W;PACK OF 10,PACK WEIGHT 1 KG; | REXEL | REXEL PTY LTD | CLI449AWE | CURRENT | 1
4773 | BASE,SWITCH | PVC;WHITE;RECT;1 GANG,STD PATTERN PLATE TYPE;115 MM LG,73 MM W;PACK OF 10,PACK WEIGHT 1 KG; | CLIPSAL | GERARD INDUSTRIES QLD DIVSN P/L | CLI449AWE | CURRENT | 2
4779 | TERMINAL BOX | JUNCTION TYPE;415 V;40 AMP;PVC;RECT, 96 MM LG,68 MM W,48 MM H;5 WAY, (FIVE FIXED 2-SCREW TERMINALS);IMPACT RESISTANT;2 SCREW COVER;PACK OF 10; | REXEL | REXEL PTY LTD | CLI554JF5WE | CURRENT | 1
4779 | TERMINAL BOX | JUNCTION TYPE;415 V;40 AMP;PVC;RECT, 96 MM LG,68 MM W,48 MM H;5 WAY, (FIVE FIXED 2-SCREW TERMINALS);IMPACT RESISTANT;2 SCREW COVER;PACK OF 10; | CLIPSAL | GERARD INDUSTRIES QLD DIVSN P/L | CLI554JF5WE | CURRENT | 5
4782 | TERMINAL BOX | JUNCTION TYPE;415 V;40 AMP;PVC;SQ, ,68 MM X 68 MM,38 MM H;4 WAY, (4 CONNECTORS INCL EARTH);IMPACT RESISTANT;PACK OF 10; | GENERAL | GENERAL TRADE SUPPLIES | JBS/VX221 | CURRENT | 1
4838 | CONDUIT,NONMETALLIC,FLEXIBLE | PVC, 16mm, Grey, Non-Corrugated, 30m Roll, AS/NZS 2053.4 (scm) | HAYMANS | HAYMANS ELECTRICAL | GTSFC16G30M | CURRENT | 2
4838 | CONDUIT,NONMETALLIC,FLEXIBLE | PVC, 16mm, Grey, Non-Corrugated, 30m Roll, AS/NZS 2053.4 (scm) | REXEL | REXEL PTY LTD | PFCPOWFC16GR30 | CURRENT | 1
4838 | CONDUIT,NONMETALLIC,FLEXIBLE | PVC, 16mm, Grey, Non-Corrugated, 30m Roll, AS/NZS 2053.4 (scm) | GENERAL | GENERAL TRADE SUPPLIES | 16MMMG | CURRENT | 2
4838 | CONDUIT,NONMETALLIC,FLEXIBLE | PVC, 16mm, Grey, Non-Corrugated, 30m Roll, AS/NZS 2053.4 (scm) | HAYMANS | HAYMANS ELECTRICAL | RMB 16 FL 30 | CURRENT | 2
4843 | CONDUIT,NONMETALLIC,RIGID | 20 MM NOM SIZE;UPVC;GREY;LT DUTY;SOCKET MOULDED ONE END;4 M LG;AS2053;PACK OF 1050,PACK WEIGHT 670 KG; | TRI UGRD | TRI UNDERGROUND AUSTRALIA PTY LTD | CONMD20 | CURRENT | 1
4843 | CONDUIT,NONMETALLIC,RIGID | 20 MM NOM SIZE;UPVC;GREY;LT DUTY;SOCKET MOULDED ONE END;4 M LG;AS2053;PACK OF 1050,PACK WEIGHT 670 KG; | HAYMANS | HAYMANS ELECTRICAL | PIP20LD | CURRENT | 2
4843 | CONDUIT,NONMETALLIC,RIGID | 20 MM NOM SIZE;UPVC;GREY;LT DUTY;SOCKET MOULDED ONE END;4 M LG;AS2053;PACK OF 1050,PACK WEIGHT 670 KG; | IPLEX | IPLEX PIPELINES AUSTRALIA PTY LTD | A03 | CURRENT | 2
4843 | CONDUIT,NONMETALLIC,RIGID | 20 MM NOM SIZE;UPVC;GREY;LT DUTY;SOCKET MOULDED ONE END;4 M LG;AS2053;PACK OF 1050,PACK WEIGHT 670 KG; | VINIDEX |  | 10020 | CURRENT | 2
4844 | CONDUIT,NONMETALLIC,RIGID | 25 MM NOM SIZE;UPVC;GREY;LT DUTY; SOCKET MOULDED ONE END;4 M LG;AS2053; PACK OF 800,PACK WEIGHT 650 KG; | IPLEX | IPLEX PIPELINES AUSTRALIA PTY LTD | A04 | CURRENT | 2
4844 | CONDUIT,NONMETALLIC,RIGID | 25 MM NOM SIZE;UPVC;GREY;LT DUTY; SOCKET MOULDED ONE END;4 M LG;AS2053; PACK OF 800,PACK WEIGHT 650 KG; | TRI UGRD | TRI UNDERGROUND AUSTRALIA PTY LTD | CONMD25 | CURRENT | 1
4844 | CONDUIT,NONMETALLIC,RIGID | 25 MM NOM SIZE;UPVC;GREY;LT DUTY; SOCKET MOULDED ONE END;4 M LG;AS2053; PACK OF 800,PACK WEIGHT 650 KG; | HAYMANS | HAYMANS ELECTRICAL | PIP25LD | CURRENT | 2
4844 | CONDUIT,NONMETALLIC,RIGID | 25 MM NOM SIZE;UPVC;GREY;LT DUTY; SOCKET MOULDED ONE END;4 M LG;AS2053; PACK OF 800,PACK WEIGHT 650 KG; | VINIDEX |  | 10040 | CURRENT | 2
4850 | SPLICE,CONDUCTOR | CONNECTOR BP;SINGLE SCREW INSULATED CLAMP TYPE; BRASS IN PLASTIC SHROUD;6 SQ MM X 3; PACK OF 50; | CLIPSAL | GERARD INDUSTRIES QLD DIVSN P/L | 563J/50 | CURRENT | 5
4850 | SPLICE,CONDUCTOR | CONNECTOR BP;SINGLE SCREW INSULATED CLAMP TYPE; BRASS IN PLASTIC SHROUD;6 SQ MM X 3; PACK OF 50; | CNWPL | CNW PL - SLACKS CREEK | 563J/50 | CURRENT | 2
4850 | SPLICE,CONDUCTOR | CONNECTOR BP;SINGLE SCREW INSULATED CLAMP TYPE; BRASS IN PLASTIC SHROUD;6 SQ MM X 3; PACK OF 50; | LEGEND | LEGEND POWER SYSTEMS | C32A1 | CURRENT | 2
4850 | SPLICE,CONDUCTOR | CONNECTOR BP;SINGLE SCREW INSULATED CLAMP TYPE; BRASS IN PLASTIC SHROUD;6 SQ MM X 3; PACK OF 50; | CNWPL | CNW PL - SLACKS CREEK | CLI563J/50 | CURRENT | 1
4856 | RACEWAY,NONMETALLIC | OPEN SLOTTED WALLS;PVC,RIGID;GREY; 25 MM W,40 MM H;C/W LID;2 M LG; | REXEL | REXEL PTY LTD | IBOT125.40 | CURRENT | 2
4856 | RACEWAY,NONMETALLIC | OPEN SLOTTED WALLS;PVC,RIGID;GREY; 25 MM W,40 MM H;C/W LID;2 M LG; | IBOCO | IBOCO | BOCT1-25-40 | CURRENT | 2
4856 | RACEWAY,NONMETALLIC | OPEN SLOTTED WALLS;PVC,RIGID;GREY; 25 MM W,40 MM H;C/W LID;2 M LG; | CNWPL | CNW PL - SLACKS CREEK | T12540 | CURRENT | 1
4862 | ELBOW,ELECTRICAL CONDUIT | RIGID PVC;INSPECTION;20 MM;PACK OF 20; | REXEL | REXEL PTY LTD | CLI244/20GY | CURRENT | 2
4862 | ELBOW,ELECTRICAL CONDUIT | RIGID PVC;INSPECTION;20 MM;PACK OF 20; | CNWPL | CNW PL - SLACKS CREEK | CLI244/20GY | CURRENT | 1
4862 | ELBOW,ELECTRICAL CONDUIT | RIGID PVC;INSPECTION;20 MM;PACK OF 20; | CLIPSAL | GERARD INDUSTRIES QLD DIVSN P/L | CLI244/20GRY | CURRENT | 5
4865 | FRAME,MOUNTING | ELECTRICITY SUPPLY PILLAR;STEEL;GALV; SUIT BASE STOCK CODE 06511,COVER STOCK CODE 06932 & LINKING PANEL STOCK CODE 04889;FOR SECURITY PURPOSES ONLY; | DULHUNTY | DULHUNTY INDUSTRIES PTY LTD | ICB-MF | CURRENT | 1
4877 | TERMINAL STRIP | Mini Neutral Link, 100A, 500V, 8 Hole c/w Cover, Front Wiring | CNWPL | CNW PL - SLACKS CREEK | CLIL8 | CURRENT | 2
4877 | TERMINAL STRIP | Mini Neutral Link, 100A, 500V, 8 Hole c/w Cover, Front Wiring | REXEL | REXEL PTY LTD | CLIL8 | CURRENT | 1
4877 | TERMINAL STRIP | Mini Neutral Link, 100A, 500V, 8 Hole c/w Cover, Front Wiring | CLIPSAL | GERARD INDUSTRIES QLD DIVSN P/L | L8 | CURRENT | 5
4888 | PANEL,FUSE | LV;380 MM H,305 MM W,13 MM THK;OPTIONAL ;AS1795,PART 1; | ENERGEX | ENERGEX | PANEL,FUSE | PHASING | 1
4889 | PANEL,LINKING | THREE WAY,TRIPLE ISOLATION;415 V; THREE PANELS EA 420 MM H X 95 MM W; UEP-8 PANEL W/- 3T8/HC NEUTRAL LINK;FOR SECURITY PURPOSES ONLY;PACK OF 1;PACK | STEMAR |  | IIN 04889 | CURRENT | 1
4901 | END PLATE,TERMINAL BLOCK | TO SUIT UTILUX RAIL MOUNTED TERMINAL BLOCK TYPE H2607;REFER STOCK CODE 04733 FOR TERMINAL BLOCK; | UTILUX |  | H2602 | PURCHASE AS REQUIRED | 1
4910 | SHIELD,EXPANSION | PLASTICS,GREEN;RAWL,EXP TYPE; 10 G TO 12 G X 35 MM LG;PACK OF 500; | HOBSON | HOBSON ENGINEERING CO PTY LTD 393904 | MWPFG-35 | CURRENT | 1
4910 | SHIELD,EXPANSION | PLASTICS,GREEN;RAWL,EXP TYPE; 10 G TO 12 G X 35 MM LG;PACK OF 500; | STATEWD | STATEWIDE FSTNERS & ENG SPLS PL | RPG | CURRENT | 2
4911 | CONNECTOR,ELECTRICAL | POWER TYPE;RD STRAIGHT BODY STYLE; 2 FLAT PIN,T TYPE POLARISED;15 AMP MAX; 32 V MAX;CLEAR PVC SHELL;BOX OF 10; | REXEL | REXEL PTY LTD | CLI492/32TR | CURRENT | 1
4911 | CONNECTOR,ELECTRICAL | POWER TYPE;RD STRAIGHT BODY STYLE; 2 FLAT PIN,T TYPE POLARISED;15 AMP MAX; 32 V MAX;CLEAR PVC SHELL;BOX OF 10; | CLIPSAL | GERARD INDUSTRIES QLD DIVSN P/L | CLI492/32TR | CURRENT | 5
4912 | SHIELD,EXPANSION | NYLON;IMPACT ANCHOR;5 MM HOLE DIA; THD NAIL INSERT;25 MM LG;MUSHROOM HD STYLE;BOX OF 100; | STATEWD | STATEWIDE FSTNERS & ENG SPLS PL | ANM525 | CURRENT | 1
4913 | SHIELD,EXPANSION | NYLON;IMPACT ANCHOR;6.5 MM HOLE DIA; THD NAIL INSERT;25 MM LG;MUSHROOM HD STYLE;BOX OF 100; | HOBSON | HOBSON ENGINEERING CO PTY LTD 393904 | MNMNM0650025 | CURRENT | 1
4913 | SHIELD,EXPANSION | NYLON;IMPACT ANCHOR;6.5 MM HOLE DIA; THD NAIL INSERT;25 MM LG;MUSHROOM HD STYLE;BOX OF 100; | STATEWD | STATEWIDE FSTNERS & ENG SPLS PL | ANM6525 | CURRENT | 2
4915 | PLUG,PROTECTIVE,DUST & MOISTURE | PLASTIC REUSABLE COVER;TO SUIT 80 MM CONDUIT;PACK OF 1,PACK WEIGHT 0.15 KG; | IPLEX | IPLEX PIPELINES AUSTRALIA PTY LTD | H174 | CURRENT | 2
4915 | PLUG,PROTECTIVE,DUST & MOISTURE | PLASTIC REUSABLE COVER;TO SUIT 80 MM CONDUIT;PACK OF 1,PACK WEIGHT 0.15 KG; | TRI UGRD | TRI UNDERGROUND AUSTRALIA PTY LTD | TRIDC80 | CURRENT | 1
4915 | PLUG,PROTECTIVE,DUST & MOISTURE | PLASTIC REUSABLE COVER;TO SUIT 80 MM CONDUIT;PACK OF 1,PACK WEIGHT 0.15 KG; | HAYMANS | HAYMANS ELECTRICAL | PIP80CONCAP | CURRENT | 2
4915 | PLUG,PROTECTIVE,DUST & MOISTURE | PLASTIC REUSABLE COVER;TO SUIT 80 MM CONDUIT;PACK OF 1,PACK WEIGHT 0.15 KG; | VINIDEX |  | 39629 | CURRENT | 2
4926 | STRAP,RETAINING | STEEL;HOT DIPPED GALV;SADDLE 2 HOLES; 12.0 MM;PACK OF 100; CTN QTY 2000 | REXEL | REXEL PTY LTD | CLI170HDGM | CURRENT | 1
4926 | STRAP,RETAINING | STEEL;HOT DIPPED GALV;SADDLE 2 HOLES; 12.0 MM;PACK OF 100; CTN QTY 2000 | CLIPSAL | GERARD INDUSTRIES QLD DIVSN P/L | CLI170HDGM | CURRENT | 5
4927 | STRAP,RETAINING | STEEL;HOT DIPPED GALV;SADDLE 2 HOLES; 16 MM (5/8 IN) O/A;PACK OF 100; | REXEL | REXEL PTY LTD | CLI171HDGM | CURRENT | 1
4927 | STRAP,RETAINING | STEEL;HOT DIPPED GALV;SADDLE 2 HOLES; 16 MM (5/8 IN) O/A;PACK OF 100; | HAYMANS | HAYMANS ELECTRICAL | CLI171HDGM | CURRENT | 2
4927 | STRAP,RETAINING | STEEL;HOT DIPPED GALV;SADDLE 2 HOLES; 16 MM (5/8 IN) O/A;PACK OF 100; | CLIPSAL | GERARD INDUSTRIES QLD DIVSN P/L | CLI171HDGM | CURRENT | 5
4928 | STRAP,RETAINING | STEEL;HOT DIPPED GALV;SADDLE 2 HOLES; 20 MM (3/4 IN)O/A;PACK OF 100; | HAYMANS | HAYMANS ELECTRICAL | CLI172HDGM | CURRENT | 1
4928 | STRAP,RETAINING | STEEL;HOT DIPPED GALV;SADDLE 2 HOLES; 20 MM (3/4 IN)O/A;PACK OF 100; | CLIPSAL | GERARD INDUSTRIES QLD DIVSN P/L | CLI172HDGM | CURRENT | 5
4929 | STRAP,RETAINING | STEEL;HOT DIPPED GALV;SADDLE 2 HOLES; 25 MM (1 IN) O/A W;PACK OF 100; | CNWPL | CNW PL - SLACKS CREEK | 06251638/173HDGM | CURRENT | 2
4929 | STRAP,RETAINING | STEEL;HOT DIPPED GALV;SADDLE 2 HOLES; 25 MM (1 IN) O/A W;PACK OF 100; | BLKWOODS | J BLACKWOOD & SON LTD | 06251638/173HDGM | CURRENT | 2
4929 | STRAP,RETAINING | STEEL;HOT DIPPED GALV;SADDLE 2 HOLES; 25 MM (1 IN) O/A W;PACK OF 100; | CNWPL | CNW PL - SLACKS CREEK | CLI173HDGM | CURRENT | 1
4929 | STRAP,RETAINING | STEEL;HOT DIPPED GALV;SADDLE 2 HOLES; 25 MM (1 IN) O/A W;PACK OF 100; | CLIPSAL | GERARD INDUSTRIES QLD DIVSN P/L | CLI173HDGM | CURRENT | 5
4930 | STRAP,RETAINING | STEEL;HOT DIPPED GALV;SADDLE 2 HOLES; 32 MM;PACK OF 50; | CNWPL | CNW PL - SLACKS CREEK | 06313977174HDGM | CURRENT | 2
4930 | STRAP,RETAINING | STEEL;HOT DIPPED GALV;SADDLE 2 HOLES; 32 MM;PACK OF 50; | BLKWOODS | J BLACKWOOD & SON LTD | 06313977/174HDGM | CURRENT | 2
4930 | STRAP,RETAINING | STEEL;HOT DIPPED GALV;SADDLE 2 HOLES; 32 MM;PACK OF 50; | CNWPL | CNW PL - SLACKS CREEK | CLI174HDGM | CURRENT | 1
4930 | STRAP,RETAINING | STEEL;HOT DIPPED GALV;SADDLE 2 HOLES; 32 MM;PACK OF 50; | CLIPSAL | GERARD INDUSTRIES QLD DIVSN P/L | CLI174HDGM | CURRENT | 5
4931 | STRAP,RETAINING | STEEL;HOT DIPPED GALV;SADDLE 2 HOLES; 40 MM (1-1/2 IN) O/A W;BOX OF 50 | HAYMANS | HAYMANS ELECTRICAL | CLI175HDGM | CURRENT | 1
4931 | STRAP,RETAINING | STEEL;HOT DIPPED GALV;SADDLE 2 HOLES; 40 MM (1-1/2 IN) O/A W;BOX OF 50 | CLIPSAL | GERARD INDUSTRIES QLD DIVSN P/L | CLI175HDGM | CURRENT | 5
4932 | STRAP,RETAINING | STEEL;HOT DIPPED GALV;SADDLE 2 HOLES; 50 MM (2 IN) O/A W;BOX OF 20; | HAYMANS | HAYMANS ELECTRICAL | CLI176HDGM | CURRENT | 1
4932 | STRAP,RETAINING | STEEL;HOT DIPPED GALV;SADDLE 2 HOLES; 50 MM (2 IN) O/A W;BOX OF 20; | CLIPSAL | GERARD INDUSTRIES QLD DIVSN P/L | CLI176HDGM | CURRENT | 5
4938 | CONNECTOR,RECEPTACLE | EXTENSION CORD POWER TYPE;RD STRAIGHT BODY STYLE;3 FLAT PIN;15 AMP MAX; 250 V MAX;CLEAR PVC SHELL;PACK OF 10; SUIT 1.5 SQ MM ORDINARY DUTY 3 CORE | CNWPL | CNW PL - SLACKS CREEK | CLI438/15TR | CURRENT | 2
4938 | CONNECTOR,RECEPTACLE | EXTENSION CORD POWER TYPE;RD STRAIGHT BODY STYLE;3 FLAT PIN;15 AMP MAX; 250 V MAX;CLEAR PVC SHELL;PACK OF 10; SUIT 1.5 SQ MM ORDINARY DUTY 3 CORE | CNWPL | CNW PL - SLACKS CREEK | CLI438S15TR | CURRENT | 1
4938 | CONNECTOR,RECEPTACLE | EXTENSION CORD POWER TYPE;RD STRAIGHT BODY STYLE;3 FLAT PIN;15 AMP MAX; 250 V MAX;CLEAR PVC SHELL;PACK OF 10; SUIT 1.5 SQ MM ORDINARY DUTY 3 CORE | CLIPSAL | GERARD INDUSTRIES QLD DIVSN P/L | CLI438/15TR | CURRENT | 5
4940 | CONNECTOR,ELECTRICAL | EXTENSION CORD POWER TYPE;RD STRAIGHT BODY STYLE;3 FLAT PIN;10 AMP MAX;250 V MAX;CLEAR PVC SHELL;PACK OF 10;SUIT 0.75 SQ MM & 1 SQ MM ORDINARY DUTY | BLKWOODS | J BLACKWOOD & SON LTD | 00665753/438-TR | CURRENT | 2
4940 | CONNECTOR,ELECTRICAL | EXTENSION CORD POWER TYPE;RD STRAIGHT BODY STYLE;3 FLAT PIN;10 AMP MAX;250 V MAX;CLEAR PVC SHELL;PACK OF 10;SUIT 0.75 SQ MM & 1 SQ MM ORDINARY DUTY | CNWPL | CNW PL - SLACKS CREEK | CLI438TR | CURRENT | 1
4940 | CONNECTOR,ELECTRICAL | EXTENSION CORD POWER TYPE;RD STRAIGHT BODY STYLE;3 FLAT PIN;10 AMP MAX;250 V MAX;CLEAR PVC SHELL;PACK OF 10;SUIT 0.75 SQ MM & 1 SQ MM ORDINARY DUTY | CLIPSAL | GERARD INDUSTRIES QLD DIVSN P/L | CLI438TR | CURRENT | 5
4959 | CONNECTOR-SWITCH | DUAL COMBINATION SWITCH & SOCKET PLASTICS,WHITE;240 V;10 AMP;3 FLAT FEMALE CONTACTS;ROCKER SWITCH; PACK OF 10; | TECONN | TE CONNECTIVITY LTD | HPM777WE | CURRENT | 1
4959 | CONNECTOR-SWITCH | DUAL COMBINATION SWITCH & SOCKET PLASTICS,WHITE;240 V;10 AMP;3 FLAT FEMALE CONTACTS;ROCKER SWITCH; PACK OF 10; | HAYMANS | HAYMANS ELECTRICAL | HPM777WE | CURRENT | 2
4959 | CONNECTOR-SWITCH | DUAL COMBINATION SWITCH & SOCKET PLASTICS,WHITE;240 V;10 AMP;3 FLAT FEMALE CONTACTS;ROCKER SWITCH; PACK OF 10; | HPM |  | HPM777WE | CURRENT | 2
4966 | SWITCH,ROTARY | 250 V AC;10 AMP;1 POLE,ON-OFF,2 POSN; ALUMINIUM BODY,2 M20 CONDUIT ENTRIES; WEATHERPROOF & HOSEPROOF;SURFACE MTG; STD GREY;IP66-AS1939-1981;PACK SIZE 1; | NILSEN |  | ROWCO RSW110M | PURCHASE AS REQUIRED | 1
4977 | ADAPTOR,ELECTRICAL CONDUIT | TERMINATOR,STRAIGHT TYPE;NYLON;BLACK; 16 MM MALE THD,16 MM PLAIN MALE END; ;AS2053;RIGID PVC ADAPTOR,MALE THD-16 MM CONDUIT PLAIN MALE END FITS 16 MM | REXEL | REXEL PTY LTD | CLI269/16BK | CURRENT | 1
4977 | ADAPTOR,ELECTRICAL CONDUIT | TERMINATOR,STRAIGHT TYPE;NYLON;BLACK; 16 MM MALE THD,16 MM PLAIN MALE END; ;AS2053;RIGID PVC ADAPTOR,MALE THD-16 MM CONDUIT PLAIN MALE END FITS 16 MM | CLIPSAL | GERARD INDUSTRIES QLD DIVSN P/L | 269/16 | CURRENT | 5
4979 | BEND,ELECTRICAL CONDUIT | NYLON;BLACK;SCREWED;20 MM;TERMINATOR, ANGLE TYPE;PACK OF 20; | BLKWOODS | J BLACKWOOD & SON LTD | 01917552/269A20 | PURCHASE AS REQUIRED | 2
4979 | BEND,ELECTRICAL CONDUIT | NYLON;BLACK;SCREWED;20 MM;TERMINATOR, ANGLE TYPE;PACK OF 20; | CNWPL | CNW PL - SLACKS CREEK | CLI269A20BK | PURCHASE AS REQUIRED | 1
4979 | BEND,ELECTRICAL CONDUIT | NYLON;BLACK;SCREWED;20 MM;TERMINATOR, ANGLE TYPE;PACK OF 20; | CLIPSAL | GERARD INDUSTRIES QLD DIVSN P/L | 269A/20 | PURCHASE AS REQUIRED | 5
4981 | ADAPTOR,ELECTRICAL CONDUIT | TERMINATOR,STRAIGHT TYPE;NYLON;BLACK; 20 MM MALE THD,20 MM PLAIN MALE END; AS2053;PACK OF 20 RIGID PVC ADAPTOR,MALE THD-20 MM CONDUIT,PLAIN MALE END FITS 20 | BLKWOODS | J BLACKWOOD & SON LTD | 01917154/269/20-BK | CURRENT | 1
4981 | ADAPTOR,ELECTRICAL CONDUIT | TERMINATOR,STRAIGHT TYPE;NYLON;BLACK; 20 MM MALE THD,20 MM PLAIN MALE END; AS2053;PACK OF 20 RIGID PVC ADAPTOR,MALE THD-20 MM CONDUIT,PLAIN MALE END FITS 20 | CLIPSAL | GERARD INDUSTRIES QLD DIVSN P/L | CLI269/20 | CURRENT | 2
4982 | CONNECTOR,ELECTRICAL | EXTENSION CORD POWER TYPE;RD STRAIGHT BODY TYPE;3 FLAT PIN;10 AMP MAX; 250 V MAX;CLEAR PVC SHELL;PACK OF 10;SUIT 0.75 SQ MM & 1 SQ MM ORDINARY DUTY | REXEL | REXEL PTY LTD | CLI439STR | CURRENT | 2
4982 | CONNECTOR,ELECTRICAL | EXTENSION CORD POWER TYPE;RD STRAIGHT BODY TYPE;3 FLAT PIN;10 AMP MAX; 250 V MAX;CLEAR PVC SHELL;PACK OF 10;SUIT 0.75 SQ MM & 1 SQ MM ORDINARY DUTY | CNWPL | CNW PL - SLACKS CREEK | CLI439STR | CURRENT | 1
4982 | CONNECTOR,ELECTRICAL | EXTENSION CORD POWER TYPE;RD STRAIGHT BODY TYPE;3 FLAT PIN;10 AMP MAX; 250 V MAX;CLEAR PVC SHELL;PACK OF 10;SUIT 0.75 SQ MM & 1 SQ MM ORDINARY DUTY | CLIPSAL | GERARD INDUSTRIES QLD DIVSN P/L | CLI439STR | CURRENT | 5
4983 | CONNECTOR,ELECTRICAL | EXTENSION CORD POWER TYPE;RD STRAIGHT BODY STYLE;3 FLAT PIN;15 AMP MAX;250 V MAX;CLEAR PVC SHELL;BOX OF 10;SUIT 1.5 SQ MM ORDINARY DUTY 3 CORE | TECONN | TE CONNECTIVITY LTD | CLI439S15TR | PURCHASE AS REQUIRED | 1
4983 | CONNECTOR,ELECTRICAL | EXTENSION CORD POWER TYPE;RD STRAIGHT BODY STYLE;3 FLAT PIN;15 AMP MAX;250 V MAX;CLEAR PVC SHELL;BOX OF 10;SUIT 1.5 SQ MM ORDINARY DUTY 3 CORE | CLIPSAL | GERARD INDUSTRIES QLD DIVSN P/L | CLI439S15TR | PURCHASE AS REQUIRED | 5
5043 | THERMOMETER,SELF-INDICATING,BIMETALLIC | 44 MM DIAL,203 MM LG STEM; 100 TO 400 DEG C;HAND HELD; | WIKA | WIKA AUSTRALIA P/L (MANUFACTURER) | TEL TRU GT-100-R-400 | CURRENT | 1
5044 | THERMOMETER,SELF-INDICATING,BIMETALLIC | 76 MM DIAL,457 MM LG STEM;0 TO 200 DEG C ;1/2 IN BSP CONNECTION,REAR ENTRY; | INSENGIN |  | GT300R | CURRENT | 1
5051 | BLOCK,TEST,METER | Bakelite, Rect, 10 Terminal Holes, 6mm Dia, Integral E-Link for Star & Earth, for Current Transformer Metering Jobs, Unbranded Cover | EUGAQUIP |  | TB 071 CEL | CURRENT | 2
5051 | BLOCK,TEST,METER | Bakelite, Rect, 10 Terminal Holes, 6mm Dia, Integral E-Link for Star & Earth, for Current Transformer Metering Jobs, Unbranded Cover | CLIPSAL | GERARD INDUSTRIES QLD DIVSN P/L | 1008B | CURRENT | 1
5063 | INDICATOR,MAXIMUM DEMAND | THERMAL AMMETER;3 PHASE,0 TO 6 AMP, 2 KV/MIN INSULATION;30 MIN TIME LAG; | WFENERGY | WF ENERGY CONTROLS | 73D0000060PS | PURCHASE AS REQUIRED | 1
5067 | LEAD,SHORTING | C.T.SECONDARY SHORTING;10 AMP,HRC FUSE; TEST CLIPS CONNECTION; | PENTA | PENTA AUST (TMAC THEW & MCCANN/HYLEC) | PA12763 | CURRENT | 1
5067 | LEAD,SHORTING | C.T.SECONDARY SHORTING;10 AMP,HRC FUSE; TEST CLIPS CONNECTION; | THEWMCAN | TMAC THEW & MCCANN GROUP | TM12763 | CURRENT | 2
5067 | LEAD,SHORTING | C.T.SECONDARY SHORTING;10 AMP,HRC FUSE; TEST CLIPS CONNECTION; | THEWMCAN | TMAC THEW & MCCANN GROUP | 5067 | CURRENT | 2
5129 | PLATE,IDENTIFICATION | ALUMINIUM;CONSUMER METERING CURRENT TRANSFORMER RATIO IDENTIFICATION PLATE; LEGEND-ENERGEX CT RATIO 200/5;SILVER ON BLACK BACKGROUND;58 MM LG,22 MM W,0.6 MM | CUTLER | CUTLER BRANDS PTY LTD | ENERGE-5129 | CURRENT | 1
5129 | PLATE,IDENTIFICATION | ALUMINIUM;CONSUMER METERING CURRENT TRANSFORMER RATIO IDENTIFICATION PLATE; LEGEND-ENERGEX CT RATIO 200/5;SILVER ON BLACK BACKGROUND;58 MM LG,22 MM W,0.6 MM | ES | QUALITY ENGRAVING SERVICES PTY LTD | 5129 | CURRENT | 2
5129 | PLATE,IDENTIFICATION | ALUMINIUM;CONSUMER METERING CURRENT TRANSFORMER RATIO IDENTIFICATION PLATE; LEGEND-ENERGEX CT RATIO 200/5;SILVER ON BLACK BACKGROUND;58 MM LG,22 MM W,0.6 MM | ARTCRAFT | ARTCRAFT PTY LTD | SE009-Q | CURRENT | 2
5130 | PLATE,IDENTIFICATION | ALUMINIUM;CONSUMER METERING CURRENT TRANSFORMER RATIO IDENTIFICATION PLATE; LEGEND-ENERGEX CT RATIO 800-5;SILVER ON BLACK BACKGROUND;58 MM LG,22 MM W,0.6 MM | CUTLER | CUTLER BRANDS PTY LTD | ENERGE-5130 | CURRENT | 1
5130 | PLATE,IDENTIFICATION | ALUMINIUM;CONSUMER METERING CURRENT TRANSFORMER RATIO IDENTIFICATION PLATE; LEGEND-ENERGEX CT RATIO 800-5;SILVER ON BLACK BACKGROUND;58 MM LG,22 MM W,0.6 MM | ES | QUALITY ENGRAVING SERVICES PTY LTD | 5130 | CURRENT | 2
5130 | PLATE,IDENTIFICATION | ALUMINIUM;CONSUMER METERING CURRENT TRANSFORMER RATIO IDENTIFICATION PLATE; LEGEND-ENERGEX CT RATIO 800-5;SILVER ON BLACK BACKGROUND;58 MM LG,22 MM W,0.6 MM | ARTCRAFT | ARTCRAFT PTY LTD | SE010-Q | CURRENT | 2
5134 | RELAY-ASSEMBLY,PHASE FAILURE | PHASE SEQUENCE TYPE;PVC MOULDED,11 PIN BASE,NYLON BASE COVER,HOLD DOWN SPRING; FOR PHASE FAILURE RELAY STOCK CODE 05135 & 11973;PACK OF 1; | HAYMANS | HAYMANS ELECTRICAL | CGVZPD11 | CURRENT | 1
5134 | RELAY-ASSEMBLY,PHASE FAILURE | PHASE SEQUENCE TYPE;PVC MOULDED,11 PIN BASE,NYLON BASE COVER,HOLD DOWN SPRING; FOR PHASE FAILURE RELAY STOCK CODE 05135 & 11973;PACK OF 1; | HAYMANS | HAYMANS ELECTRICAL | ZPD11A 10 AMP | CURRENT | 2
5134 | RELAY-ASSEMBLY,PHASE FAILURE | PHASE SEQUENCE TYPE;PVC MOULDED,11 PIN BASE,NYLON BASE COVER,HOLD DOWN SPRING; FOR PHASE FAILURE RELAY STOCK CODE 05135 & 11973;PACK OF 1; | HAYMANS | HAYMANS ELECTRICAL | NHP PPD-11 | CURRENT | 2
5134 | RELAY-ASSEMBLY,PHASE FAILURE | PHASE SEQUENCE TYPE;PVC MOULDED,11 PIN BASE,NYLON BASE COVER,HOLD DOWN SPRING; FOR PHASE FAILURE RELAY STOCK CODE 05135 & 11973;PACK OF 1; | ELECTMTC |  | S411(BASE)BB4(COVER)HF SPRING | CURRENT | 2
5215 | LAMP,INCANDESCENT | GENERAL SERVICE;FIL;250,255 OR 260 V; 100 W;BC (B22) CAP;STD SHAPE;CLEAR; CARTON OF 100; | GERARD | GERARD PROFESSIONAL SOLUTIONS PL | 603018AC | PHASING | 1
5233 | LAMP,FLUORESCENT | TUBULAR;SWITCH START;FL18W;840-4000K; TRI-PHOS;25/38 MM DIA,600 MM LG;CARTON OF 25, PACK WEIGHT 3.0 KG; | GERARD | GERARD PROFESSIONAL SOLUTIONS PL | 218048 | CURRENT | 1
5234 | LAMP,FLUORESCENT | TUBULAR;SWITCH START;36/40 W;BIPIN G13 CAP;WHITE;25/38 MM DIA,1200 MM LG; CARTON OF 25, PACK WEIGHT 7.0 KG; | GERARD | GERARD PROFESSIONAL SOLUTIONS PL | 218010 | CURRENT | 1
5244 | LAMP,MERCURY VAPOUR | HP,COLOUR CORRECTED;250 V;250 W;E40/45 CAP;CARTON OF 12,PACK WEIGHT 3.66 KG; | GERARD | GERARD PROFESSIONAL SOLUTIONS PL | 645003 | PHASING | 1
5246 | LAMP,MERCURY VAPOUR | NON COLOUR CORRECTED;250 V;400 W;E40/45 CAP;CLEAR TUBULAR;12 PER CARTON,PACK WEIGHT 3.5 KG; | EYE |  | HT400 | PHASING | 1
5264 | LAMP,INCANDESCENT | GENERAL SERVICE;PILOT;240 V;15 W; SES CAP;CLEAR;FOR USE TEST LAMPS ONLY; PACK OF 100; | PENTA | PENTA AUST (TMAC THEW & MCCANN/HYLEC) | PA12748 | CURRENT | 1
5264 | LAMP,INCANDESCENT | GENERAL SERVICE;PILOT;240 V;15 W; SES CAP;CLEAR;FOR USE TEST LAMPS ONLY; PACK OF 100; | THEWMCAN | TMAC THEW & MCCANN GROUP | TM12748 | CURRENT | 2
5264 | LAMP,INCANDESCENT | GENERAL SERVICE;PILOT;240 V;15 W; SES CAP;CLEAR;FOR USE TEST LAMPS ONLY; PACK OF 100; | SYLVANIA | SYLVANIA SCHREDER | 206090 | CURRENT | 2
5268 | LAMP,SODIUM | HP;150 W;250 V;GES (E40/45) CAP;CLEAR BULB;CARTON OF 12,PACK WEIGHT 2.62 KG; | PHILIPS | PHILIPS AUSTRALIA PTY LTD | 928487100096 | CURRENT | 1
5268 | LAMP,SODIUM | HP;150 W;250 V;GES (E40/45) CAP;CLEAR BULB;CARTON OF 12,PACK WEIGHT 2.62 KG; | GERARD | GERARD PROFESSIONAL SOLUTIONS PL | 673140 | CURRENT | 2
5269 | LAMP,SODIUM | EXTERNAL IGNITOR TYPE;HP;150 W;250 V; GES (E40/45) CAP;DIFFUSE BULB;CARTON OF 12, PACK WEIGHT 1.56 KG; | PHILIPS | PHILIPS AUSTRALIA PTY LTD | 928486800091 | CURRENT | 1
5269 | LAMP,SODIUM | EXTERNAL IGNITOR TYPE;HP;150 W;250 V; GES (E40/45) CAP;DIFFUSE BULB;CARTON OF 12, PACK WEIGHT 1.56 KG; | GERARD | GERARD PROFESSIONAL SOLUTIONS PL | 673150 | CURRENT | 2
5270 | LAMP,SODIUM | HP;250 W;250 V;GES (E40/45) CAP;CLEAR BULB;CARTON OF 12; | PHILIPS | PHILIPS AUSTRALIA PTY LTD | 928487200098 | CURRENT | 1
5270 | LAMP,SODIUM | HP;250 W;250 V;GES (E40/45) CAP;CLEAR BULB;CARTON OF 12; | GERARD | GERARD PROFESSIONAL SOLUTIONS PL | 672060 | CURRENT | 2
5271 | LAMP,SODIUM | EXTERNAL IGNITOR TYPE;HP;250 W;250 V; GES (E40/45) CAP;DIFFUSE BULB;CARTON OF 12, PACK WEIGHT 2.4 KG; | PHILIPS | PHILIPS AUSTRALIA PTY LTD | 928486900091 | CURRENT | 1
5271 | LAMP,SODIUM | EXTERNAL IGNITOR TYPE;HP;250 W;250 V; GES (E40/45) CAP;DIFFUSE BULB;CARTON OF 12, PACK WEIGHT 2.4 KG; | GERARD | GERARD PROFESSIONAL SOLUTIONS PL | 672070 | CURRENT | 2
5273 | LAMP,SODIUM | EXTERNAL IGNITOR TYPE;HP;400 W;250 V; GES (E40/45) CAP;CLEAR BULB;CARTON OF 12,PACK WEIGHT 2.04 KG; | PHILIPS | PHILIPS AUSTRALIA PTY LTD | 928487300098 | CURRENT | 1
5273 | LAMP,SODIUM | EXTERNAL IGNITOR TYPE;HP;400 W;250 V; GES (E40/45) CAP;CLEAR BULB;CARTON OF 12,PACK WEIGHT 2.04 KG; | GERARD | GERARD PROFESSIONAL SOLUTIONS PL | 672040 | CURRENT | 2
5274 | LAMP,SODIUM | EXTERNAL IGNITOR TYPE;HP;400 W;250 V; GES (E40/45) CAP;DIFFUSE BULB;CARTON OF 6,PACK WEIGHT 1.5 KG; | GERARD | GERARD PROFESSIONAL SOLUTIONS PL | 672050 | CURRENT | 1
5290 | LAMP,INCANDESCENT | GENERAL SERVICE;TUNGSTEN HALOGEN;245 V; 500 W;TUBULAR;9 MM DIA;CLEAR/PEARL; 119 MM LG;USED IN SUBSTATION FLOODLIGHTS ;PACK OF 10; | GERARD | GERARD PROFESSIONAL SOLUTIONS PL | 587000 | CURRENT | 1
5300 | HOLDER,PHOTOELECTRIC CELL | D-2 TYPE;FOR LOW RATING P.E.CELL; PACK OF 200,PACK WEIGHT 7.0 KG; FOR MINOR ROAD LANTERNS; | LEGEND | LEGEND POWER SYSTEMS | HNS-D2BASE | CURRENT | 1
5302 | HOLDER,PHOTOELECTRIC CELL | NEMA Socket Base, Plug-in Electronic Component, for High Rating PE Cell c/w Bracket for Pole Mounting, EQTS 05-01-02 | SYLVANIA | SYLVANIA SCHREDER | Z15229 | CURRENT | 1
5302 | HOLDER,PHOTOELECTRIC CELL | NEMA Socket Base, Plug-in Electronic Component, for High Rating PE Cell c/w Bracket for Pole Mounting, EQTS 05-01-02 | TYCO | TYCO | 2213362-2 | CURRENT | 2
5306 | COVER,ILLUMINATION,LIGHTING FIXTURE. | ACRYLIC,CLEAR;FOR USE ON GREENDALE STRADALUX TYPE 128.00 MK 11 S/L LANTERN; HIGH IMPACT;CARTON OF 2;SUPPLIED FITTED WITH CLIPS; | THORNLIT |  | 96019503 | CURRENT | 1
5335 | BRACKET,MOUNTING,STREET LIGHTING FIXTURE | STEEL;GALV;0.5 M LG;34 MM SPIGOT;UNWIRED ;FOR USE ON MINOR ROADS;TYPE M1;SUITABLE FOR BRACKET FUSE;OLD STOCK WAS 0.3 M LG | GM POLES | GM POLES PTY LTD | SL-WPB-MI3 | PHASING | 1
5335 | BRACKET,MOUNTING,STREET LIGHTING FIXTURE | STEEL;GALV;0.5 M LG;34 MM SPIGOT;UNWIRED ;FOR USE ON MINOR ROADS;TYPE M1;SUITABLE FOR BRACKET FUSE;OLD STOCK WAS 0.3 M LG | GREATWST |  | SL-WB-M1 | PHASING | 2
5346 | BRACKET,MOUNTING,STREET LIGHTING FIXTURE | STEEL;GALV;4.5 M LG;42 MM SPIGOT;2.5 M UPLIFT;T5;LESS STAYS;C/W CLAMPS,BOLTS, NUTS & WASHERS;REFER STOCK CODE 16580 FOR STANDARD STAYS,STOCK CODES 16581 & | GM POLES | GM POLES PTY LTD | SL-WB-T5 | CURRENT | 1
5376 | CONTACTOR | 3 POLE;415 V AC;15 KW (AC3);50 HZ;240 V AC COIL;1 N/O CONTACTS;DIN RAIL MTG; IEC 158-1; | HAWKSIDD | HAWKER SIDDELEY SWITCHGEAR LTD | 100C3OT10 | CURRENT | 1
5385 | COVER,ILLUMINATION,LIGHTING FIXTURE. | ACRYLIC,CLEAR;FOR USE ON GEC SL4750 ASTRA S/L LANTERN; | ALCOAUST |  | COVER,ILLUMINATION,SL4750 | PHASING | 1
5389 | OUTREACH HEADFRAME | Major Road, High Mast, 4 Way, Galv Steel, EQTS 05-02-01, Dwg 05-02-06 (scm) | INGALEPS | INGAL EPS (CONTRACTOR) | GEX05390 | CURRENT | 2
5389 | OUTREACH HEADFRAME | Major Road, High Mast, 4 Way, Galv Steel, EQTS 05-02-01, Dwg 05-02-06 (scm) | IUPOLE | INTERNATIONAL UTILITY POLES PTY LTD | EX-5389 | CURRENT | 2
5389 | OUTREACH HEADFRAME | Major Road, High Mast, 4 Way, Galv Steel, EQTS 05-02-01, Dwg 05-02-06 (scm) | GM POLES | GM POLES PTY LTD | SL HM 4W | CURRENT | 1
5390 | OUTREACH HEADFRAME | Major Road, High Mast, 3 Way, Galv Steel, EQTS 05-02-01, Dwg 05-02-06 (scm) | INGALEPS | INGAL EPS (CONTRACTOR) | GEX05389 | CURRENT | 2
5390 | OUTREACH HEADFRAME | Major Road, High Mast, 3 Way, Galv Steel, EQTS 05-02-01, Dwg 05-02-06 (scm) | IUPOLE | INTERNATIONAL UTILITY POLES PTY LTD | EX-5390 | CURRENT | 2
5390 | OUTREACH HEADFRAME | Major Road, High Mast, 3 Way, Galv Steel, EQTS 05-02-01, Dwg 05-02-06 (scm) | GM POLES | GM POLES PTY LTD | SL HM 3W | CURRENT | 1
5399 | BOX,STREET LIGHT,RELAY MOUNTING | PRESSED OR CAST ALUMINIUM;320 MM NOM H,210 MM NOM W,75 MM NOM D;HOUSING AF RELAY,CIRCUIT BREAKER,CONTACTOR, MOUNTING RAIL & TERMINAL BLOCK; | CABLACES | CABLACES | BOX,STREETLIGHT | PHASING | 1
5401 | IGNITER,LAMP | HP SODIUM,100 W,150 W,250 W,400 W,METAL HALIDE;70 W,150 W,250 W,400 W,240/250 V; STANDARD;3 WAY TERMINAL BLOCK ONLY; PACK OF 5; | PJMARTIN | PETER J MARTIN SALES PTY LTD | PS560L | CURRENT | 1
5487 | PANEL TERMINAL,STREET LIGHTING | FOR MINOR ROAD STREET LIGHT POLE;230 MM X 60 MM PANEL SIZE,C/W APPROVED TERMINAL BLOCK,CIRCUIT BREAKER & DRIP SHIELD; PACK OF 25,PACK WEIGHT 6.25 KG; | MMELEC | MM ELECTRICAL MERCHANDISING | I3SLPMIN-ROK | CURRENT | 2
5487 | PANEL TERMINAL,STREET LIGHTING | FOR MINOR ROAD STREET LIGHT POLE;230 MM X 60 MM PANEL SIZE,C/W APPROVED TERMINAL BLOCK,CIRCUIT BREAKER & DRIP SHIELD; PACK OF 25,PACK WEIGHT 6.25 KG; | FLOWLINE | FLOWLINE INDUSTRIES PTY LTD | ESQ063 | CURRENT | 1
5502 | PHOTOELECTRIC CELL | Switch, NEMA Base, 1800VA High Rating, EQTS 05-01-02 | LEGEND | LEGEND POWER SYSTEMS | HNS910-NEM | CURRENT | 1
5502 | PHOTOELECTRIC CELL | Switch, NEMA Base, 1800VA High Rating, EQTS 05-01-02 | SYLVANIA | SYLVANIA SCHREDER | Z15226 | CURRENT | 1
5502 | PHOTOELECTRIC CELL | Switch, NEMA Base, 1800VA High Rating, EQTS 05-01-02 | TECONN | TE CONNECTIVITY LTD | ALR-SST-PV-IES-UL | CURRENT | 2
5502 | PHOTOELECTRIC CELL | Switch, NEMA Base, 1800VA High Rating, EQTS 05-01-02 | LEGEND | LEGEND POWER SYSTEMS | HNS910-NEMA | CURRENT | 5
5503 | PHOTOELECTRIC CELL | LOW RATING;ELECTRONIC;400 VA FOR USE ON LUMINAIRES TO 125 W;SUITABLE FOR D-2 TYPE BASES,FITTED WITH INTERNAL BLACK CAP SHROUD;PACKS OF 100/CTN OF 500, | LEGEND | LEGEND POWER SYSTEMS | HSC-PE2N | CURRENT | 2
5503 | PHOTOELECTRIC CELL | LOW RATING;ELECTRONIC;400 VA FOR USE ON LUMINAIRES TO 125 W;SUITABLE FOR D-2 TYPE BASES,FITTED WITH INTERNAL BLACK CAP SHROUD;PACKS OF 100/CTN OF 500, | TYCO | TYCO | ALR-D2A-E531 | CURRENT | 1
5503 | PHOTOELECTRIC CELL | LOW RATING;ELECTRONIC;400 VA FOR USE ON LUMINAIRES TO 125 W;SUITABLE FOR D-2 TYPE BASES,FITTED WITH INTERNAL BLACK CAP SHROUD;PACKS OF 100/CTN OF 500, | AUSTEKNS |  | PS2403P1 | CURRENT | 2
5503 | PHOTOELECTRIC CELL | LOW RATING;ELECTRONIC;400 VA FOR USE ON LUMINAIRES TO 125 W;SUITABLE FOR D-2 TYPE BASES,FITTED WITH INTERNAL BLACK CAP SHROUD;PACKS OF 100/CTN OF 500, | SYLVANIA | SYLVANIA SCHREDER | Z60156 | CURRENT | 2
5503 | PHOTOELECTRIC CELL | LOW RATING;ELECTRONIC;400 VA FOR USE ON LUMINAIRES TO 125 W;SUITABLE FOR D-2 TYPE BASES,FITTED WITH INTERNAL BLACK CAP SHROUD;PACKS OF 100/CTN OF 500, | TECONN | TE CONNECTIVITY LTD | BM3157-000 | CURRENT | 2
5504 | STARTER,FLUORESCENT LAMP | 18/20 W;GLOW STARTER;PACK OF 25,CARTON OF 2000;FOR 2 X 18 W LUMINAIRES; | PHILIPS | PHILIPS AUSTRALIA PTY LTD | 928390710103 | CURRENT | 1
5504 | STARTER,FLUORESCENT LAMP | 18/20 W;GLOW STARTER;PACK OF 25,CARTON OF 2000;FOR 2 X 18 W LUMINAIRES; | GERARD | GERARD PROFESSIONAL SOLUTIONS PL | 900008 | CURRENT | 2
5505 | STARTER,FLUORESCENT LAMP | 36/40 W,58/65 W & 80 W;GLOW STARTER; PACK OF 25,CARTON OF 2000; | PHILIPS | PHILIPS AUSTRALIA PTY LTD | 928392210103 | CURRENT | 1
5505 | STARTER,FLUORESCENT LAMP | 36/40 W,58/65 W & 80 W;GLOW STARTER; PACK OF 25,CARTON OF 2000; | GERARD | GERARD PROFESSIONAL SOLUTIONS PL | 900007 | CURRENT | 2
5506 | RACK,CABLE | CHANNEL TYPE;STEEL;GALVABOND;2400 MM O/A LG;100 MM O/A W;ADMIRALTY PATTERN; SQ EDGE;PACK OF 10,PACK WEIGHT 10.8 KG; | EZYSTRUT | EZYSTRUT CABLE & PIPE SUPPORTS | CT100G | CURRENT | 1
5514 | CONTROL BOX,LIGHTING FIXTURE. | MERCURY VAPOUR;400 W MERCURY VAPOUR; 250V;C/W CHOKE, CAPACITOR;BLOCKING INDUCTOR;NEMA PE BASE & TERMINAL BLOCK;FITTED W/20 AMP 10 KA MINIATURE | PJMARTIN | PETER J MARTIN SALES PTY LTD | PMV400D430P | CURRENT | 1
5637 | POLE,PUBLIC LIGHTING,METAL | Major Road, 7.0m, Base Plate Mounted, 350 PCD Bolt Spacing, Galv, EQTS 05-02-01, Dwg 05-02-02 (scm) | INGALEPS | INGAL EPS (CONTRACTOR) | I05637-86 | CURRENT | 2
5637 | POLE,PUBLIC LIGHTING,METAL | Major Road, 7.0m, Base Plate Mounted, 350 PCD Bolt Spacing, Galv, EQTS 05-02-01, Dwg 05-02-02 (scm) | IUPOLE | INTERNATIONAL UTILITY POLES PTY LTD | EX-05637 | CURRENT | 2
5637 | POLE,PUBLIC LIGHTING,METAL | Major Road, 7.0m, Base Plate Mounted, 350 PCD Bolt Spacing, Galv, EQTS 05-02-01, Dwg 05-02-02 (scm) | GM POLES | GM POLES PTY LTD | FBM-07-S | CURRENT | 1
5638 | POLE,PUBLIC LIGHTING | GROUND BURIED;STEEL;GALV;7 M ABOVE GROUND;76 MM OD SPIGOT;FOR MAJOR ROAD;BURIED-IN-GROUND GALV STEEL STREETLIGHT POLES WILL NO LONGER BE | GM POLES | GM POLES PTY LTD | POLE,PUBLIC LIGHTING 7 M | PURCHASE AS REQUIRED | 1
5639 | POLE,PUBLIC LIGHTING,METAL | Major Road, 8.5m, Base Plate Mounted, 350 PCD Bolt Spacing, Galv, EQTS 05-02-01, Dwg 05-02-02 (scm) | INGALEPS | INGAL EPS (CONTRACTOR) | I05639-86 | CURRENT | 2
5639 | POLE,PUBLIC LIGHTING,METAL | Major Road, 8.5m, Base Plate Mounted, 350 PCD Bolt Spacing, Galv, EQTS 05-02-01, Dwg 05-02-02 (scm) | IUPOLE | INTERNATIONAL UTILITY POLES PTY LTD | EX-05639 | CURRENT | 2
5639 | POLE,PUBLIC LIGHTING,METAL | Major Road, 8.5m, Base Plate Mounted, 350 PCD Bolt Spacing, Galv, EQTS 05-02-01, Dwg 05-02-02 (scm) | GM POLES | GM POLES PTY LTD | FBM-08.5-S | CURRENT | 1
5640 | POLE,PUBLIC LIGHTING | GROUND BURIED;STEEL;GALV;8.5 M ABOVE GROUND;76 MM OD SPIGOT;FOR MAJOR ROAD; BURIED-IN-GROUND GALV STEEL STREETLIGHT POLES WILL NO LONGER BE OFFERED TO LOCAL | GM POLES | GM POLES PTY LTD | STEEL;GALV;8.5 M; | PURCHASE AS REQUIRED | 1
5641 | POLE,PUBLIC LIGHTING,METAL | Major Road, 10.0m, Base Plate Mounted, 350 PCD Bolt Spacing, Galv, EQTS 05-02-01, Dwg 05-02-02 (scm) | INGALEPS | INGAL EPS (CONTRACTOR) | I05641-86 | CURRENT | 2
5641 | POLE,PUBLIC LIGHTING,METAL | Major Road, 10.0m, Base Plate Mounted, 350 PCD Bolt Spacing, Galv, EQTS 05-02-01, Dwg 05-02-02 (scm) | IUPOLE | INTERNATIONAL UTILITY POLES PTY LTD | EX-05641 | CURRENT | 2
5641 | POLE,PUBLIC LIGHTING,METAL | Major Road, 10.0m, Base Plate Mounted, 350 PCD Bolt Spacing, Galv, EQTS 05-02-01, Dwg 05-02-02 (scm) | GM POLES | GM POLES PTY LTD | FBM-10-S | CURRENT | 1
5642 | POLE,PUBLIC LIGHTING | GROUND BURIED;STEEL;GALV;10 M ABOVE GROUND;76 MM OD SPIGOT;FOR MAJOR ROAD; BURIED-IN-GROUND GALV STEEL STREETLIGHT POLES WILL NO LONGER BE OFFERED TO LOCAL | GM POLES | GM POLES PTY LTD | STEEL;GALV;10 M; | PURCHASE AS REQUIRED | 1
5644 | POLE,LIGHTNING MAST | BASE PLATE MTD;STEEL;GALV;12 M;114 MM OD SPIGOT;SUBSTATION LIGHTING MAST,USE BOLT ASSEMBLY STOCK CODE 14109,ORDER ON SUBSTATIONS REQUEST ONLY; | POLO |  | POLE,PUBLIC, 12 M | PURCHASE AS REQUIRED | 1
5644 | POLE,LIGHTNING MAST | BASE PLATE MTD;STEEL;GALV;12 M;114 MM OD SPIGOT;SUBSTATION LIGHTING MAST,USE BOLT ASSEMBLY STOCK CODE 14109,ORDER ON SUBSTATIONS REQUEST ONLY; | POLETECH |  | POLE,PUBLIC 12 M | PURCHASE AS REQUIRED | 2
5645 | POLE,PUBLIC LIGHTING,METAL | Major Road, 13.0m, Base Plate Mounted, 500 PCD Bolt Spacing, Galv, EQTS 05-02-01, Dwg 05-02-02 (scm) | INGALEPS | INGAL EPS (CONTRACTOR) | I05645-86 | CURRENT | 2
5645 | POLE,PUBLIC LIGHTING,METAL | Major Road, 13.0m, Base Plate Mounted, 500 PCD Bolt Spacing, Galv, EQTS 05-02-01, Dwg 05-02-02 (scm) | IUPOLE | INTERNATIONAL UTILITY POLES PTY LTD | EX-05645 | CURRENT | 2
5645 | POLE,PUBLIC LIGHTING,METAL | Major Road, 13.0m, Base Plate Mounted, 500 PCD Bolt Spacing, Galv, EQTS 05-02-01, Dwg 05-02-02 (scm) | GM POLES | GM POLES PTY LTD | FBM-13-S | CURRENT | 1
5648 | POLE,LIGHTNING MAST | BASE PLATE MTD;STEEL;GALV;15 M;114 MM OD SPIGOT;SUBSTATION LIGHTING MAST,USE BOLT ASSEMBLY STOCK CODE 14109,ORDER ON SUBSTATIONS REQUEST ONLY; | POLO |  | POLE,LIGHTNING MAST, 15 M | PURCHASE AS REQUIRED | 1
5648 | POLE,LIGHTNING MAST | BASE PLATE MTD;STEEL;GALV;15 M;114 MM OD SPIGOT;SUBSTATION LIGHTING MAST,USE BOLT ASSEMBLY STOCK CODE 14109,ORDER ON SUBSTATIONS REQUEST ONLY; | POLETECH |  | POLE,LIGHTNING MAST 15 M | PURCHASE AS REQUIRED | 2
5727 | OUTREACH ARM | Minor Road, 1.5m Double, 5 Deg Upcast, Galv Steel, EQTS 05-02-01, Dwg 05-02-14 (scm) | INGALEPS | INGAL EPS (CONTRACTOR) | GEX05727 | CURRENT | 2
5727 | OUTREACH ARM | Minor Road, 1.5m Double, 5 Deg Upcast, Galv Steel, EQTS 05-02-01, Dwg 05-02-14 (scm) | IUPOLE | INTERNATIONAL UTILITY POLES PTY LTD | EX-5727 | CURRENT | 2
5727 | OUTREACH ARM | Minor Road, 1.5m Double, 5 Deg Upcast, Galv Steel, EQTS 05-02-01, Dwg 05-02-14 (scm) | GM POLES | GM POLES PTY LTD | OC A15D | CURRENT | 1
5728 | OUTREACH ARM | Major Road, 1.5m Double, Galv Steel, MA5, EQTS 05-02-01, Dwg 05-02-07 (scm) | INGALEPS | INGAL EPS (CONTRACTOR) | XORMD15 | CURRENT | 2
5728 | OUTREACH ARM | Major Road, 1.5m Double, Galv Steel, MA5, EQTS 05-02-01, Dwg 05-02-07 (scm) | IUPOLE | INTERNATIONAL UTILITY POLES PTY LTD | EX-5728 | CURRENT | 2
5728 | OUTREACH ARM | Major Road, 1.5m Double, Galv Steel, MA5, EQTS 05-02-01, Dwg 05-02-07 (scm) | GM POLES | GM POLES PTY LTD | OC C15D | CURRENT | 1
5733 | OUTREACH ARM | Minor Road, 1.5m Single, 5 Deg Upcast, Galv Steel, EQTS 05-02-01, Dwg 05-02-14 (scm) | INGALEPS | INGAL EPS (CONTRACTOR) | GEX05733 | CURRENT | 2
5733 | OUTREACH ARM | Minor Road, 1.5m Single, 5 Deg Upcast, Galv Steel, EQTS 05-02-01, Dwg 05-02-14 (scm) | IUPOLE | INTERNATIONAL UTILITY POLES PTY LTD | EX-5733 | CURRENT | 2
5733 | OUTREACH ARM | Minor Road, 1.5m Single, 5 Deg Upcast, Galv Steel, EQTS 05-02-01, Dwg 05-02-14 (scm) | GM POLES | GM POLES PTY LTD | OC A15S | CURRENT | 1
5734 | OUTREACH ARM | Major Road, 1.5m Single, Galv Steel, MA5, EQTS 05-02-01, Dwg 05-02-07 (scm) | INGALEPS | INGAL EPS (CONTRACTOR) | XORMS15 | CURRENT | 2
5734 | OUTREACH ARM | Major Road, 1.5m Single, Galv Steel, MA5, EQTS 05-02-01, Dwg 05-02-07 (scm) | IUPOLE | INTERNATIONAL UTILITY POLES PTY LTD | EX-5734 | CURRENT | 2
5734 | OUTREACH ARM | Major Road, 1.5m Single, Galv Steel, MA5, EQTS 05-02-01, Dwg 05-02-07 (scm) | GM POLES | GM POLES PTY LTD | OC C15S | CURRENT | 1
5747 | OUTREACH ARM | Major Road, 3.0m Double, Galv Steel, MA6, EQTS 05-02-01, Dwg 05-02-07 (scm) | INGALEPS | INGAL EPS (CONTRACTOR) | XORMD3 | CURRENT | 2
5747 | OUTREACH ARM | Major Road, 3.0m Double, Galv Steel, MA6, EQTS 05-02-01, Dwg 05-02-07 (scm) | IUPOLE | INTERNATIONAL UTILITY POLES PTY LTD | EX-5747 | CURRENT | 2
5747 | OUTREACH ARM | Major Road, 3.0m Double, Galv Steel, MA6, EQTS 05-02-01, Dwg 05-02-07 (scm) | GM POLES | GM POLES PTY LTD | OC C30D | CURRENT | 1
5750 | OUTREACH ARM | Major Road, 3.0m Single, Galv Steel, MA6, EQTS 05-02-01, Dwg 05-02-07 (scm) | INGALEPS | INGAL EPS (CONTRACTOR) | XORMS3 | CURRENT | 2
5750 | OUTREACH ARM | Major Road, 3.0m Single, Galv Steel, MA6, EQTS 05-02-01, Dwg 05-02-07 (scm) | IUPOLE | INTERNATIONAL UTILITY POLES PTY LTD | EX-5750 | CURRENT | 2
5750 | OUTREACH ARM | Major Road, 3.0m Single, Galv Steel, MA6, EQTS 05-02-01, Dwg 05-02-07 (scm) | GM POLES | GM POLES PTY LTD | OC C30S | CURRENT | 1
5869 | CROSSARM,WOOD | HARDWOOD;2700 MM LG;100 MM X 150 MM;ELEC POWER DISTRIBUTION;SPAR,UNDRILLED;PACK OF 12,100 MM SURFACE TO BE PAINTED AND GRADED;TO BE USED FOR THE MANUFACTURE | DALEMYER | DALE MEYERS PTY LTD | HXB3100150FS270 | CURRENT | 1
5869 | CROSSARM,WOOD | HARDWOOD;2700 MM LG;100 MM X 150 MM;ELEC POWER DISTRIBUTION;SPAR,UNDRILLED;PACK OF 12,100 MM SURFACE TO BE PAINTED AND GRADED;TO BE USED FOR THE MANUFACTURE | COFFSHAR | COFFS HARBOUR TRADING | 5869 | CURRENT | 2
5870 | CROSSARM,WOOD | HARDWOOD;3000 MM LG;150 MM X 100 MM;ELEC POWER DISTRIBUTION;SPAR,UNDRILLED;PACK OF 12,150 MM SURFACE TO BE PAINTED AND GRADED;TO BE USED FOR THE MANUFACTURE | DALEMYER | DALE MEYERS PTY LTD | HXB3150100FS300 | CURRENT | 1
5870 | CROSSARM,WOOD | HARDWOOD;3000 MM LG;150 MM X 100 MM;ELEC POWER DISTRIBUTION;SPAR,UNDRILLED;PACK OF 12,150 MM SURFACE TO BE PAINTED AND GRADED;TO BE USED FOR THE MANUFACTURE | COFFSHAR | COFFS HARBOUR TRADING | 3000 MM LG;150 MM X 100 MM | CURRENT | 2
5880 | CAP,POLE | Al, 350mm Dia, 0.55mm Thk, Dwg 10-01-23-1 (P100) (scm) | TECONN | TE CONNECTIVITY LTD | PC-350/1 | CURRENT | 1
5880 | CAP,POLE | Al, 350mm Dia, 0.55mm Thk, Dwg 10-01-23-1 (P100) (scm) | CAPRAL | CAPRAL ALUMINIUM CENTRE | R006035CIRMF000 | CURRENT | 2
5882 | CAP,POLE | Al, 450mm Dia, 0.55mm Thk, Dwg 10-01-23-1 (P100) (scm) | TECONN | TE CONNECTIVITY LTD | PC-450/1 | CURRENT | 1
5882 | CAP,POLE | Al, 450mm Dia, 0.55mm Thk, Dwg 10-01-23-1 (P100) (scm) | ALCAN | CAPRAL ALUMINIUM CENTRES | CAP,POLE 450 MM | CURRENT | 2
5890 | CLAMP,ELECTRICAL | Parallel Groove, 16-70mm2 Al or Steel Main & Tap, 2 Bolt, NT, Transverse Grooved (scm) | CABAC | CABAC (MANUFACTURER) | ALPG16/70-2B | CURRENT | 5
5890 | CLAMP,ELECTRICAL | Parallel Groove, 16-70mm2 Al or Steel Main & Tap, 2 Bolt, NT, Transverse Grooved (scm) | LEGEND | LEGEND POWER SYSTEMS | ALPG16/70-2B | CURRENT | 1
5890 | CLAMP,ELECTRICAL | Parallel Groove, 16-70mm2 Al or Steel Main & Tap, 2 Bolt, NT, Transverse Grooved (scm) | THEWMCAN | TMAC THEW & MCCANN GROUP | TM12129 | CURRENT | 2
5891 | CLAMP,ELECTRICAL | Parallel Groove, 16-120mm2 Al or Steel Main & Tap, 2 Bolt, NT, Transverse Grooved (scm) | CABAC | CABAC (MANUFACTURER) | ALPG16/120-2B | CURRENT | 5
5891 | CLAMP,ELECTRICAL | Parallel Groove, 16-120mm2 Al or Steel Main & Tap, 2 Bolt, NT, Transverse Grooved (scm) | LEGEND | LEGEND POWER SYSTEMS | ALPG16/120-2B | CURRENT | 1
5891 | CLAMP,ELECTRICAL | Parallel Groove, 16-120mm2 Al or Steel Main & Tap, 2 Bolt, NT, Transverse Grooved (scm) | THEWMCAN | TMAC THEW & MCCANN GROUP | TM12126 | CURRENT | 2
5893 | CLAMP,ELECTRICAL | Parallel Groove, 25-150mm2 Al or Steel Main & Tap, 2 Bolt, NT, Transverse Grooved (scm) | CABAC | CABAC (MANUFACTURER) | ALPG16/150-2B | CURRENT | 2
5893 | CLAMP,ELECTRICAL | Parallel Groove, 25-150mm2 Al or Steel Main & Tap, 2 Bolt, NT, Transverse Grooved (scm) | LEGEND | LEGEND POWER SYSTEMS | ALPG16/150-2B | CURRENT | 2
5893 | CLAMP,ELECTRICAL | Parallel Groove, 25-150mm2 Al or Steel Main & Tap, 2 Bolt, NT, Transverse Grooved (scm) | TYCO | TYCO | 3932-FS | CURRENT | 2
5893 | CLAMP,ELECTRICAL | Parallel Groove, 25-150mm2 Al or Steel Main & Tap, 2 Bolt, NT, Transverse Grooved (scm) | ACCULEC | ACCULEC PTY LTD - E18524 | ALPG25/150-2B | CURRENT | 1
5897 | CLAMP,STRAIN | 4 U BOLT;ALUMINIUM ALLOY;ACSR,AAC;FOR CONDUCTOR DIA RANGE OF 14 MM - 20.9 MM; 17.8 KN SWL;C/W HEX CLEVIS PIN & STAINLESS STEEL HUMPBACK SPLIT PINS; | DULMISON | DULMISON (AUST) PTY LTD | DK97612 | CURRENT | 1
5898 | CLAMP,ELECTRICAL | STIRRUP CLAMP TYPE,ALUMINIUM TO COPPER "UNIVERSAL";FOR 7/2.25 MM TO 19/3.75 MM CABLE SIZES;BAGS OF 25; | PLP AUST | PREFORMED LINE PRODUCTS (AUST) | D-STC110-1 | CURRENT | 1
5898 | CLAMP,ELECTRICAL | STIRRUP CLAMP TYPE,ALUMINIUM TO COPPER "UNIVERSAL";FOR 7/2.25 MM TO 19/3.75 MM CABLE SIZES;BAGS OF 25; | DULMISON | DULMISON (AUST) PTY LTD | AST9-500AH | CURRENT | 2
5898 | CLAMP,ELECTRICAL | STIRRUP CLAMP TYPE,ALUMINIUM TO COPPER "UNIVERSAL";FOR 7/2.25 MM TO 19/3.75 MM CABLE SIZES;BAGS OF 25; | DULMISON | DULMISON (AUST) PTY LTD | AST9-250AH | CURRENT | 2
5909 | CLAMP,ELECTRICAL | Parallel Groove, 95-240mm2 Al or Steel Main & Tap, U-Bolt, NT, Transverse Grooved (scm) | PENTA | PENTA AUST (TMAC THEW & MCCANN/HYLEC) | PA12226 | CURRENT | 1
5909 | CLAMP,ELECTRICAL | Parallel Groove, 95-240mm2 Al or Steel Main & Tap, U-Bolt, NT, Transverse Grooved (scm) | THEWMCAN | TMAC THEW & MCCANN GROUP | TM12226 | CURRENT | 2
5910 | DAMPER,VIBRATION,TRANSMISSION LINE | SPIRAL;PVC;19.3 MM DIA CONDUCTOR; 19/3.75 MM AAC;PACK OF 20; PACK WEIGHT 20 KG; | ACCULEC | ACCULEC PTY LTD - E18524 | SVD1432H | CURRENT | 1
5910 | DAMPER,VIBRATION,TRANSMISSION LINE | SPIRAL;PVC;19.3 MM DIA CONDUCTOR; 19/3.75 MM AAC;PACK OF 20; PACK WEIGHT 20 KG; | MACLEAN | MACLEAN POWER PL - E15128 | HVD-145 | CURRENT | 2
5910 | DAMPER,VIBRATION,TRANSMISSION LINE | SPIRAL;PVC;19.3 MM DIA CONDUCTOR; 19/3.75 MM AAC;PACK OF 20; PACK WEIGHT 20 KG; | PLP AUST | PREFORMED LINE PRODUCTS (AUST) | SVD-0106 | CURRENT | 2
5913 | DAMPER,VIBRATION,TRANSMISSION LINE | SPIRAL;PVC;8.29 MM DIA CONDUCTOR; 3/4/2.50 MM ACSR;BOX OF 36, PACK WEIGHT 18 KG; | ACCULEC | ACCULEC PTY LTD - E18524 | SVD0635H | CURRENT | 1
5913 | DAMPER,VIBRATION,TRANSMISSION LINE | SPIRAL;PVC;8.29 MM DIA CONDUCTOR; 3/4/2.50 MM ACSR;BOX OF 36, PACK WEIGHT 18 KG; | MACLEAN | MACLEAN POWER PL - E15128 | HVD-063 | CURRENT | 2
5913 | DAMPER,VIBRATION,TRANSMISSION LINE | SPIRAL;PVC;8.29 MM DIA CONDUCTOR; 3/4/2.50 MM ACSR;BOX OF 36, PACK WEIGHT 18 KG; | PLP AUST | PREFORMED LINE PRODUCTS (AUST) | SVD-0103 | CURRENT | 2
5914 | DAMPER,VIBRATION,TRANSMISSION LINE | SPIRAL;PVC;11.72 MM DIA CONDUCTOR; 7/3.00 MM & 7/3.75 MM AAC;6/1/3.00 MM & 6/1/3.75 MM ACSR;PACK OF 60, PACK WEIGHT 18 KG; | ACCULEC | ACCULEC PTY LTD - E18524 | SVD0830H | CURRENT | 1
5914 | DAMPER,VIBRATION,TRANSMISSION LINE | SPIRAL;PVC;11.72 MM DIA CONDUCTOR; 7/3.00 MM & 7/3.75 MM AAC;6/1/3.00 MM & 6/1/3.75 MM ACSR;PACK OF 60, PACK WEIGHT 18 KG; | MACLEAN | MACLEAN POWER PL - E15128 | HVD-083 | CURRENT | 2
5914 | DAMPER,VIBRATION,TRANSMISSION LINE | SPIRAL;PVC;11.72 MM DIA CONDUCTOR; 7/3.00 MM & 7/3.75 MM AAC;6/1/3.00 MM & 6/1/3.75 MM ACSR;PACK OF 60, PACK WEIGHT 18 KG; | PLP AUST | PREFORMED LINE PRODUCTS (AUST) | SVD-0104 | CURRENT | 2
5915 | DAMPER,VIBRATION,TRANSMISSION LINE | SPIRAL;PVC;14.3 MM DIA CONDUCTOR; 7/4.75 MM AAC;6/4.75 + 7/1.60 MM ACSR; BOX OF30,PACK WEIGHT 15 KG;P.A.R. MAINLY USED ON SPECIFIC JOBS; | ACCULEC | ACCULEC PTY LTD - E18524 | SVD1173H | CURRENT | 1
5915 | DAMPER,VIBRATION,TRANSMISSION LINE | SPIRAL;PVC;14.3 MM DIA CONDUCTOR; 7/4.75 MM AAC;6/4.75 + 7/1.60 MM ACSR; BOX OF30,PACK WEIGHT 15 KG;P.A.R. MAINLY USED ON SPECIFIC JOBS; | MACLEAN | MACLEAN POWER PL - E15128 | HVD-118 | CURRENT | 2
5915 | DAMPER,VIBRATION,TRANSMISSION LINE | SPIRAL;PVC;14.3 MM DIA CONDUCTOR; 7/4.75 MM AAC;6/4.75 + 7/1.60 MM ACSR; BOX OF30,PACK WEIGHT 15 KG;P.A.R. MAINLY USED ON SPECIFIC JOBS; | PLP AUST | PREFORMED LINE PRODUCTS (AUST) | SVD-0105 | CURRENT | 2
5916 | DAMPER,VIBRATION,TRANSMISSION LINE | DOG BONE DAMPER;18.1 MM TO 21.0 MM DIA; BOX OF 6;WEIGHT 18.8 KG; | PLP AUST | PREFORMED LINE PRODUCTS (AUST) | D-DB05B18SS | CURRENT | 2
5916 | DAMPER,VIBRATION,TRANSMISSION LINE | DOG BONE DAMPER;18.1 MM TO 21.0 MM DIA; BOX OF 6;WEIGHT 18.8 KG; | MACLEAN | MACLEAN POWER PL - E15128 | 4D30-23.4 | CURRENT | 2
5916 | DAMPER,VIBRATION,TRANSMISSION LINE | DOG BONE DAMPER;18.1 MM TO 21.0 MM DIA; BOX OF 6;WEIGHT 18.8 KG; | TEN | THE ENERGY NETWORK | 4D20-20.3 | CURRENT | 1
5926 | TERMINAL,LUG | DRILLED PALM,ALUMINIUM,COMPRESSION TYPE; FOR 10-12 MM OD CONDUCTOR (MARS & BANANA );12.70 MM BOLT SIZE;PRE-FILLED;C/W JOINTING COMPOUND;FOR U/W HT-50/70AL | LEGEND | LEGEND POWER SYSTEMS | AL77-12 | CURRENT | 2
5926 | TERMINAL,LUG | DRILLED PALM,ALUMINIUM,COMPRESSION TYPE; FOR 10-12 MM OD CONDUCTOR (MARS & BANANA );12.70 MM BOLT SIZE;PRE-FILLED;C/W JOINTING COMPOUND;FOR U/W HT-50/70AL | TYCO | TYCO | SL50/1 | CURRENT | 2
5926 | TERMINAL,LUG | DRILLED PALM,ALUMINIUM,COMPRESSION TYPE; FOR 10-12 MM OD CONDUCTOR (MARS & BANANA );12.70 MM BOLT SIZE;PRE-FILLED;C/W JOINTING COMPOUND;FOR U/W HT-50/70AL | LEGEND | LEGEND POWER SYSTEMS | AL70-12 | CURRENT | 1
5926 | TERMINAL,LUG | DRILLED PALM,ALUMINIUM,COMPRESSION TYPE; FOR 10-12 MM OD CONDUCTOR (MARS & BANANA );12.70 MM BOLT SIZE;PRE-FILLED;C/W JOINTING COMPOUND;FOR U/W HT-50/70AL | CABLACES | CABLACES | AL77-12 | CURRENT | 2
5926 | TERMINAL,LUG | DRILLED PALM,ALUMINIUM,COMPRESSION TYPE; FOR 10-12 MM OD CONDUCTOR (MARS & BANANA );12.70 MM BOLT SIZE;PRE-FILLED;C/W JOINTING COMPOUND;FOR U/W HT-50/70AL | UTILUX |  | SL50/1 | CURRENT | 5
5931 | TERMINAL,LUG | TUBULAR ALUMINIUM,SECTOR SHAPED,CRIMPED TYPE;FOR 120 SQ MM SOLID SECTOR 3 CORE ALUMINIUM CONDUCTOR;M12 PALM HOLE SIZE; PACK OF 1,PACK WEIGHT 0.3 KG; | TYCO | TYCO | AGS3I120M12/1 (H8610/1 | CURRENT | 1
5931 | TERMINAL,LUG | TUBULAR ALUMINIUM,SECTOR SHAPED,CRIMPED TYPE;FOR 120 SQ MM SOLID SECTOR 3 CORE ALUMINIUM CONDUCTOR;M12 PALM HOLE SIZE; PACK OF 1,PACK WEIGHT 0.3 KG; | UTILUX |  | H8610/1 | CURRENT | 5
5931 | TERMINAL,LUG | TUBULAR ALUMINIUM,SECTOR SHAPED,CRIMPED TYPE;FOR 120 SQ MM SOLID SECTOR 3 CORE ALUMINIUM CONDUCTOR;M12 PALM HOLE SIZE; PACK OF 1,PACK WEIGHT 0.3 KG; | CABLACES | CABLACES | ALS120/3-12 | CURRENT | 2
5949 | LETTER,SIGN | LETTER N;ALUMINIUM;50 MM H,35 MM W,24 G ;W/2 HOLES FOR 12 G CLOUTS,(STOCK CODE 11430)OR 2.4 MM RIVETS (STOCK CODE 15785 );FOR POLE IDENTIFICATION;BAGS OF 100; | POWERENG |  | SF17PE200N | CURRENT | 1
5950 | LETTER,SIGN | LETTER O OR NUMBER 0;ALUMINIUM;50 MM H, 35 MM W,24 G;W/2 HOLES FOR 12 G CLOUTS, (STOCK CODE 11430) OR 2.4 MM RIVETS (STOCK CODE 15785);BAGS OF 100;FOR POLE | POWERENG |  | SF17PE2000 | CURRENT | 1
5951 | LETTER,SIGN | LETTER P;ALUMINIUM;50 MM H,35 MM W,24 G ;W/2 HOLES FOR 12 G CLOUTS,(STOCK CODE 11430) OR 2.4 MM RIVETS (STOCK CODE 15785);BAGS OF 100;FOR POLE | POWERENG |  | SF17PE200P | CURRENT | 1
5953 | LETTER,SIGN | LETTER S;ALUMINIUM;50 MM H,35 MM W,24 G ;W/2 HOLES FOR 12 G CLOUTS,(STOCK CODE 11430) OR 2.4 MM RIVETS (STOCK CODE 15785);BAGS OF 100; | POWERENG |  | SF17PE200S | CURRENT | 1
5957 | NUMERAL,SIGN | NUMBER 1;ALUMINIUM;50 MM H,35 MM W,24 G ;W/2 HOLES FOR 12 G CLOUTS,(STOCK CODE 11430);OR 2.4 MM RIVETS (STOCK CODE 15785);BAG OF 100;FOR POLE | POWERENG |  | SF17PE2001 | CURRENT | 1
5958 | NUMERAL,SIGN | NUMBER 2;ALUMINIUM;50 MM H,35 MM W,24 G ;W/2 HOLES FOR 12 G CLOUTS,(STOCK CODE 11430); OR 2.4 MM RIVETS (STOCK CODE 15785);FOR POLE IDENTIFICATION;PACK | POWERENG |  | SF17PE2002 | CURRENT | 1
5959 | NUMERAL,SIGN | NUMBER 3;ALUMINIUM;50 MM H,35 MM W,24 G ;W/2 HOLES FOR 12 G CLOUTS,(STOCK CODE 11430) OR 2.4 MM RIVETS (STOCK CODE 15785);BAG OF 100;FOR POLE | POWERENG |  | SF17PE2003 | CURRENT | 1
5960 | NUMERAL,SIGN | NUMBER 4;ALUMINIUM;50 MM H,35 MM W,24 G ;W/2 HOLES FOR 12 G CLOUTS,(STOCK CODE 11430) OR 2.4 MM RIVETS (STOCK CODE 15785);BAG OF 100;FOR POLE | POWERENG |  | SF17PE2004 | CURRENT | 1
5961 | NUMERAL,SIGN | NUMBER 5;ALUMINIUM;50 MM H,35 MM W,24 G ;W/2 HOLES FOR 12 G CLOUTS,(STOCK CODE 11430) OR 2.4 MM RIVETS (STOCK CODE 15785);BAG OF 100;FOR POLE | POWERENG |  | SF17PE2005 | CURRENT | 1
5961 | NUMERAL,SIGN | NUMBER 5;ALUMINIUM;50 MM H,35 MM W,24 G ;W/2 HOLES FOR 12 G CLOUTS,(STOCK CODE 11430) OR 2.4 MM RIVETS (STOCK CODE 15785);BAG OF 100;FOR POLE | ATOMSUPP | ATOM SUPPLY | 2819417 | CURRENT | 2
5962 | NUMERAL,SIGN | NUMBER 6 OR 9;ALUMINIUM;50 MM H,35 MM W 24 G;W/2 HOLES FOR 12 G CLOUTS, SC11430) OR 2.4 MM RIVETS (SC15785); FOR POLE IDENTIFICATION;BAG OF 100; | POWERENG |  | SF17PE2006/9 | CURRENT | 1
5963 | NUMERAL,SIGN | NUMBER 7;ALUMINIUM;50 MM H,35 MM W,24 G ;W/2 HOLES FOR 12 G CLOUTS,(STOCK CODE 11430) OR 2.4 MM RIVETS (STOCK CODE 15785);BAG OR 100;FOR POLE | POWERENG |  | SF17PE2007 | CURRENT | 1
5964 | NUMERAL,SIGN | NUMBER 8;ALUMINIUM;50 MM H,35 MM W,24 G ;W/2 HOLES FOR 12 G CLOUTS,(STOCK CODE 11430) OR 2.4 MM RIVETS (STOCK CODE 15785);BAG OF 100;FOR POLE | POWERENG |  | SF17PE2008 | CURRENT | 1
5969 | PROTECTOR,ELECTRICAL CABLE | ARMOUR RODS,HELICAL;ALUMINIUM ALLOY; FOR 9 MM OD AL CONDUCTOR;7/3.0 MM AAC (LIBRA) OR 6/3.00 + 1/3.00 MM ACSR/GZ (APPLE);BOX OF 40,PACK WEIGHT 14.5 KG; | MACLEAN | MACLEAN POWER PL - E15128 | AR-A0900 | CURRENT | 2
5969 | PROTECTOR,ELECTRICAL CABLE | ARMOUR RODS,HELICAL;ALUMINIUM ALLOY; FOR 9 MM OD AL CONDUCTOR;7/3.0 MM AAC (LIBRA) OR 6/3.00 + 1/3.00 MM ACSR/GZ (APPLE);BOX OF 40,PACK WEIGHT 14.5 KG; | TECONN | TE CONNECTIVITY LTD | NAA0880-0930 | CURRENT | 1
5969 | PROTECTOR,ELECTRICAL CABLE | ARMOUR RODS,HELICAL;ALUMINIUM ALLOY; FOR 9 MM OD AL CONDUCTOR;7/3.0 MM AAC (LIBRA) OR 6/3.00 + 1/3.00 MM ACSR/GZ (APPLE);BOX OF 40,PACK WEIGHT 14.5 KG; | PLP AUST | PREFORMED LINE PRODUCTS (AUST) | AAR-090 | CURRENT | 2
5970 | PROTECTOR,ELECTRICAL CABLE | ARMOUR RODS,HELICAL;ALUMINIUM ALLOY; FOR 11.3 MM OD AL CONDUCTOR; 7/3.75 MM AAC (MARS) OR 6/3.75 MM (BANANA);BOX OF 25,PACK WEIGHT 14 KG; | TECONN | TE CONNECTIVITY LTD | NAA1110-1180 | CURRENT | 1
5970 | PROTECTOR,ELECTRICAL CABLE | ARMOUR RODS,HELICAL;ALUMINIUM ALLOY; FOR 11.3 MM OD AL CONDUCTOR; 7/3.75 MM AAC (MARS) OR 6/3.75 MM (BANANA);BOX OF 25,PACK WEIGHT 14 KG; | MACLEAN | MACLEAN POWER PL - E15128 | AR-A1125 | CURRENT | 2
5970 | PROTECTOR,ELECTRICAL CABLE | ARMOUR RODS,HELICAL;ALUMINIUM ALLOY; FOR 11.3 MM OD AL CONDUCTOR; 7/3.75 MM AAC (MARS) OR 6/3.75 MM (BANANA);BOX OF 25,PACK WEIGHT 14 KG; | PLP AUST | PREFORMED LINE PRODUCTS (AUST) | AAR-113 | CURRENT | 2
5971 | PROTECTOR,ELECTRICAL CABLE | ARMOUR RODS,HELICAL;ALUMINIUM ALLOY; FOR 14.3 MM OD AL CONDUCTOR 7/4.75 MM AAC (MOON) OR 6/4.75 + 7/1.60 MM ACSR (CHERRY);BOX OF 20, PACK WEIGHT 16 KG; | MACLEAN | MACLEAN POWER PL - E15128 | AR-A1430 | CURRENT | 2
5971 | PROTECTOR,ELECTRICAL CABLE | ARMOUR RODS,HELICAL;ALUMINIUM ALLOY; FOR 14.3 MM OD AL CONDUCTOR 7/4.75 MM AAC (MOON) OR 6/4.75 + 7/1.60 MM ACSR (CHERRY);BOX OF 20, PACK WEIGHT 16 KG; | TECONN | TE CONNECTIVITY LTD | NAA1400-1490 | CURRENT | 1
5971 | PROTECTOR,ELECTRICAL CABLE | ARMOUR RODS,HELICAL;ALUMINIUM ALLOY; FOR 14.3 MM OD AL CONDUCTOR 7/4.75 MM AAC (MOON) OR 6/4.75 + 7/1.60 MM ACSR (CHERRY);BOX OF 20, PACK WEIGHT 16 KG; | PLP AUST | PREFORMED LINE PRODUCTS (AUST) | AAR-143 | CURRENT | 2
5972 | PROTECTOR,ELECTRICAL CABLE | ARMOUR RODS,HELICAL;ALUMINIUM ALLOY; FOR 18.8 MM OD AL CONDUCTOR;19/3.75 MM AAC (PLUTO);BOX OF 10,PACK WEIGHT 15 KG ; | TECONN | TE CONNECTIVITY LTD | NAA1790-1880 | CURRENT | 2
5972 | PROTECTOR,ELECTRICAL CABLE | ARMOUR RODS,HELICAL;ALUMINIUM ALLOY; FOR 18.8 MM OD AL CONDUCTOR;19/3.75 MM AAC (PLUTO);BOX OF 10,PACK WEIGHT 15 KG ; | MACLEAN | MACLEAN POWER PL - E15128 | AR-A1875 | CURRENT | 2
5972 | PROTECTOR,ELECTRICAL CABLE | ARMOUR RODS,HELICAL;ALUMINIUM ALLOY; FOR 18.8 MM OD AL CONDUCTOR;19/3.75 MM AAC (PLUTO);BOX OF 10,PACK WEIGHT 15 KG ; | PLP AUST | PREFORMED LINE PRODUCTS (AUST) | AAR-188 | CURRENT | 1
5973 | PROTECTOR,ELECTRICAL CABLE | ARMOUR RODS,HELICAL;ALUMINIUM ALLOY; FOR 21 MM OD AL CONDUCTOR;37/.300 MM AAC (SATURN);20.90 - 21.79 MM DIA RANGE; 2000 MM NOM LG ROD 6.35 MM NOM DIA ROD; | MACLEAN | MACLEAN POWER PL - E15128 | AR-A2100 | CURRENT | 2
5973 | PROTECTOR,ELECTRICAL CABLE | ARMOUR RODS,HELICAL;ALUMINIUM ALLOY; FOR 21 MM OD AL CONDUCTOR;37/.300 MM AAC (SATURN);20.90 - 21.79 MM DIA RANGE; 2000 MM NOM LG ROD 6.35 MM NOM DIA ROD; | PLP AUST | PREFORMED LINE PRODUCTS (AUST) | AAR-210 | CURRENT | 1
5974 | PROTECTOR,ELECTRICAL CABLE | ARMOUR RODS,HELICAL;ALUMINIUM ALLOY; FOR 7.5 MM OD AL CONDUCTOR;3/2.50 + 4/2.50 MM ACSR/GZ (RAISIN);BOX OF 50; PACK WEIGHT 16 KG;REFER MAS FILE FOR | MACLEAN | MACLEAN POWER PL - E15128 | AR-A0750 | CURRENT | 2
5974 | PROTECTOR,ELECTRICAL CABLE | ARMOUR RODS,HELICAL;ALUMINIUM ALLOY; FOR 7.5 MM OD AL CONDUCTOR;3/2.50 + 4/2.50 MM ACSR/GZ (RAISIN);BOX OF 50; PACK WEIGHT 16 KG;REFER MAS FILE FOR | PLP AUST | PREFORMED LINE PRODUCTS (AUST) | AAR-075 | CURRENT | 1
5975 | SLEEVE,COMPRESSION | FULL TENSION COMPRESSION;MULTIPIECE ALUMINIUM ALLOY/STEEL;ACSR/GZ; 30/3.00 MM +7/3.00 MM ACSR/GZ (LEMON); TO BE MARKED AS PER AS1154-1;PROJECT | PLP AUST | PREFORMED LINE PRODUCTS (AUST) | CMSJ-210-1 | CURRENT | 1
5984 | SLEEVE,COMPRESSION | FT, Moon, 7/4.75 AAC, Hex Die 22.0mm A/F, Al, AS1154-1 | TECONN | TE CONNECTIVITY LTD | FT61A/1 | CURRENT | 5
5984 | SLEEVE,COMPRESSION | FT, Moon, 7/4.75 AAC, Hex Die 22.0mm A/F, Al, AS1154-1 | TYCO | TYCO | FT61A/1 | CURRENT | 1
5985 | SLEEVE,COMPRESSION | FULL TENSION COMPRESSION;ALUMINIUM ALLOY ;AAC;19/3.75 MM AAC (PLUTO);TO BE MARKED AS PER AS1154-1;BOX OF 1; | TYCO | TYCO | FT80A/1 | CURRENT | 1
5985 | SLEEVE,COMPRESSION | FULL TENSION COMPRESSION;ALUMINIUM ALLOY ;AAC;19/3.75 MM AAC (PLUTO);TO BE MARKED AS PER AS1154-1;BOX OF 1; | UTILUX |  | FT80A/1 | CURRENT | 5
5986 | SLEEVE,COMPRESSION | FULL TENSION COMPRESSION;ALUMINIUM ALLOY ;AAC;37/3.00 MM AAC (SATURN);TO BE MARKED AS PER AS1154-1;BOX OF 1; FOR DIE 38-284AL REFER SC02143; | TYCO | TYCO | FT94A/1 | CURRENT | 1
5986 | SLEEVE,COMPRESSION | FULL TENSION COMPRESSION;ALUMINIUM ALLOY ;AAC;37/3.00 MM AAC (SATURN);TO BE MARKED AS PER AS1154-1;BOX OF 1; FOR DIE 38-284AL REFER SC02143; | UTILUX |  | FT94A/1 | CURRENT | 5
5987 | SLEEVE,COMPRESSION | FULL TENSION COMPRESSION;ALUMINIUM ALLOY ;ACSR;6/4.75 MM + 7/1.60 MM ACSR (CHERRY );TO BE MARKED AS PER AS1154-1;BOX OF 1; FOR DIE 38-220AL REFER SC15102; | TYCO | TYCO | FT61R/1 | CURRENT | 1
5987 | SLEEVE,COMPRESSION | FULL TENSION COMPRESSION;ALUMINIUM ALLOY ;ACSR;6/4.75 MM + 7/1.60 MM ACSR (CHERRY );TO BE MARKED AS PER AS1154-1;BOX OF 1; FOR DIE 38-220AL REFER SC15102; | UTILUX |  | FT61R/1 | CURRENT | 1
5990 | SLEEVE,COMPRESSION | NON TENSION COMPRESSION;ALUMINIUM ALLOY; AAC;AAAC/;7/4.75 MM AAC (MOON);7/4.75 AAAC/(IODINE);USE DIE SC11084;17.3 A/F WIDTH 22 MM;AS1154-1;CTN OF 20;PACK | LEGEND | LEGEND POWER SYSTEMS | ALK120 | CURRENT | 2
5990 | SLEEVE,COMPRESSION | NON TENSION COMPRESSION;ALUMINIUM ALLOY; AAC;AAAC/;7/4.75 MM AAC (MOON);7/4.75 AAAC/(IODINE);USE DIE SC11084;17.3 A/F WIDTH 22 MM;AS1154-1;CTN OF 20;PACK | TECONN | TE CONNECTIVITY LTD | NT61/1 | CURRENT | 1
5990 | SLEEVE,COMPRESSION | NON TENSION COMPRESSION;ALUMINIUM ALLOY; AAC;AAAC/;7/4.75 MM AAC (MOON);7/4.75 AAAC/(IODINE);USE DIE SC11084;17.3 A/F WIDTH 22 MM;AS1154-1;CTN OF 20;PACK | CABLACES | CABLACES | ALK120 | CURRENT | 2
5991 | SLEEVE,COMPRESSION | NON TENSION COMPRESSION;ALUMINIUM ALLOY; AAC;37/3.00 MM AAC (SATURN);TO BE MARKED AS PER AS1154-1;BOX OF 1;PACK WEIGHT 232 G; | TYCO | TYCO | NT94/1 | CURRENT | 1
5991 | SLEEVE,COMPRESSION | NON TENSION COMPRESSION;ALUMINIUM ALLOY; AAC;37/3.00 MM AAC (SATURN);TO BE MARKED AS PER AS1154-1;BOX OF 1;PACK WEIGHT 232 G; | UTILUX |  | NT94/1 | CURRENT | 5
6002 | SPLICE,CONDUCTOR | SPLICES,HELICAL;ALUMINIUM ALLOY;AAC;ACSR ;7/4.75 MM AAC (MOON);6/4.75 MM + 7/1.60 MM (CHERRY);SET OF SPLICES;BOX OF 13; ITEM DISCONTINUED REFER SC05984 & | TYCO | TYCO | FSLJ1430-S | CURRENT | 1
6002 | SPLICE,CONDUCTOR | SPLICES,HELICAL;ALUMINIUM ALLOY;AAC;ACSR ;7/4.75 MM AAC (MOON);6/4.75 MM + 7/1.60 MM (CHERRY);SET OF SPLICES;BOX OF 13; ITEM DISCONTINUED REFER SC05984 & | PLP AUST | PREFORMED LINE PRODUCTS (AUST) | AFS-143 | CURRENT | 2
6007 | CLAMP,SUSPENSION,ELEC CONDUCTOR | STRAIGHT-LINE OR ANGLE;ARMOUR GRIP SUSPENSION UNIT (AGSU);AL ALLOY WITH NEOPRENE INSERT;AL CONDUCTORS; 21.0 MM DIA;UP TO 60 DEG DEVIATION | MACLEAN | MACLEAN POWER PL - E15128 | HSCR2100 | CURRENT | 2
6007 | CLAMP,SUSPENSION,ELEC CONDUCTOR | STRAIGHT-LINE OR ANGLE;ARMOUR GRIP SUSPENSION UNIT (AGSU);AL ALLOY WITH NEOPRENE INSERT;AL CONDUCTORS; 21.0 MM DIA;UP TO 60 DEG DEVIATION | TECONN | TE CONNECTIVITY LTD | HSC-1907 | CURRENT | 1
6007 | CLAMP,SUSPENSION,ELEC CONDUCTOR | STRAIGHT-LINE OR ANGLE;ARMOUR GRIP SUSPENSION UNIT (AGSU);AL ALLOY WITH NEOPRENE INSERT;AL CONDUCTORS; 21.0 MM DIA;UP TO 60 DEG DEVIATION | PLP AUST | PREFORMED LINE PRODUCTS (AUST) | AGS-5117-16 | CURRENT | 2
6010 | GRIP,DEADEND | FT, Helical, Single Piece, for ACSR/GZ, 6/1/3.75, Banana, 11.25mm Conductor Dia, Colour Code Black | TYCO | TYCO | FSLD1125-5 | CURRENT | 2
6010 | GRIP,DEADEND | FT, Helical, Single Piece, for ACSR/GZ, 6/1/3.75, Banana, 11.25mm Conductor Dia, Colour Code Black | PLP AUST | PREFORMED LINE PRODUCTS (AUST) | AWFG-113-X | CURRENT | 1
6011 | GRIP,DEADEND | FT, Helical, for AAC & AAAC, 7/3.00, Libra & Emerald, 9mm Conductor Dia, Colour Code Red | PLP AUST | PREFORMED LINE PRODUCTS (AUST) | AFG-090-CL | CURRENT | 1
6012 | GRIP,DEADEND | FT, Helical, for AAC & AAAC, 7/3.75, Mars & Garnet, 11.25mm Conductor Dia, Colour Code Black | MACLEAN | MACLEAN POWER PL - E15128 | DE-A1125-NC | CURRENT | 2
6012 | GRIP,DEADEND | FT, Helical, for AAC & AAAC, 7/3.75, Mars & Garnet, 11.25mm Conductor Dia, Colour Code Black | PLP AUST | PREFORMED LINE PRODUCTS (AUST) | AFG-113-CL | CURRENT | 2
6012 | GRIP,DEADEND | FT, Helical, for AAC & AAAC, 7/3.75, Mars & Garnet, 11.25mm Conductor Dia, Colour Code Black | TECONN | TE CONNECTIVITY LTD | FAD1080-1130-6 | CURRENT | 1
6013 | GRIP,DEADEND | FT, Helical, for AAC & AAAC, 7/4.75, Moon & Iodine, 14.3mm Conductor Dia, Colour Code Blue | MACLEAN | MACLEAN POWER PL - E15128 | DE-A1430-NC | CURRENT | 2
6013 | GRIP,DEADEND | FT, Helical, for AAC & AAAC, 7/4.75, Moon & Iodine, 14.3mm Conductor Dia, Colour Code Blue | TECONN | TE CONNECTIVITY LTD | FAD1385-1445-6 | CURRENT | 1
6013 | GRIP,DEADEND | FT, Helical, for AAC & AAAC, 7/4.75, Moon & Iodine, 14.3mm Conductor Dia, Colour Code Blue | PLP AUST | PREFORMED LINE PRODUCTS (AUST) | AFG-143-CL | CURRENT | 2
6013 | GRIP,DEADEND | FT, Helical, for AAC & AAAC, 7/4.75, Moon & Iodine, 14.3mm Conductor Dia, Colour Code Blue | DULMISON | DULMISON (AUST) PTY LTD | ADE-1430 | CURRENT | 2
6014 | GRIP,DEADEND | FT, Helical, for AAC & AAAC, 19/3.75, Pluto & Neon, 18.8mm Conductor Dia, Colour Code Black | MACLEAN | MACLEAN POWER PL - E15128 | DE-A1875-NC | CURRENT | 2
6014 | GRIP,DEADEND | FT, Helical, for AAC & AAAC, 19/3.75, Pluto & Neon, 18.8mm Conductor Dia, Colour Code Black | PLP AUST | PREFORMED LINE PRODUCTS (AUST) | AFG-188-CL | CURRENT | 1
6015 | GRIP,DEADEND | FT, 37/3.00 AAAC 1120 Nitrogen. 37/3.00 AAC Saturn, c/w Open Thimble, EQTS 01-09-02 | TYCO | TYCO | FAD2020-2185-8 | CURRENT | 2
6015 | GRIP,DEADEND | FT, 37/3.00 AAAC 1120 Nitrogen. 37/3.00 AAC Saturn, c/w Open Thimble, EQTS 01-09-02 | PLP AUST | PREFORMED LINE PRODUCTS (AUST) | AFG-210-CL-ER | CURRENT | 1
6015 | GRIP,DEADEND | FT, 37/3.00 AAAC 1120 Nitrogen. 37/3.00 AAC Saturn, c/w Open Thimble, EQTS 01-09-02 | DULMISON | DULMISON (AUST) PTY LTD | ADE2100 | CURRENT | 2
6016 | GRIP,DEADEND | FT, Helical, for AAC, 7/4.50, Mercury & 7/.173, Wasp (Imp) 13.5mm Conductor Dia, Colour Code Green | MACLEAN | MACLEAN POWER PL - E15128 | DE-A1350-NC | CURRENT | 2
6016 | GRIP,DEADEND | FT, Helical, for AAC, 7/4.50, Mercury & 7/.173, Wasp (Imp) 13.5mm Conductor Dia, Colour Code Green | PLP AUST | PREFORMED LINE PRODUCTS (AUST) | AFG-135-CL | CURRENT | 1
6018 | CLAMP,STRAIN | COMPRESSION DEAD-END (FULL TENSION); MULTIPIECE ALUMINIUM ALLOY/STEEL;ACSR/ GZ;30/7/3.00 MM;LEMON;C/W BRIDGING LUG/ BOLTS & NUTS SUPPLIED IN KIT FORM;BOX OF | PLP AUST | PREFORMED LINE PRODUCTS (AUST) | CDE-210-1-EN | CURRENT | 1
6019 | GRIP,DEADEND | FT, Helical, Single Piece, for ACSR/GZ, 3/4/2.50, Raisin, 7.5mm Conductor Dia, Colour Code Blue | TYCO | TYCO | FSLD0750-5 | CURRENT | 2
6019 | GRIP,DEADEND | FT, Helical, Single Piece, for ACSR/GZ, 3/4/2.50, Raisin, 7.5mm Conductor Dia, Colour Code Blue | TECONN | TE CONNECTIVITY LTD | FSLD0750-5 | CURRENT | 1
6019 | GRIP,DEADEND | FT, Helical, Single Piece, for ACSR/GZ, 3/4/2.50, Raisin, 7.5mm Conductor Dia, Colour Code Blue | PLP AUST | PREFORMED LINE PRODUCTS (AUST) | AWFG-075-X | CURRENT | 2
6058 | BRACKET,INSULATOR | EXTENSION TYPE;STEEL;GALV;SMALL SIZE; SUSPENSION STYLE;SUSPENSION DISC INSULATOR;162 MM LG,170 MM W,10 MM THK; 4 X 18 MM DIA HOLES;OUTDOOR CROSSARM MTG | HAYMAN | HAYMANS INDUSTRIES PTY LTD | 6058 | CURRENT | 1
6058 | BRACKET,INSULATOR | EXTENSION TYPE;STEEL;GALV;SMALL SIZE; SUSPENSION STYLE;SUSPENSION DISC INSULATOR;162 MM LG,170 MM W,10 MM THK; 4 X 18 MM DIA HOLES;OUTDOOR CROSSARM MTG | GREATWST |  | 6058 | CURRENT | 2
6076 | BRACKET,INSULATOR | Suspension/Angle Type, Galvanised Steel Suspension Style, LV Reel Insulator to Pole, 100mm x 86mm, 2 X 18mm Dia Holes | HAYMAN | HAYMANS INDUSTRIES PTY LTD | 6076 | CURRENT | 1
6076 | BRACKET,INSULATOR | Suspension/Angle Type, Galvanised Steel Suspension Style, LV Reel Insulator to Pole, 100mm x 86mm, 2 X 18mm Dia Holes | MEFCO | MEFCO AUSTRALIA PTY LTD SUNSHINE VIC | 6076 | CURRENT | 2
6095 | CLAMP,ELEC PWR CABLE,SUPPORT | EZYSTRUT MTG;STEEL,ZINC PLATED;57 MM TO 63 MM DIA SINGLE CABLE;98 MM LG; PACK OF 1; | EZYSTRUT | EZYSTRUT CABLE & PIPE SUPPORTS | EK2040-1 | CURRENT | 1
6097 | CLAMP,ELEC PWR CABLE,SUPPORT | UNISTRUT MTG;STEEL,ZINC PLATED;38 MM TO 44 MM DIA SINGLE CABLE;73 MM LG; | UNISTRUT | UNISTRUT AUSTRALIA (MANUFACTURER) | K2036/1 | PHASING | 2
6097 | CLAMP,ELEC PWR CABLE,SUPPORT | UNISTRUT MTG;STEEL,ZINC PLATED;38 MM TO 44 MM DIA SINGLE CABLE;73 MM LG; | GKNBUILD |  | K2036/1 | PHASING | 1
6098 | CLAMP,ELEC PWR CABLE,SUPPORT | EZYSTRUT MTG;STEEL,ZINC PLATED;44 MM TO 51 MM DIA SINGLE CABLE;86 MM LG; PACK OF 1; | EZYSTRUT | EZYSTRUT CABLE & PIPE SUPPORTS | EK2036-1 | CURRENT | 1
6116 | CLAMP ASSEMBLY,BUS BAR | COMPRISES 8 PIECES OF FLAT COPPER OF VARIOUS DIMENSIONS;4 OFF M6 X 25 MM LG HEX HD S/S BOLTS & NUTS;8 OFF FLAT S/S WASHERS;4 OFF S/S SPRING WASHERS; | ENERGEX | ENERGEX | CLAMP 8 PIECES | STRATEGIC SPARE | 1
6118 | CLAMP ASSEMBLY,BUS BAR | COMPRISES 8 PIECES OF FLAT COPPER OF VARIOUS DIMENSIONS;4 OFF M6 X 25 MM LG HEX HD S/S BOLTS & NUTS;8 OFF FLAT S/S WASHERS;4 OFF S/S SPRING WASHERS; | ENERGEX | ENERGEX | CLAMP ASSEMBLY | CURRENT | 1
6122 | CLAMP,ELECTRICAL | Parallel Groove, 10-70mm2 Cu Main & Tap, 1 Bolt, NT, Transverse Grooved, (scm) | CABAC | CABAC (MANUFACTURER) | CUPG10/70 | CURRENT | 5
6122 | CLAMP,ELECTRICAL | Parallel Groove, 10-70mm2 Cu Main & Tap, 1 Bolt, NT, Transverse Grooved, (scm) | LEGEND | LEGEND POWER SYSTEMS | CUPG10/70 | CURRENT | 1
6122 | CLAMP,ELECTRICAL | Parallel Groove, 10-70mm2 Cu Main & Tap, 1 Bolt, NT, Transverse Grooved, (scm) | TYCO | TYCO | 3029-FS | CURRENT | 2
6132 | CLAMP,LIVE LINE | Ring Type, Copper, 3.2-10.8mm Main Conductor, 3.2-10.8mm Tap Off HDBC, 7/2.75, Hex Die 10.4mm A/F, Cu (P50) (scm) | PENTA | PENTA AUST (TMAC THEW & MCCANN/HYLEC) | PA11596 | CURRENT | 1
6132 | CLAMP,LIVE LINE | Ring Type, Copper, 3.2-10.8mm Main Conductor, 3.2-10.8mm Tap Off HDBC, 7/2.75, Hex Die 10.4mm A/F, Cu (P50) (scm) | THEWMCAN | TMAC THEW & MCCANN GROUP | TM11596 | CURRENT | 2
6132 | CLAMP,LIVE LINE | Ring Type, Copper, 3.2-10.8mm Main Conductor, 3.2-10.8mm Tap Off HDBC, 7/2.75, Hex Die 10.4mm A/F, Cu (P50) (scm) | LEGEND | LEGEND POWER SYSTEMS | BC2-0-UK | CURRENT | 2
6135 | CLEVIS,TONGUE | STEEL,FORGED;GALV,HOT DIPPED;70 KN; TWISTED CLEVIS Y-TONGUE;C/W BENT BOLT, NUT & HUMPBACKSPLIT PIN; BAGS OF 15,PACK WEIGHT 10.5 KG; | DULHUNTY | DULHUNTY INDUSTRIES PTY LTD | TYC-70 | CURRENT | 1
6142 | CLAMP,ELECTRICAL | SINGLE CABLE TO FLAT;;COPPER ALLOY; SOLDERLESS;11 MM HOLE;BAGS OF 50; PATTERN NO.1430 HELD BY CENTRAL PURCHASING; | BRISFDRY |  | CLAMP,ELECTRICAL | CURRENT | 1
6144 | COUPLING,EARTH ROD | FOR COPPERBONDED; 13MM ROD DIA; BOX OF 25; PACK WEIGHT 3.5KG; U/W BRI-TECH CER13 RODS; REFER SC17321 & SC22946; FOR PARALLEL RODS; | FULTON | FULTON INDUSTRIES PL | 08-BC13PL | CURRENT | 2
6144 | COUPLING,EARTH ROD | FOR COPPERBONDED; 13MM ROD DIA; BOX OF 25; PACK WEIGHT 3.5KG; U/W BRI-TECH CER13 RODS; REFER SC17321 & SC22946; FOR PARALLEL RODS; | BRITECH | BRI-TECH PTY LTD | CC13S | CURRENT | 2
6144 | COUPLING,EARTH ROD | FOR COPPERBONDED; 13MM ROD DIA; BOX OF 25; PACK WEIGHT 3.5KG; U/W BRI-TECH CER13 RODS; REFER SC17321 & SC22946; FOR PARALLEL RODS; | PLP AUST | PREFORMED LINE PRODUCTS (AUST) | CBE-127-COUPLER | CURRENT | 2
6144 | COUPLING,EARTH ROD | FOR COPPERBONDED; 13MM ROD DIA; BOX OF 25; PACK WEIGHT 3.5KG; U/W BRI-TECH CER13 RODS; REFER SC17321 & SC22946; FOR PARALLEL RODS; | ERICO | NVENT ERICO PRODUCTS AUSTRALIA P/L | CC12F | CURRENT | 1
6144 | COUPLING,EARTH ROD | FOR COPPERBONDED; 13MM ROD DIA; BOX OF 25; PACK WEIGHT 3.5KG; U/W BRI-TECH CER13 RODS; REFER SC17321 & SC22946; FOR PARALLEL RODS; | DULMISON | DULMISON (AUST) PTY LTD | CCA 13 | CURRENT | 2
6165 | PROTECTOR,GUY. | STEEL TUBE,MED;GALV;32 MM NOM BORE, 3.25 MM WALL THK;AS1074;PACK SIZE 1, PALLET OF 40,PALLET WEIGHT 665 KG; NOTE:- STRAP UPRIGHTS IN CRADLES | SEWELFRG | GREG SEWELL FORGINGS PTY LTD | 6177 | CURRENT | 1
6167 | GUARD | Stay, Plastic Split, 30mm OD | TECONN | TE CONNECTIVITY LTD | SG-PVCW-S-200030 | CURRENT | 1
6167 | GUARD | Stay, Plastic Split, 30mm OD | PLP AUST | PREFORMED LINE PRODUCTS (AUST) | PSG-025-2S-FH | CURRENT | 2
6169 | PROTECTOR,GUY. | PVC RIGID;WHITE;TO SUIT 19/2.75 MM SC/GZ;2.5 M LG,28 MM ID;(LARGE),UNSLIT; REFER OCM 8/16; | MACLEAN | MACLEAN POWER PL - E15128 | GG-P3025 | CURRENT | 2
6169 | PROTECTOR,GUY. | PVC RIGID;WHITE;TO SUIT 19/2.75 MM SC/GZ;2.5 M LG,28 MM ID;(LARGE),UNSLIT; REFER OCM 8/16; | TECONN | TE CONNECTIVITY LTD | SG-PVCW-US-250028 | CURRENT | 1
6169 | PROTECTOR,GUY. | PVC RIGID;WHITE;TO SUIT 19/2.75 MM SC/GZ;2.5 M LG,28 MM ID;(LARGE),UNSLIT; REFER OCM 8/16; | PLP AUST | PREFORMED LINE PRODUCTS (AUST) | PSG-030-2.5U-FH | CURRENT | 2
6177 | DRIVE HEAD,GROUND ROD | STEEL;U/W COPPERBONDED EARTH ROD CER13 SERIES STOCK CODE 17321; PACK OF 25, PACK WEIGHT 1.8 KG; | ERICO | NVENT ERICO PRODUCTS AUSTRALIA P/L | DH12M | CURRENT | 1
6177 | DRIVE HEAD,GROUND ROD | STEEL;U/W COPPERBONDED EARTH ROD CER13 SERIES STOCK CODE 17321; PACK OF 25, PACK WEIGHT 1.8 KG; | FULTON | FULTON INDUSTRIES PL | 08-DHT13 | CURRENT | 2
6177 | DRIVE HEAD,GROUND ROD | STEEL;U/W COPPERBONDED EARTH ROD CER13 SERIES STOCK CODE 17321; PACK OF 25, PACK WEIGHT 1.8 KG; | BRITECH | BRI-TECH PTY LTD | EDS12 | CURRENT | 2
6192 | FERRULE,ELECTRICAL CONDUCTOR | CRIMP LINK;COPPER;4.0 SQ MM;7/0.85 MM; PACK OF 100,PACK WEIGHT 0.12 KG; | LEGEND | LEGEND POWER SYSTEMS | CAS4 | CURRENT | 2
6192 | FERRULE,ELECTRICAL CONDUCTOR | CRIMP LINK;COPPER;4.0 SQ MM;7/0.85 MM; PACK OF 100,PACK WEIGHT 0.12 KG; | TECONN | TE CONNECTIVITY LTD | CK4/50 | CURRENT | 1
6192 | FERRULE,ELECTRICAL CONDUCTOR | CRIMP LINK;COPPER;4.0 SQ MM;7/0.85 MM; PACK OF 100,PACK WEIGHT 0.12 KG; | UTILUX |  | H1452/50 | CURRENT | 2
6193 | FERRULE,ELECTRICAL CONDUCTOR | CRIMP LINK TYPE;COPPER;6.0 SQ MM; 7/1.04 MM;PACK OF 50,PACK WEIGHT 0.13 KG; | TYCO | TYCO | CK6/50 (H1453/50 | CURRENT | 1
6194 | FERRULE,ELECTRICAL CONDUCTOR | CRIMP TYPE;COPPER;10 SQ MM;7/1.35 MM; NO DIMPLE;PACK OF 50, PACK WEIGHT 0.13 KG; | LEGEND | LEGEND POWER SYSTEMS | CAS10 | CURRENT | 2
6194 | FERRULE,ELECTRICAL CONDUCTOR | CRIMP TYPE;COPPER;10 SQ MM;7/1.35 MM; NO DIMPLE;PACK OF 50, PACK WEIGHT 0.13 KG; | TECONN | TE CONNECTIVITY LTD | CK10/50 | CURRENT | 1
6194 | FERRULE,ELECTRICAL CONDUCTOR | CRIMP TYPE;COPPER;10 SQ MM;7/1.35 MM; NO DIMPLE;PACK OF 50, PACK WEIGHT 0.13 KG; | UTILUX |  | H1454/50 | CURRENT | 2
6196 | FERRULE,ELECTRICAL CONDUCTOR | CRIMP TYPE;COPPER;25 SQ MM TO 25 SQ MM; C/W CENTRE DIMPLE,70 MM MAX O/A LG; BOX OF 50/25;REFER UJ MAN 2/600;REFER SC14022 FOR DIE; | LEGEND | LEGEND POWER SYSTEMS | CAS25 | CURRENT | 2
6196 | FERRULE,ELECTRICAL CONDUCTOR | CRIMP TYPE;COPPER;25 SQ MM TO 25 SQ MM; C/W CENTRE DIMPLE,70 MM MAX O/A LG; BOX OF 50/25;REFER UJ MAN 2/600;REFER SC14022 FOR DIE; | TECONN | TE CONNECTIVITY LTD | CK25/50 | CURRENT | 1
6196 | FERRULE,ELECTRICAL CONDUCTOR | CRIMP TYPE;COPPER;25 SQ MM TO 25 SQ MM; C/W CENTRE DIMPLE,70 MM MAX O/A LG; BOX OF 50/25;REFER UJ MAN 2/600;REFER SC14022 FOR DIE; | PLP AUST | PREFORMED LINE PRODUCTS (AUST) | EPCJ-25-7.7AF | CURRENT | 2
6197 | FERRULE,ELECTRICAL CONDUCTOR | CRIMP TYPE;TINNED COPPER;COPPER CONDUCTOR;35 SQ MM;CENTRE DIMPLE; PACK OF 25;U/W PILOT JOINT UJ MANUAL 5-351 D;REFER SC14877 FOR DIE; | LEGEND | LEGEND POWER SYSTEMS | CAS35 | CURRENT | 2
6197 | FERRULE,ELECTRICAL CONDUCTOR | CRIMP TYPE;TINNED COPPER;COPPER CONDUCTOR;35 SQ MM;CENTRE DIMPLE; PACK OF 25;U/W PILOT JOINT UJ MANUAL 5-351 D;REFER SC14877 FOR DIE; | TECONN | TE CONNECTIVITY LTD | CK35/25 | CURRENT | 1
6197 | FERRULE,ELECTRICAL CONDUCTOR | CRIMP TYPE;TINNED COPPER;COPPER CONDUCTOR;35 SQ MM;CENTRE DIMPLE; PACK OF 25;U/W PILOT JOINT UJ MANUAL 5-351 D;REFER SC14877 FOR DIE; | PLP AUST | PREFORMED LINE PRODUCTS (AUST) | EPCJ-35-9.2AF | CURRENT | 2
6199 | FERRULE,ELECTRICAL CONDUCTOR | CRIMP TYPE;TINNED COPPER;COPPER CONDUCTOR;50 SQ MM;CENTRE DIMPLE; BOX OF 200;PACK WEIGHT 5.0 KG; | LEGEND | LEGEND POWER SYSTEMS | CAS50 | CURRENT | 2
6199 | FERRULE,ELECTRICAL CONDUCTOR | CRIMP TYPE;TINNED COPPER;COPPER CONDUCTOR;50 SQ MM;CENTRE DIMPLE; BOX OF 200;PACK WEIGHT 5.0 KG; | TECONN | TE CONNECTIVITY LTD | CK50/25 | CURRENT | 1
6199 | FERRULE,ELECTRICAL CONDUCTOR | CRIMP TYPE;TINNED COPPER;COPPER CONDUCTOR;50 SQ MM;CENTRE DIMPLE; BOX OF 200;PACK WEIGHT 5.0 KG; | PLP AUST | PREFORMED LINE PRODUCTS (AUST) | EPCJ-50-10.4AF | CURRENT | 2
6200 | FERRULE,ELECTRICAL CONDUCTOR | CRIMP TYPE;TINNED COPPER;COPPER CONDUCTOR;70 SQ MM;CENTRE DIMPLE; BOX OF 20,PACK WEIGHT 605 G;REFER SC02144 FOR DIE; | TYCO | TYCO | CK70/20 (H1461/20 | CURRENT | 1
6200 | FERRULE,ELECTRICAL CONDUCTOR | CRIMP TYPE;TINNED COPPER;COPPER CONDUCTOR;70 SQ MM;CENTRE DIMPLE; BOX OF 20,PACK WEIGHT 605 G;REFER SC02144 FOR DIE; | PLP AUST | PREFORMED LINE PRODUCTS (AUST) | EPCJ-70-11.5AF | CURRENT | 2
6201 | FERRULE,ELECTRICAL CONDUCTOR | CRIMP TYPE;COPPER;95 SQ MM TO 95 SQ MM; C/W CENTRE DIMPLE,54 MM MAX O/A LG; REFER UJ MAN 2/600;PACK OF 25;REFER SC06201 FOR DIE;PACK WEIGHT 1.5 KG; | LEGEND | LEGEND POWER SYSTEMS | CAS95 | CURRENT | 2
6201 | FERRULE,ELECTRICAL CONDUCTOR | CRIMP TYPE;COPPER;95 SQ MM TO 95 SQ MM; C/W CENTRE DIMPLE,54 MM MAX O/A LG; REFER UJ MAN 2/600;PACK OF 25;REFER SC06201 FOR DIE;PACK WEIGHT 1.5 KG; | TECONN | TE CONNECTIVITY LTD | CK95/20 | CURRENT | 1
6201 | FERRULE,ELECTRICAL CONDUCTOR | CRIMP TYPE;COPPER;95 SQ MM TO 95 SQ MM; C/W CENTRE DIMPLE,54 MM MAX O/A LG; REFER UJ MAN 2/600;PACK OF 25;REFER SC06201 FOR DIE;PACK WEIGHT 1.5 KG; | PLP AUST | PREFORMED LINE PRODUCTS (AUST) | EPCJ-95-14.2AF | CURRENT | 2
6202 | FERRULE,ELECTRICAL CONDUCTOR | CRIMP TYPE;COPPER;185 SQ MM TO 185 SQ MM;C/W CENTRE DIMPLE,PACK OF 1,PACK WEIGHT 0.1 KG;REFER UJ MAN 2/600;REFER SC17197 FOR DIE; | TYCO | TYCO | CK185/1 (H1494/1 | CURRENT | 1
6202 | FERRULE,ELECTRICAL CONDUCTOR | CRIMP TYPE;COPPER;185 SQ MM TO 185 SQ MM;C/W CENTRE DIMPLE,PACK OF 1,PACK WEIGHT 0.1 KG;REFER UJ MAN 2/600;REFER SC17197 FOR DIE; | UTILUX |  | H1494/1 | CURRENT | 5
6227 | TERMINAL,LUG | EYE TYPE,CAST BRASS,BOLTED CONNECTION; FOR 25-35 SQ MM,19/1.53 MM CABLE; 12 MM HOLE SIZE;PACK OF 1,PACK WEIGHT 0.033 KG; | LEGEND | LEGEND POWER SYSTEMS | CABL25/35 | CURRENT | 2
6227 | TERMINAL,LUG | EYE TYPE,CAST BRASS,BOLTED CONNECTION; FOR 25-35 SQ MM,19/1.53 MM CABLE; 12 MM HOLE SIZE;PACK OF 1,PACK WEIGHT 0.033 KG; | TECONN | TE CONNECTIVITY LTD | BCG25-35M12/1 | CURRENT | 1
6227 | TERMINAL,LUG | EYE TYPE,CAST BRASS,BOLTED CONNECTION; FOR 25-35 SQ MM,19/1.53 MM CABLE; 12 MM HOLE SIZE;PACK OF 1,PACK WEIGHT 0.033 KG; | CABLACES | CABLACES | CABL25/35 | CURRENT | 2
6232 | TERMINAL,LUG | EYE TYPE,CAST COPPER ALLOY, ,BOLTED CONNECTION;FOR 25-35 SQ MM, 7/2.14-19/1.53 MM CABLE;M10 BOLT SIZE; ;PACK OF 10; | TYCO | TYCO | 1-361332-5 | CURRENT | 1
6233 | TERMINAL,LUG | EYE TYPE,CAST COPPER ALLOY, BOLTED CONNECTION;FOR 50-70 SQ MM, 19/1.78-19/2.14 MM CABLE;M12 BOLT SIZE; PACK OF 1,PACK WEIGHT0.88 KG; | LEGEND | LEGEND POWER SYSTEMS | CABL50/70 | CURRENT | 2
6233 | TERMINAL,LUG | EYE TYPE,CAST COPPER ALLOY, BOLTED CONNECTION;FOR 50-70 SQ MM, 19/1.78-19/2.14 MM CABLE;M12 BOLT SIZE; PACK OF 1,PACK WEIGHT0.88 KG; | TECONN | TE CONNECTIVITY LTD | BCG50-70M12/1 | CURRENT | 1
6233 | TERMINAL,LUG | EYE TYPE,CAST COPPER ALLOY, BOLTED CONNECTION;FOR 50-70 SQ MM, 19/1.78-19/2.14 MM CABLE;M12 BOLT SIZE; PACK OF 1,PACK WEIGHT0.88 KG; | CABLACES | CABLACES | CABL50/70 | CURRENT | 2
6236 | TERMINAL,LUG | EYE TYPE,CAST COPPER ALLOY, BOLTED CONNECTION;FOR 185-240 SQ MM, 37/2.52-61/2.25 MM CABLE;M20 BOLT SIZE; PACK OF 10; | TYCO | TYCO | 1-361333-7 | PURCHASE AS REQUIRED | 1
6236 | TERMINAL,LUG | EYE TYPE,CAST COPPER ALLOY, BOLTED CONNECTION;FOR 185-240 SQ MM, 37/2.52-61/2.25 MM CABLE;M20 BOLT SIZE; PACK OF 10; | BURNDY | BURNDY CABLE SUPPORT SYSTEMS | TERMINAL LUG, EYE TYPE | PURCHASE AS REQUIRED | 2
6239 | TERMINAL,LUG | DRILLED PALM,TINNED COPPER,SOLDER TYPE; FOR 95 SQ MM (350 AMP NOM) COPPER CABLE W/13.5 MM HOLE;M12 STUD SIZE; | UTILUX |  | H206 | PHASING | 1
6242 | TERMINAL,LUG | DRILLED PALM,TINNED COPPER,CRIMP TYPE; FOR 2.5 SQ MM COPPER CONDUCTOR; M5 PALM HOLE;26.6 MM LG;PACK OF 100; PACK WEIGHT 0.13 KG; | TECONN | TE CONNECTIVITY LTD | CG2.5M5/100 | CURRENT | 1
6242 | TERMINAL,LUG | DRILLED PALM,TINNED COPPER,CRIMP TYPE; FOR 2.5 SQ MM COPPER CONDUCTOR; M5 PALM HOLE;26.6 MM LG;PACK OF 100; PACK WEIGHT 0.13 KG; | MACLEAN | MACLEAN POWER PL - E15128 | CAL 2.5-5 | CURRENT | 2
6242 | TERMINAL,LUG | DRILLED PALM,TINNED COPPER,CRIMP TYPE; FOR 2.5 SQ MM COPPER CONDUCTOR; M5 PALM HOLE;26.6 MM LG;PACK OF 100; PACK WEIGHT 0.13 KG; | LEGEND | LEGEND POWER SYSTEMS | CAL 2.5-5 | CURRENT | 2
6242 | TERMINAL,LUG | DRILLED PALM,TINNED COPPER,CRIMP TYPE; FOR 2.5 SQ MM COPPER CONDUCTOR; M5 PALM HOLE;26.6 MM LG;PACK OF 100; PACK WEIGHT 0.13 KG; | TYCO | TYCO | CG2.5M5/100 (H1436/100) | CURRENT | 2
6242 | TERMINAL,LUG | DRILLED PALM,TINNED COPPER,CRIMP TYPE; FOR 2.5 SQ MM COPPER CONDUCTOR; M5 PALM HOLE;26.6 MM LG;PACK OF 100; PACK WEIGHT 0.13 KG; | UTILUX |  | H1436 | CURRENT | 5
6242 | TERMINAL,LUG | DRILLED PALM,TINNED COPPER,CRIMP TYPE; FOR 2.5 SQ MM COPPER CONDUCTOR; M5 PALM HOLE;26.6 MM LG;PACK OF 100; PACK WEIGHT 0.13 KG; | CABLACES | CABLACES | CAL 2.5-5 | CURRENT | 2
6245 | TERMINAL,LUG | DRILLED PALM,TINNED COPPER,CRIMP TYPE;Y FOR 4 SQ MM,7/0.85 MM COPPER CONDUCTOR; M5 PALM HOLE; | UTILUX |  | H1403L CG4LM5/100 | PHASING | 1
6246 | TERMINAL,LUG | DRILLED PALM,TINNED COPPER,CRIMP TYPE; FOR 4 SQ MM,7/0.85 MM COPPER CONDUCTOR; M6 PALM HOLE;PACK OF 100,PACK WEIGHT 0.17 KG; | TECONN | TE CONNECTIVITY LTD | CG4M6/100 | CURRENT | 1
6246 | TERMINAL,LUG | DRILLED PALM,TINNED COPPER,CRIMP TYPE; FOR 4 SQ MM,7/0.85 MM COPPER CONDUCTOR; M6 PALM HOLE;PACK OF 100,PACK WEIGHT 0.17 KG; | MACLEAN | MACLEAN POWER PL - E15128 | H1404 | CURRENT | 2
6246 | TERMINAL,LUG | DRILLED PALM,TINNED COPPER,CRIMP TYPE; FOR 4 SQ MM,7/0.85 MM COPPER CONDUCTOR; M6 PALM HOLE;PACK OF 100,PACK WEIGHT 0.17 KG; | LEGEND | LEGEND POWER SYSTEMS | CAL 4-6 | CURRENT | 2
6246 | TERMINAL,LUG | DRILLED PALM,TINNED COPPER,CRIMP TYPE; FOR 4 SQ MM,7/0.85 MM COPPER CONDUCTOR; M6 PALM HOLE;PACK OF 100,PACK WEIGHT 0.17 KG; | TYCO | TYCO | CG4M6/100 (H1404/100) | CURRENT | 2
6246 | TERMINAL,LUG | DRILLED PALM,TINNED COPPER,CRIMP TYPE; FOR 4 SQ MM,7/0.85 MM COPPER CONDUCTOR; M6 PALM HOLE;PACK OF 100,PACK WEIGHT 0.17 KG; | UTILUX |  | H1404 | CURRENT | 5
6247 | TERMINAL,LUG | DRILLED PALM,TINNED COPPER,CRIMP TYPE; FOR 4 SQ MM,7/0.85 MM COPPER CONDUCTOR; M10 PALM HOLE;BOX OF 100,PACK WEIGHT 0.28 KG; | TECONN | TE CONNECTIVITY LTD | CG4M10/100 | CURRENT | 1
6247 | TERMINAL,LUG | DRILLED PALM,TINNED COPPER,CRIMP TYPE; FOR 4 SQ MM,7/0.85 MM COPPER CONDUCTOR; M10 PALM HOLE;BOX OF 100,PACK WEIGHT 0.28 KG; | MACLEAN | MACLEAN POWER PL - E15128 | H1404B/100 | CURRENT | 2
6247 | TERMINAL,LUG | DRILLED PALM,TINNED COPPER,CRIMP TYPE; FOR 4 SQ MM,7/0.85 MM COPPER CONDUCTOR; M10 PALM HOLE;BOX OF 100,PACK WEIGHT 0.28 KG; | TYCO | TYCO | CG4M10/100 (H1404B/100) | CURRENT | 2
6247 | TERMINAL,LUG | DRILLED PALM,TINNED COPPER,CRIMP TYPE; FOR 4 SQ MM,7/0.85 MM COPPER CONDUCTOR; M10 PALM HOLE;BOX OF 100,PACK WEIGHT 0.28 KG; | UTILUX |  | H1404B/100 | CURRENT | 5
6248 | TERMINAL,LUG | DRILLED PALM,TINNED COPPER,CRIMP TYPE; FOR 6 SQ MM,7/1.04 MM COPPER CONDUCTOR; M6 PALM HOLE;PACK OF 100,PACK WEIGHT 0.35 KG; | LEGEND | LEGEND POWER SYSTEMS | CAL 6-6 | CURRENT | 2
6248 | TERMINAL,LUG | DRILLED PALM,TINNED COPPER,CRIMP TYPE; FOR 6 SQ MM,7/1.04 MM COPPER CONDUCTOR; M6 PALM HOLE;PACK OF 100,PACK WEIGHT 0.35 KG; | MACLEAN | MACLEAN POWER PL - E15128 | H1405 | CURRENT | 2
6248 | TERMINAL,LUG | DRILLED PALM,TINNED COPPER,CRIMP TYPE; FOR 6 SQ MM,7/1.04 MM COPPER CONDUCTOR; M6 PALM HOLE;PACK OF 100,PACK WEIGHT 0.35 KG; | TYCO | TYCO | CG6M6/100 (H1405/100 | CURRENT | 2
6248 | TERMINAL,LUG | DRILLED PALM,TINNED COPPER,CRIMP TYPE; FOR 6 SQ MM,7/1.04 MM COPPER CONDUCTOR; M6 PALM HOLE;PACK OF 100,PACK WEIGHT 0.35 KG; | PLP AUST | PREFORMED LINE PRODUCTS (AUST) | EPTCU-6-4.4AF-M6 | CURRENT | 2
6248 | TERMINAL,LUG | DRILLED PALM,TINNED COPPER,CRIMP TYPE; FOR 6 SQ MM,7/1.04 MM COPPER CONDUCTOR; M6 PALM HOLE;PACK OF 100,PACK WEIGHT 0.35 KG; | TECONN | TE CONNECTIVITY LTD | CG6M6/100 | CURRENT | 1
6248 | TERMINAL,LUG | DRILLED PALM,TINNED COPPER,CRIMP TYPE; FOR 6 SQ MM,7/1.04 MM COPPER CONDUCTOR; M6 PALM HOLE;PACK OF 100,PACK WEIGHT 0.35 KG; | UTILUX |  | H1405 | CURRENT | 5
6249 | TERMINAL,LUG | DRILLED PALM,TINNED COPPER,CRIMP TYPE; FOR 6 SQ MM,7/1.04 MM COPPER CONDUCTOR; M8 PALM HOLE;BOX OF 100, PACK WEIGHT 0.263 KG; | TECONN | TE CONNECTIVITY LTD | CG6M8/100 | CURRENT | 1
6249 | TERMINAL,LUG | DRILLED PALM,TINNED COPPER,CRIMP TYPE; FOR 6 SQ MM,7/1.04 MM COPPER CONDUCTOR; M8 PALM HOLE;BOX OF 100, PACK WEIGHT 0.263 KG; | CABLACES | CABLACES | CAL 6-8 | CURRENT | 2
6251 | TERMINAL,LUG | DRILLED PALM,TINNED COPPER,CRIMP TYPE; FOR 16 SQ MM,7/1.70 MM COPPER CONDUCTOR; M6 PALM HOLE;PACK OF 50,PACK WEIGHT 0.38 KG;REFER SC17499 FOR DIE; | LEGEND | LEGEND POWER SYSTEMS | CAL16-6 | CURRENT | 2
6251 | TERMINAL,LUG | DRILLED PALM,TINNED COPPER,CRIMP TYPE; FOR 16 SQ MM,7/1.70 MM COPPER CONDUCTOR; M6 PALM HOLE;PACK OF 50,PACK WEIGHT 0.38 KG;REFER SC17499 FOR DIE; | PLP AUST | PREFORMED LINE PRODUCTS (AUST) | EPTCU-16-6.3AF-M6 | CURRENT | 2
6251 | TERMINAL,LUG | DRILLED PALM,TINNED COPPER,CRIMP TYPE; FOR 16 SQ MM,7/1.70 MM COPPER CONDUCTOR; M6 PALM HOLE;PACK OF 50,PACK WEIGHT 0.38 KG;REFER SC17499 FOR DIE; | TECONN | TE CONNECTIVITY LTD | CG16M6/50 | CURRENT | 1
6252 | TERMINAL,LUG | DRILLED PALM,TINNED COPPER,CRIMP TYPE; FOR 16 SQ MM,7/1.70 MM COPPER CONDUCTOR M8 PALM HOLE;BOX OF 50,PACK WEIGHT 0.37 KG; | LEGEND | LEGEND POWER SYSTEMS | CAL16-8 | CURRENT | 2
6252 | TERMINAL,LUG | DRILLED PALM,TINNED COPPER,CRIMP TYPE; FOR 16 SQ MM,7/1.70 MM COPPER CONDUCTOR M8 PALM HOLE;BOX OF 50,PACK WEIGHT 0.37 KG; | PLP AUST | PREFORMED LINE PRODUCTS (AUST) | EPTCU-16-6.3AF-M8 | CURRENT | 2
6252 | TERMINAL,LUG | DRILLED PALM,TINNED COPPER,CRIMP TYPE; FOR 16 SQ MM,7/1.70 MM COPPER CONDUCTOR M8 PALM HOLE;BOX OF 50,PACK WEIGHT 0.37 KG; | TECONN | TE CONNECTIVITY LTD | CG16M8/50 | CURRENT | 1
6256 | TERMINAL,LUG | DRILLED PALM,TINNED COPPER,CRIMP TYPE; FOR 35 SQ MM,19/1.53 MM COPPER CONDUCTOR;M10 PALM HOLE;PACK OF 100, PACK WEIGHT0.8 KG; | LEGEND | LEGEND POWER SYSTEMS | CAL35-10 | CURRENT | 2
6256 | TERMINAL,LUG | DRILLED PALM,TINNED COPPER,CRIMP TYPE; FOR 35 SQ MM,19/1.53 MM COPPER CONDUCTOR;M10 PALM HOLE;PACK OF 100, PACK WEIGHT0.8 KG; | TYCO | TYCO | CG35M10/50 | CURRENT | 2
6256 | TERMINAL,LUG | DRILLED PALM,TINNED COPPER,CRIMP TYPE; FOR 35 SQ MM,19/1.53 MM COPPER CONDUCTOR;M10 PALM HOLE;PACK OF 100, PACK WEIGHT0.8 KG; | PLP AUST | PREFORMED LINE PRODUCTS (AUST) | EPTCU-35-9.2AF-M10 | CURRENT | 2
6256 | TERMINAL,LUG | DRILLED PALM,TINNED COPPER,CRIMP TYPE; FOR 35 SQ MM,19/1.53 MM COPPER CONDUCTOR;M10 PALM HOLE;PACK OF 100, PACK WEIGHT0.8 KG; | TECONN | TE CONNECTIVITY LTD | CG35M10/50 | CURRENT | 1
6257 | TERMINAL,LUG | DRILLED PALM,TINNED COPPER,CRIMP TYPE; FOR 35 SQ MM,19/1.53 MM COPPER CONDUCTOR;FOR M12 BOLT SIZE;BOX OF 50, PACK WEIGHT 0.85 KG;REFER SC14877 FOR | LEGEND | LEGEND POWER SYSTEMS | CAL35-12 | CURRENT | 2
6257 | TERMINAL,LUG | DRILLED PALM,TINNED COPPER,CRIMP TYPE; FOR 35 SQ MM,19/1.53 MM COPPER CONDUCTOR;FOR M12 BOLT SIZE;BOX OF 50, PACK WEIGHT 0.85 KG;REFER SC14877 FOR | PLP AUST | PREFORMED LINE PRODUCTS (AUST) | EPTCU-35-9.2AF-M12 | CURRENT | 2
6257 | TERMINAL,LUG | DRILLED PALM,TINNED COPPER,CRIMP TYPE; FOR 35 SQ MM,19/1.53 MM COPPER CONDUCTOR;FOR M12 BOLT SIZE;BOX OF 50, PACK WEIGHT 0.85 KG;REFER SC14877 FOR | TECONN | TE CONNECTIVITY LTD | CG35M12/50 | CURRENT | 1
6258 | TERMINAL,LUG | DRILLED PALM,TINNED COPPER,CRIMP TYPE; FOR 50 SQ MM,19/1.78 MM COPPER CONDUCTOR;M10 PALM HOLE;BOX OF 100, PACK WEIGHT 0.55 KG; | TECONN | TE CONNECTIVITY LTD | CG50M10/25 | CURRENT | 1
6258 | TERMINAL,LUG | DRILLED PALM,TINNED COPPER,CRIMP TYPE; FOR 50 SQ MM,19/1.78 MM COPPER CONDUCTOR;M10 PALM HOLE;BOX OF 100, PACK WEIGHT 0.55 KG; | LEGEND | LEGEND POWER SYSTEMS | CAL50-10 | CURRENT | 2
6258 | TERMINAL,LUG | DRILLED PALM,TINNED COPPER,CRIMP TYPE; FOR 50 SQ MM,19/1.78 MM COPPER CONDUCTOR;M10 PALM HOLE;BOX OF 100, PACK WEIGHT 0.55 KG; | PLP AUST | PREFORMED LINE PRODUCTS (AUST) | EPTCU-50-10.4AF-M10 | CURRENT | 2
6259 | TERMINAL,LUG | DRILLED PALM,TINNED COPPER,CRIMP TYPE; FOR 50 SQ MM,19/1.78 MM COPPER CONDUCTOR;FOR M12 BOLT SIZE;BOX OF 25. PACK WEIGHT 0.53 KG; | TYCO | TYCO | CG50M12/25 (H1421/25 | CURRENT | 1
6259 | TERMINAL,LUG | DRILLED PALM,TINNED COPPER,CRIMP TYPE; FOR 50 SQ MM,19/1.78 MM COPPER CONDUCTOR;FOR M12 BOLT SIZE;BOX OF 25. PACK WEIGHT 0.53 KG; | PLP AUST | PREFORMED LINE PRODUCTS (AUST) | EPTCU-50-10.4AF-M12 | CURRENT | 2
6260 | TERMINAL,LUG | DRILLED PALM,TINNED COPPER,CRIMP TYPE; FOR 70 SQ MM,19/2.14 MM COPPER CONDUCTOR;FOR M12 BOLT SIZE;BOX OF 25; BOX WEIGHT 0.65 KG; | TECONN | TE CONNECTIVITY LTD | CG70M12/25 | CURRENT | 1
6260 | TERMINAL,LUG | DRILLED PALM,TINNED COPPER,CRIMP TYPE; FOR 70 SQ MM,19/2.14 MM COPPER CONDUCTOR;FOR M12 BOLT SIZE;BOX OF 25; BOX WEIGHT 0.65 KG; | CABAC | CABAC (MANUFACTURER) | CAL70-12 | CURRENT | 2
6260 | TERMINAL,LUG | DRILLED PALM,TINNED COPPER,CRIMP TYPE; FOR 70 SQ MM,19/2.14 MM COPPER CONDUCTOR;FOR M12 BOLT SIZE;BOX OF 25; BOX WEIGHT 0.65 KG; | PLP AUST | PREFORMED LINE PRODUCTS (AUST) | EPTCU-70-11.5AF-M12 | CURRENT | 2
6262 | TERMINAL,LUG | DRILLED PALM,TINNED COPPER,CRIMP TYPE; FOR 70 SQ MM,19/2.14 MM COPPER CONDUCTOR;M20 PALM HOLE;PACK OF 25,PACK WEIGHT 1.3 KG; | TECONN | TE CONNECTIVITY LTD | CG70M20/25 | CURRENT | 1
6262 | TERMINAL,LUG | DRILLED PALM,TINNED COPPER,CRIMP TYPE; FOR 70 SQ MM,19/2.14 MM COPPER CONDUCTOR;M20 PALM HOLE;PACK OF 25,PACK WEIGHT 1.3 KG; | UTILUX |  | H1439/25 | CURRENT | 2
6263 | TERMINAL,LUG | Crimp Type, Drilled Palm, Tinned Cu, 95mm2, 37/1.78mm Cu Cond, M12 Bolt Size, Hex Die A/F 14.2mm, Box of 25 | UTILUX |  | CG95M12/25 | CURRENT | 1
6263 | TERMINAL,LUG | Crimp Type, Drilled Palm, Tinned Cu, 95mm2, 37/1.78mm Cu Cond, M12 Bolt Size, Hex Die A/F 14.2mm, Box of 25 | LEGEND | LEGEND POWER SYSTEMS | CAL95-12 | CURRENT | 2
6263 | TERMINAL,LUG | Crimp Type, Drilled Palm, Tinned Cu, 95mm2, 37/1.78mm Cu Cond, M12 Bolt Size, Hex Die A/F 14.2mm, Box of 25 | UTILUX |  | H1425/25 | CURRENT | 2
6265 | TERMINAL,LUG | DRILLED PALM,TINNED COPPER,CRIMP TYPE; FOR 120 SQ MM,37/2.03 MM COPPER COND; FOR M12 BOLT SIZE;BOX OF 25 PACK WEIGHT 1.45 KG;REFER SC02146 FOR DIE; | TECONN | TE CONNECTIVITY LTD | CG120M12/25 | CURRENT | 1
6265 | TERMINAL,LUG | DRILLED PALM,TINNED COPPER,CRIMP TYPE; FOR 120 SQ MM,37/2.03 MM COPPER COND; FOR M12 BOLT SIZE;BOX OF 25 PACK WEIGHT 1.45 KG;REFER SC02146 FOR DIE; | LEGEND | LEGEND POWER SYSTEMS | CAL120-12 | CURRENT | 2
6265 | TERMINAL,LUG | DRILLED PALM,TINNED COPPER,CRIMP TYPE; FOR 120 SQ MM,37/2.03 MM COPPER COND; FOR M12 BOLT SIZE;BOX OF 25 PACK WEIGHT 1.45 KG;REFER SC02146 FOR DIE; | UTILUX |  | H1382/25 | CURRENT | 2
6266 | TERMINAL,LUG | DRILLED PALM,TINNED COPPER,CRIMP TYPE; FOR 185 SQ MM,37/2.52 MM COPPER COND; FOR M12 BOLT SIZE;BOX OF 20,PACK WEIGHT 3.1 KG; | TYCO | TYCO | CG185M12/20 (H1387/20 | CURRENT | 1
6266 | TERMINAL,LUG | DRILLED PALM,TINNED COPPER,CRIMP TYPE; FOR 185 SQ MM,37/2.52 MM COPPER COND; FOR M12 BOLT SIZE;BOX OF 20,PACK WEIGHT 3.1 KG; | UTILUX |  | H1387/20 | CURRENT | 5
6267 | TERMINAL,LUG | DRILLED PALM,TINNED COPPER,CRIMP TYPE; FOR 185 SQ MM,37/2.52 MM COPPER CONDUCTOR;M16 PALM HOLE;BOX OF 20, PACK WEIGHT3.0 KG; | TYCO | TYCO | CG185M16/20 (H1388/20 | CURRENT | 1
6267 | TERMINAL,LUG | DRILLED PALM,TINNED COPPER,CRIMP TYPE; FOR 185 SQ MM,37/2.52 MM COPPER CONDUCTOR;M16 PALM HOLE;BOX OF 20, PACK WEIGHT3.0 KG; | UTILUX |  | H1388/20 | CURRENT | 5
6270 | TERMINAL,LUG | PRE-INSULATED,DRILLED PALM,TINNED COPPER ,CRIMP TYPE;FOR 4 SQ MM,7/0.85 MM WIRE SIZE;6.7 MM PALM HOLE;BLACK NYLON INSULATOR SLEEVE;SERRATED,INSIDE BARREL; | TYCO | TYCO | RHD4M6/100 (H2004/100 | CURRENT | 1
6270 | TERMINAL,LUG | PRE-INSULATED,DRILLED PALM,TINNED COPPER ,CRIMP TYPE;FOR 4 SQ MM,7/0.85 MM WIRE SIZE;6.7 MM PALM HOLE;BLACK NYLON INSULATOR SLEEVE;SERRATED,INSIDE BARREL; | UTILUX |  | H2004/100 | CURRENT | 5
6271 | TERMINAL,LUG | PRE-INSULATED,DRILLED PALM,TINNED COPPER ,CRIMP TYPE;FOR 2.5 SQ MM,7/0.67 MM WIRE SIZE;5.0 MM PALM HOLE;BLACK NYLON INSULATOR SLEEVE;SERRATED INSIDE BARREL; | TYCO | TYCO | RHD2.5M5/100 (H2036/100 | CURRENT | 1
6271 | TERMINAL,LUG | PRE-INSULATED,DRILLED PALM,TINNED COPPER ,CRIMP TYPE;FOR 2.5 SQ MM,7/0.67 MM WIRE SIZE;5.0 MM PALM HOLE;BLACK NYLON INSULATOR SLEEVE;SERRATED INSIDE BARREL; | UTILUX |  | H2036/100 | CURRENT | 5
6297 | CLEVIS TONGUE ASSEMBLY. | STEEL;GALV;186 MM LG,40 MM W;C/W HEX BOLT WITH 2 HEX NUTS;BUNDLE OF 25, PACK WEIGHT 25 KG;FOR U/W 11/33 KV SUSPENSION CONCRETE; | HAYMAN | HAYMANS INDUSTRIES PTY LTD | 6297 | CURRENT | 1
6297 | CLEVIS TONGUE ASSEMBLY. | STEEL;GALV;186 MM LG,40 MM W;C/W HEX BOLT WITH 2 HEX NUTS;BUNDLE OF 25, PACK WEIGHT 25 KG;FOR U/W 11/33 KV SUSPENSION CONCRETE; | GREATWST |  | 6297 | CURRENT | 2
6309 | INSULATOR REINFORCING PIECES | BASE MTG TYPE;STEEL,CAST OR ALUMINIUM ALLOY;GALV;FOR 50 MM NB TUBE;2 PER SET; | NIELFDRY |  | (ONLY) | CURRENT | 1
6310 | BRACKET,INSULATOR | Insulator Reinforcing Pieces, Base Mtg Type, Galv Steel, Cast or Al Alloy, for 65mm NB Tube, Set of 2 | DOWNCAST | DOWNS ALUMINIUM CASTINGS | TS02 | CURRENT | 1
6320 | HOOK,SUPPORT | SEMI ENCLOSED EYE HOOK;STEEL,MILD; GALV;174 MM LG;12 MM DIA;BAGS OF 50, PACK WEIGHT 10 KG;REFER OCM SET 1-3; | HAYMAN | HAYMANS INDUSTRIES PTY LTD | 6320 | CURRENT | 1
6320 | HOOK,SUPPORT | SEMI ENCLOSED EYE HOOK;STEEL,MILD; GALV;174 MM LG;12 MM DIA;BAGS OF 50, PACK WEIGHT 10 KG;REFER OCM SET 1-3; | SEWELFRG | GREG SEWELL FORGINGS PTY LTD | EYE HOOK | CURRENT | 2
6321 | PIN,STRAIGHT,HEADLESS | STEEL;GALV;HEX;57 MM C TO C;16 MM DIA; C/W 2 HUMPBACK SPLIT PINS; | DULHUNTY | DULHUNTY INDUSTRIES PTY LTD | HEX-57 | CURRENT | 1
6322 | PIN,STRAIGHT,HEADLESS | STEEL;GALV;HEX;47 MM C TO C;16 MM DIA; C/W 2 HUMPBACK SPLIT PINS;BAGS OF 50, PACK WEIGHT 5 KG; | DULHUNTY | DULHUNTY INDUSTRIES PTY LTD | HEX-47 | CURRENT | 1
6325 | PIN,COTTER,SPLIT | STAINLESS STEEL;TYPE "A" SPLIT HUMPBACK;AS1154,P2 HP/A; | DULHUNTY | DULHUNTY INDUSTRIES PTY LTD | SPLITPIN-TYPE A | CURRENT | 1
6338 | DRIVE POINT,GROUND ROD | STAR TYPE;FOR U/W COPPERBONDED EARTH RODS;PACK OF 5 ,PACK WEIGHT 0.6KG; U/W BRI-TECH CER13 RODS,REFER SC17321 FOR PARALLEL RODS; VERY HARD GROUND; | ERICO | NVENT ERICO PRODUCTS AUSTRALIA P/L | DT12 | CURRENT | 1
6338 | DRIVE POINT,GROUND ROD | STAR TYPE;FOR U/W COPPERBONDED EARTH RODS;PACK OF 5 ,PACK WEIGHT 0.6KG; U/W BRI-TECH CER13 RODS,REFER SC17321 FOR PARALLEL RODS; VERY HARD GROUND; | FULTON | FULTON INDUSTRIES PL | 08-TPS12 | CURRENT | 2
6338 | DRIVE POINT,GROUND ROD | STAR TYPE;FOR U/W COPPERBONDED EARTH RODS;PACK OF 5 ,PACK WEIGHT 0.6KG; U/W BRI-TECH CER13 RODS,REFER SC17321 FOR PARALLEL RODS; VERY HARD GROUND; | BRITECH | BRI-TECH PTY LTD | DT12 | CURRENT | 2
6338 | DRIVE POINT,GROUND ROD | STAR TYPE;FOR U/W COPPERBONDED EARTH RODS;PACK OF 5 ,PACK WEIGHT 0.6KG; U/W BRI-TECH CER13 RODS,REFER SC17321 FOR PARALLEL RODS; VERY HARD GROUND; | PLP AUST | PREFORMED LINE PRODUCTS (AUST) | CBE-127-SDP | CURRENT | 2
6358 | PROTECTOR,ELECTRICAL CABLE | ARMOUR RODS,HELICAL;STEEL,GALV;3/2.75 MM GALV STEEL STRAND;3/12 (90 TON) GALV STEEL STRAND;BOX OF 50; | DULMISON | DULMISON (AUST) PTY LTD | SAR-0480D | CURRENT | 1
6358 | PROTECTOR,ELECTRICAL CABLE | ARMOUR RODS,HELICAL;STEEL,GALV;3/2.75 MM GALV STEEL STRAND;3/12 (90 TON) GALV STEEL STRAND;BOX OF 50; | PLP AUST | PREFORMED LINE PRODUCTS (AUST) | GAR-055 | CURRENT | 2
6380 | SLEEVE,ELECTRICAL POWER CABLE,JOINT | 33 KV HSL STRAIGHT JOINT;COPPER & BRASS; 810 MM LG,63.5 MM DIA,1.2 WALL THK; | ENERGEX | ENERGEX | SLEEVE,ELECTRICAL | PURCHASE AS REQUIRED | 1
6397 | SPLICE,CONDUCTOR | SPLICES,HELICAL;CADMIUM COPPER;COPPER CONDUCTOR;16 SQ MM;7/1.70 MM;BOX OF 35, PACK WEIGHT 5 KG;DULMISON FITTING ALSO SUITS 7/.064 COPPER CONDUCTOR;ITEM | MACLEAN | MACLEAN POWER PL - E15128 | LS-CC0510 | CURRENT | 2
6397 | SPLICE,CONDUCTOR | SPLICES,HELICAL;CADMIUM COPPER;COPPER CONDUCTOR;16 SQ MM;7/1.70 MM;BOX OF 35, PACK WEIGHT 5 KG;DULMISON FITTING ALSO SUITS 7/.064 COPPER CONDUCTOR;ITEM | PLP AUST | PREFORMED LINE PRODUCTS (AUST) | CFS-048 | CURRENT | 1
6398 | SPLICE,CONDUCTOR | SPLICES,HELICAL;CADMIUM COPPER;COPPER CONDUCTOR;7/2.00 MM;BOX OF 20, PACK WEIGHT 6.2 KG;ITEM DISCONTINUED REFER TO SC15815; | MACLEAN | MACLEAN POWER PL - E15128 | LS-CC 0600 | CURRENT | 2
6398 | SPLICE,CONDUCTOR | SPLICES,HELICAL;CADMIUM COPPER;COPPER CONDUCTOR;7/2.00 MM;BOX OF 20, PACK WEIGHT 6.2 KG;ITEM DISCONTINUED REFER TO SC15815; | PLP AUST | PREFORMED LINE PRODUCTS (AUST) | CFS-060 | CURRENT | 1
6399 | SPLICE,CONDUCTOR | SPLICES,HELICAL;CADMIUM COPPER;COPPER CONDUCTOR;7/2.75 MM;BOX OF 15, PACK WEIGHT 9.3 KG;ITEM DISCONTINUED REFER SC17317 FOR REPLACEMENT; | PLP AUST | PREFORMED LINE PRODUCTS (AUST) | CFS-083 | CURRENT | 1
6400 | SPLICE,CONDUCTOR | SPLICES,HELICAL;CADIUM COPPER;COPPER CONDUCTOR;19/2.00 MM;BOX OF 10, PACK WEIGHT 13 KG;ITEM DISCONTINUED REFER SC15742 FOR REPLACEMENT; | PLP AUST | PREFORMED LINE PRODUCTS (AUST) | CFS-100 | CURRENT | 1
6401 | SPLICE,CONDUCTOR | SPLICES,HELICAL;CADMIUM COPPER;COPPER CONDUCTOR;19/2.75 MM;PACK OF 5; | DULMISON | DULMISON (AUST) PTY LTD | CLS-1375 | CURRENT | 1
6401 | SPLICE,CONDUCTOR | SPLICES,HELICAL;CADMIUM COPPER;COPPER CONDUCTOR;19/2.75 MM;PACK OF 5; | PLP AUST | PREFORMED LINE PRODUCTS (AUST) | CFS-138 | CURRENT | 2
6402 | SPLICE,CONDUCTOR | SPLICES,HELICAL;STEEL,GALV;GALV STEEL STRAND;7/2.75 MM;BOX OF 40,PACK WEIGHT 20 KG; | MACLEAN | MACLEAN POWER PL - E15128 | LS-S0825 | CURRENT | 2
6402 | SPLICE,CONDUCTOR | SPLICES,HELICAL;STEEL,GALV;GALV STEEL STRAND;7/2.75 MM;BOX OF 40,PACK WEIGHT 20 KG; | PLP AUST | PREFORMED LINE PRODUCTS (AUST) | GFS-083 | CURRENT | 1
6405 | SPLICE,CONDUCTOR | SPLICES,HELICAL,FULL TENSION;STEEL,GALV; GALV STEEL STRAND;3/2.75 MM;BOX OF 3O; PACK WEIGHT 7.5 KG; | PLP AUST | PREFORMED LINE PRODUCTS (AUST) | GFS-055 | CURRENT | 1
6406 | BRACKET,GUY ATTACHMENT | OUTRIGGER TYPE;STEEL,MILD;GALV;BOLTED STAY ATTACHMENT;FLANGED;FLANGED END FOR SADDLE CLAMPS;80 MM NB GALV PIPE, 2150 MM LG,STAY ROD;C/W 2 SADDLE | SEWELFRG | GREG SEWELL FORGINGS PTY LTD | 6178 | CURRENT | 1
6424 | TAG,MARKER | LEGEND - CONSUMER EARTH;CAST COPPER ALLOY,NATURAL FINISH;75 MM LG,38 MM W, 3 MM THK;W/14 MM DIA HOLE FOR EARTH WIRE FEED THROUGH;PACK OF 50,PACK | RMS | RELAY MONITORING SYSTEMS PL | 6424 | CURRENT | 1
6425 | TAG,MARKER | LEGEND - STATION EARTH;CAST COPPER ALLOY,NATURAL FINISH;75 MM LG,38 MM W, ,3 MM THK;W/14 MM DIA HOLE FOR EARTH WIRE FEED THROUGH;PACK OF 100,PACK | RMS | RELAY MONITORING SYSTEMS PL | 6425 | CURRENT | 1
6430 | TERMINATION,ELECTRICAL POWER CABLE | 33 KV;OIL IMMERSED;SINGLE PHASE;FOR 3 SQ IN,COPPER CONDUCTOR,HOLLOW CORE, LED CABLE;PORCELAIN;C/W TAPES ETC; SECURITY STOCK VPK (VICTORIA PARK); | BICC |  | DWG NO E95303-1 | STRATEGIC SPARE | 1
6431 | TERMINATION,ELECTRICAL POWER CABLE | 33 KV;OUTDOOR;SINGLE PHASE;FOR 3 SQ IN,COPPER CONDUCTOR,HOLLOW CORE, OIL FILLED CABLE;PORCELAIN;C/W TAPES ETC ;SECURITY STOCK VPK (VICTORIA PARK) | BICC |  | DWG NO E95303-D1 J1 3359 | STRATEGIC SPARE | 1
6434 | GRIP,DEADEND | FT, Helical, for HDBC, 7/1.75, (7/.064 Imp), 5.25mm Conductor Dia, Colour Code Purple | MACLEAN | MACLEAN POWER PL - E15128 | DE-CC0510-NC | CURRENT | 2
6434 | GRIP,DEADEND | FT, Helical, for HDBC, 7/1.75, (7/.064 Imp), 5.25mm Conductor Dia, Colour Code Purple | PLP AUST | PREFORMED LINE PRODUCTS (AUST) | CFG-0525 | CURRENT | 1
6434 | GRIP,DEADEND | FT, Helical, for HDBC, 7/1.75, (7/.064 Imp), 5.25mm Conductor Dia, Colour Code Purple | DULMISON | DULMISON (AUST) PTY LTD | CDE-0525 | CURRENT | 2
6435 | GRIP,DEADEND | FT, Helical, for HDBC, 7/2.00, (7/.080 Imp), 6mm Conductor Dia, Colour Code Yellow | MACLEAN | MACLEAN POWER PL - E15128 | DE-CC0600-NC | CURRENT | 2
6435 | GRIP,DEADEND | FT, Helical, for HDBC, 7/2.00, (7/.080 Imp), 6mm Conductor Dia, Colour Code Yellow | PLP AUST | PREFORMED LINE PRODUCTS (AUST) | CFG-060 | CURRENT | 1
6435 | GRIP,DEADEND | FT, Helical, for HDBC, 7/2.00, (7/.080 Imp), 6mm Conductor Dia, Colour Code Yellow | DULMISON | DULMISON (AUST) PTY LTD | CDE-0600 | CURRENT | 2
6436 | GRIP,DEADEND | HELICAL DEAD END;COPPER,CADMIUM;COPPER CONDUCTOR;7/.104 IN & 7/2.75 MM;PACK OF 25;PACK WEIGHT APPROX 10 KG; | MACLEAN | MACLEAN POWER PL - E15128 | DE-CC0825-NC | CURRENT | 2
6436 | GRIP,DEADEND | HELICAL DEAD END;COPPER,CADMIUM;COPPER CONDUCTOR;7/.104 IN & 7/2.75 MM;PACK OF 25;PACK WEIGHT APPROX 10 KG; | PLP AUST | PREFORMED LINE PRODUCTS (AUST) | CFG-083 | CURRENT | 1
6437 | GRIP,DEADEND | HELICAL DEAD END;COPPER,CADMIUM;COPPER COND;19/.083 IN & 19/2.00 MM;PACK WEIGHT 19.3 KG; PACK OF 24; | MACLEAN | MACLEAN POWER PL - E15128 | DE-CC1000-NC | CURRENT | 2
6437 | GRIP,DEADEND | HELICAL DEAD END;COPPER,CADMIUM;COPPER COND;19/.083 IN & 19/2.00 MM;PACK WEIGHT 19.3 KG; PACK OF 24; | PLP AUST | PREFORMED LINE PRODUCTS (AUST) | CFG-100 | CURRENT | 1
6437 | GRIP,DEADEND | HELICAL DEAD END;COPPER,CADMIUM;COPPER COND;19/.083 IN & 19/2.00 MM;PACK WEIGHT 19.3 KG; PACK OF 24; | PLP AUST | PREFORMED LINE PRODUCTS (AUST) | CFG-100-CL | CURRENT | 5
6437 | GRIP,DEADEND | HELICAL DEAD END;COPPER,CADMIUM;COPPER COND;19/.083 IN & 19/2.00 MM;PACK WEIGHT 19.3 KG; PACK OF 24; | DULMISON | DULMISON (AUST) PTY LTD | CDE-1000D | CURRENT | 2
6438 | GRIP,DEADEND | HELICAL DEAD END;COPPER,CADMIUM;COPPER COND;19/.104 IN & 19/2.75 MM;BOX OF 10, PACK WEIGHT 20 KG; | TYCO | TYCO | FCD1320-1375-6 | CURRENT | 2
6438 | GRIP,DEADEND | HELICAL DEAD END;COPPER,CADMIUM;COPPER COND;19/.104 IN & 19/2.75 MM;BOX OF 10, PACK WEIGHT 20 KG; | MACLEAN | MACLEAN POWER PL - E15128 | DE-CC1375-NC | CURRENT | 2
6438 | GRIP,DEADEND | HELICAL DEAD END;COPPER,CADMIUM;COPPER COND;19/.104 IN & 19/2.75 MM;BOX OF 10, PACK WEIGHT 20 KG; | PLP AUST | PREFORMED LINE PRODUCTS (AUST) | CFG-138-CL | CURRENT | 1
6439 | GRIP,DEADEND | HELICAL DEAD END (FULL TENSION);STEEL, GALV;GALV STEEL STRAND;7/2.00 MM;BOX OF 50, PACK WEIGHT 5 KG; | TYCO | TYCO | FGD0595-0620-5 | CURRENT | 2
6439 | GRIP,DEADEND | HELICAL DEAD END (FULL TENSION);STEEL, GALV;GALV STEEL STRAND;7/2.00 MM;BOX OF 50, PACK WEIGHT 5 KG; | TECONN | TE CONNECTIVITY LTD | FGD0595-0620-5 | CURRENT | 1
6439 | GRIP,DEADEND | HELICAL DEAD END (FULL TENSION);STEEL, GALV;GALV STEEL STRAND;7/2.00 MM;BOX OF 50, PACK WEIGHT 5 KG; | PLP AUST | PREFORMED LINE PRODUCTS (AUST) | GFG-060-CL | CURRENT | 2
6439 | GRIP,DEADEND | HELICAL DEAD END (FULL TENSION);STEEL, GALV;GALV STEEL STRAND;7/2.00 MM;BOX OF 50, PACK WEIGHT 5 KG; | PLP AUST | PREFORMED LINE PRODUCTS (AUST) | GFG-060 | CURRENT | 2
6441 | GRIP,DEADEND | HELICAL DEAD END;STEEL,GALV;GALV STEEL STRAND;3/2.75 MM;BOX OF 36,PACK WEIGHT 6.5 KG; | PLP AUST | PREFORMED LINE PRODUCTS (AUST) | GFG-055ER | CURRENT | 1
6441 | GRIP,DEADEND | HELICAL DEAD END;STEEL,GALV;GALV STEEL STRAND;3/2.75 MM;BOX OF 36,PACK WEIGHT 6.5 KG; | DULMISON | DULMISON (AUST) PTY LTD | SGG-0593 | CURRENT | 2
6442 | CLAMP,STRAIN | HELICAL DEAD END;STEEL,GALV;GALV STEEL STRAND;7/2.75 MM;BOX OF 30, PACK WEIGHT 12 KG; | MACLEAN | MACLEAN POWER PL - E15128 | DE-S0825-NC | CURRENT | 2
6442 | CLAMP,STRAIN | HELICAL DEAD END;STEEL,GALV;GALV STEEL STRAND;7/2.75 MM;BOX OF 30, PACK WEIGHT 12 KG; | PLP AUST | PREFORMED LINE PRODUCTS (AUST) | GFG-083-CL | CURRENT | 1
6443 | CLAMP,STRAIN | HELICAL DEAD END;STEEL,GALV;GALV STEEL STRAND;19/2.00 MM;BOX OF 24,PACK WEIGHT 15 KG;REFER MAS FILE FOR PACKAGING DETAILS; | PLP AUST | PREFORMED LINE PRODUCTS (AUST) | GFG-100 | CURRENT | 1
6444 | CLAMP,STRAIN | HELICAL DEAD END;STEEL,GALV;GALV STEEL STRAND;19/2.75 MM;BOX OF 10, PACK WEIGHT 16.5 KG; | MACLEAN | MACLEAN POWER PL - E15128 | DE-S1375-NC | CURRENT | 2
6444 | CLAMP,STRAIN | HELICAL DEAD END;STEEL,GALV;GALV STEEL STRAND;19/2.75 MM;BOX OF 10, PACK WEIGHT 16.5 KG; | PLP AUST | PREFORMED LINE PRODUCTS (AUST) | GFG-138 | CURRENT | 1
6459 | CLAMP,STRAIN | HELICAL SERVICE FITTING;STEEL,GALV; DOUBLE INSULATED;P.W.C.;16 SQ MM; 7/1.70 MM 2 COND;BOX OF 25,PACK WEIGHT 7 KG; | TYCO | TYCO | FDD1600-5NW | CURRENT | 2
6459 | CLAMP,STRAIN | HELICAL SERVICE FITTING;STEEL,GALV; DOUBLE INSULATED;P.W.C.;16 SQ MM; 7/1.70 MM 2 COND;BOX OF 25,PACK WEIGHT 7 KG; | PLP AUST | PREFORMED LINE PRODUCTS (AUST) | D-DIS81600 | CURRENT | 2
6459 | CLAMP,STRAIN | HELICAL SERVICE FITTING;STEEL,GALV; DOUBLE INSULATED;P.W.C.;16 SQ MM; 7/1.70 MM 2 COND;BOX OF 25,PACK WEIGHT 7 KG; | TECONN | TE CONNECTIVITY LTD | FDD1600-5NW | CURRENT | 1
6460 | CLAMP,STRAIN | HELICAL SERVICE FITTING;STEEL,GALV; DOUBLE INSULATED;P.W.C.;10 SQ MM; ;7/1.35 MM 2 COND;BOX OF 25, PACK WEIGHT 6.5 KG; | TYCO | TYCO | FDD1400-5NW | CURRENT | 1
6460 | CLAMP,STRAIN | HELICAL SERVICE FITTING;STEEL,GALV; DOUBLE INSULATED;P.W.C.;10 SQ MM; ;7/1.35 MM 2 COND;BOX OF 25, PACK WEIGHT 6.5 KG; | PLP AUST | PREFORMED LINE PRODUCTS (AUST) | D-DIS80610 | CURRENT | 2
6460 | CLAMP,STRAIN | HELICAL SERVICE FITTING;STEEL,GALV; DOUBLE INSULATED;P.W.C.;10 SQ MM; ;7/1.35 MM 2 COND;BOX OF 25, PACK WEIGHT 6.5 KG; | PLP AUST | PREFORMED LINE PRODUCTS (AUST) | GSG-180-DI-19-Q | CURRENT | 2
6461 | TERMINATION,PREFORMED | FT, Double Insulated Service Fitting for PVC Cu, 10mm2 Twisted (7/1.35) 3 & 4 Core, 16mm2 Twisted (7/1.70) 2 Core, 10mm2 N/S (7/1.35) 2 Conductor, Colour | TYCO | TYCO | FDD1400-5N | CURRENT | 2
6461 | TERMINATION,PREFORMED | FT, Double Insulated Service Fitting for PVC Cu, 10mm2 Twisted (7/1.35) 3 & 4 Core, 16mm2 Twisted (7/1.70) 2 Core, 10mm2 N/S (7/1.35) 2 Conductor, Colour | PLP AUST | PREFORMED LINE PRODUCTS (AUST) | D-DIS1400N | CURRENT | 2
6461 | TERMINATION,PREFORMED | FT, Double Insulated Service Fitting for PVC Cu, 10mm2 Twisted (7/1.35) 3 & 4 Core, 16mm2 Twisted (7/1.70) 2 Core, 10mm2 N/S (7/1.35) 2 Conductor, Colour | TECONN | TE CONNECTIVITY LTD | FDD1400-5N | CURRENT | 1
6461 | TERMINATION,PREFORMED | FT, Double Insulated Service Fitting for PVC Cu, 10mm2 Twisted (7/1.35) 3 & 4 Core, 16mm2 Twisted (7/1.70) 2 Core, 10mm2 N/S (7/1.35) 2 Conductor, Colour | PLP AUST | PREFORMED LINE PRODUCTS (AUST) | GSG-180-DI-19-Q | CURRENT | 2
6463 | TERMINATION,PREFORMED | LT, Double Insulated Service Fitting for PVC Cu, 10mm2 Twisted (7/1.35) 4 Core, 16mm2 Twisted (7/1.35) 3 & 4 Core, 25mm2 Twisted (7/2.00) 2 Core, 16mm2 N/S | TYCO | TYCO | FDD1600-5N | CURRENT | 2
6463 | TERMINATION,PREFORMED | LT, Double Insulated Service Fitting for PVC Cu, 10mm2 Twisted (7/1.35) 4 Core, 16mm2 Twisted (7/1.35) 3 & 4 Core, 25mm2 Twisted (7/2.00) 2 Core, 16mm2 N/S | PLP AUST | PREFORMED LINE PRODUCTS (AUST) | D-DIS1600N | CURRENT | 1
6479 | THIMBLE,ROPE | FOR WIRE ROPE;STEEL;GALV;10 MM NOM DIA; OPEN POINTS;BOX OF 1; | BULIVANT | BULLIVANTS LIFTING & SAFETY SPECIALISTS | WTH-T-OP-100-G-21MM | CURRENT | 1
6480 | THIMBLE,ROPE | FOR WIRE ROPE;STEEL;GALV;12 MM NOM DIA; OPEN POINTS;PACK OF 100; | BULIVANT | BULLIVANTS LIFTING & SAFETY SPECIALISTS | WTH-T-OP-120-G-21 MM | CURRENT | 1
6484 | THIMBLE,ROPE | FOR NON METALLIC ROPE ONLY;STEEL;GALV; 16 MM NOM DIA; OPEN POINTS;PACK OF 1; | BULIVANT | BULLIVANTS LIFTING & SAFETY SPECIALISTS | WTH-T-OP-160-G-25 MM | CURRENT | 1
6485 | CABLE TIE | 140 MM NOM LG,3.5 MM NOM W;BLACK NYLON; SELF LOCKING;MINIMUM LOOP TENSILE STRENGTH 13.6 KG;BAG OF 100,CARTON OF 30 000;FOR OUTDOOR USE; | TECONN | TE CONNECTIVITY LTD | CT1503W/100 | CURRENT | 1
6485 | CABLE TIE | 140 MM NOM LG,3.5 MM NOM W;BLACK NYLON; SELF LOCKING;MINIMUM LOOP TENSILE STRENGTH 13.6 KG;BAG OF 100,CARTON OF 30 000;FOR OUTDOOR USE; | STATEWD | STATEWIDE FSTNERS & ENG SPLS PL | CCT140BK | CURRENT | 2
6485 | CABLE TIE | 140 MM NOM LG,3.5 MM NOM W;BLACK NYLON; SELF LOCKING;MINIMUM LOOP TENSILE STRENGTH 13.6 KG;BAG OF 100,CARTON OF 30 000;FOR OUTDOOR USE; | CABLACES | CABLACES | CAACT140BK/100 | CURRENT | 2
6486 | CABLE TIE | Nylon, Black, 370 x 7.6mm, UV Resistant, Self Locking, Minimum Proof Tensile Strenght 22kgs, for Indoor & Outdoor Applications (P100) | LEGEND | LEGEND POWER SYSTEMS | CT365BK-HD | CURRENT | 1
6486 | CABLE TIE | Nylon, Black, 370 x 7.6mm, UV Resistant, Self Locking, Minimum Proof Tensile Strenght 22kgs, for Indoor & Outdoor Applications (P100) | STATEWD | STATEWIDE FSTNERS & ENG SPLS PL | CRT365BKHD | CURRENT | 2
6486 | CABLE TIE | Nylon, Black, 370 x 7.6mm, UV Resistant, Self Locking, Minimum Proof Tensile Strenght 22kgs, for Indoor & Outdoor Applications (P100) | CABLACES | CABLACES | CAACT365BK-HD | CURRENT | 2
6487 | CABLE TIE | Nylon, Black, 200 x 4.8mm, UV Resistant (P100) | TECONN | TE CONNECTIVITY LTD | CT2004W/100 | CURRENT | 1
6487 | CABLE TIE | Nylon, Black, 200 x 4.8mm, UV Resistant (P100) | REXEL | REXEL PTY LTD | BIZCTB20048100 | CURRENT | 2
6487 | CABLE TIE | Nylon, Black, 200 x 4.8mm, UV Resistant (P100) | BURNDY | BURNDY CABLE SUPPORT SYSTEMS | TF-5DW | CURRENT | 2
6488 | CABLE TIE | 380 MM LG,(20 MM TO 100 MM DIA WIRE BUNDLE RANGE) 5 MM W NOM;NYLON, SELF LOCKING CABLE IDENTIFICATION TIE; PACK OF 100; | CNWPL | CNW PL - SLACKS CREEK | CAACT360BK | CURRENT | 2
6488 | CABLE TIE | 380 MM LG,(20 MM TO 100 MM DIA WIRE BUNDLE RANGE) 5 MM W NOM;NYLON, SELF LOCKING CABLE IDENTIFICATION TIE; PACK OF 100; | TECONN | TE CONNECTIVITY LTD | CT3704W/100 | CURRENT | 1
6488 | CABLE TIE | 380 MM LG,(20 MM TO 100 MM DIA WIRE BUNDLE RANGE) 5 MM W NOM;NYLON, SELF LOCKING CABLE IDENTIFICATION TIE; PACK OF 100; | CABLACES | CABLACES | CAACT360BK | CURRENT | 5
6489 | CABLE TIE | 290 MM NOM LG,5 MM NOM W;BLACK NYLON; SELF LOCKING;MINIMUM LOOP TENSILE STRENGTH 18 KGS;BAG OF 100;FOR OUTDOOR USE;CTN QTY 11,000 | LEGEND | LEGEND POWER SYSTEMS | CT290BK | CURRENT | 1
6489 | CABLE TIE | 290 MM NOM LG,5 MM NOM W;BLACK NYLON; SELF LOCKING;MINIMUM LOOP TENSILE STRENGTH 18 KGS;BAG OF 100;FOR OUTDOOR USE;CTN QTY 11,000 | ATOMSUPP | ATOM SUPPLY | 00536018/CT290BK | CURRENT | 2
6489 | CABLE TIE | 290 MM NOM LG,5 MM NOM W;BLACK NYLON; SELF LOCKING;MINIMUM LOOP TENSILE STRENGTH 18 KGS;BAG OF 100;FOR OUTDOOR USE;CTN QTY 11,000 | BLKWOODS | J BLACKWOOD & SON LTD | 00536018/CT290BK | CURRENT | 2
6489 | CABLE TIE | 290 MM NOM LG,5 MM NOM W;BLACK NYLON; SELF LOCKING;MINIMUM LOOP TENSILE STRENGTH 18 KGS;BAG OF 100;FOR OUTDOOR USE;CTN QTY 11,000 | CABLACES | CABLACES | CAACT290BK | CURRENT | 2
6490 | CABLE TIE | 100 MM NOM LG,3 MM NOM W;BLACK NYLON; SELF LOCKING;MINIMUM LOOP TENSILE STRENGTH 8 KGS;BAGS OF 100 IN CARTONS OF 10,000;FOR USE OUTDOOR; | CNWPL | CNW PL - SLACKS CREEK | CAACT98BK/100 | CURRENT | 2
6490 | CABLE TIE | 100 MM NOM LG,3 MM NOM W;BLACK NYLON; SELF LOCKING;MINIMUM LOOP TENSILE STRENGTH 8 KGS;BAGS OF 100 IN CARTONS OF 10,000;FOR USE OUTDOOR; | TECONN | TE CONNECTIVITY LTD | CT1002W/100 | CURRENT | 1
6490 | CABLE TIE | 100 MM NOM LG,3 MM NOM W;BLACK NYLON; SELF LOCKING;MINIMUM LOOP TENSILE STRENGTH 8 KGS;BAGS OF 100 IN CARTONS OF 10,000;FOR USE OUTDOOR; | CABLACES | CABLACES | CAACT98BK/100 | CURRENT | 5
6493 | STRAND,WIRE | Stay Wire, SC/GZ 19/2.00mm, Galv Steel, Gde 1320, 250m Drum, JTS 03-03-01 (scm) | BAMBACH | BAMBACH WIRES & CABLES PTY LTD | SCGZ-19/2.00 | CURRENT | 2
6493 | STRAND,WIRE | Stay Wire, SC/GZ 19/2.00mm, Galv Steel, Gde 1320, 250m Drum, JTS 03-03-01 (scm) | PLP AUST | PREFORMED LINE PRODUCTS (AUST) | SCGZ-19/2.00 | CURRENT | 2
6493 | STRAND,WIRE | Stay Wire, SC/GZ 19/2.00mm, Galv Steel, Gde 1320, 250m Drum, JTS 03-03-01 (scm) | BULIVANT | BULLIVANTS LIFTING & SAFETY SPECIALISTS | WZ19200Q-250M | CURRENT | 2
6493 | STRAND,WIRE | Stay Wire, SC/GZ 19/2.00mm, Galv Steel, Gde 1320, 250m Drum, JTS 03-03-01 (scm) | JUBATUS | JUBATUS CONSULTING PL | 19/2.00 | CURRENT | 2
6493 | STRAND,WIRE | Stay Wire, SC/GZ 19/2.00mm, Galv Steel, Gde 1320, 250m Drum, JTS 03-03-01 (scm) | MIDLANDS | MIDLAND METALS | MMO-SC/GZ 19/2.00 | CURRENT | 1
6494 | STRAND,WIRE | Stay Wire, SC/GZ 19/2.75mm, Galv Steel, Gde 1320, 250m Drum, JTS 03-03-01 (scm) | BAMBACH | BAMBACH WIRES & CABLES PTY LTD | SCGZ-19/2.75 | CURRENT | 2
6494 | STRAND,WIRE | Stay Wire, SC/GZ 19/2.75mm, Galv Steel, Gde 1320, 250m Drum, JTS 03-03-01 (scm) | PLP AUST | PREFORMED LINE PRODUCTS (AUST) | SCGZ-19/2.75 | CURRENT | 2
6494 | STRAND,WIRE | Stay Wire, SC/GZ 19/2.75mm, Galv Steel, Gde 1320, 250m Drum, JTS 03-03-01 (scm) | BULIVANT | BULLIVANTS LIFTING & SAFETY SPECIALISTS | WZ19275Q-250M | CURRENT | 2
6494 | STRAND,WIRE | Stay Wire, SC/GZ 19/2.75mm, Galv Steel, Gde 1320, 250m Drum, JTS 03-03-01 (scm) | JUBATUS | JUBATUS CONSULTING PL | 19/2.75 | CURRENT | 2
6494 | STRAND,WIRE | Stay Wire, SC/GZ 19/2.75mm, Galv Steel, Gde 1320, 250m Drum, JTS 03-03-01 (scm) | MIDLANDS | MIDLAND METALS | MMO-SC/GZ 19/2.75 | CURRENT | 1
6496 | STRAND,WIRE | Stay Wire, SC/GZ 7/2.75mm, Galv Steel, Gde 1320, 250m Drum, JTS 03-03-01 (scm) | PLP AUST | PREFORMED LINE PRODUCTS (AUST) | SCGZ-7/2.75 | CURRENT | 2
6496 | STRAND,WIRE | Stay Wire, SC/GZ 7/2.75mm, Galv Steel, Gde 1320, 250m Drum, JTS 03-03-01 (scm) | BULIVANT | BULLIVANTS LIFTING & SAFETY SPECIALISTS | WZ07275Q-250M | CURRENT | 2
6496 | STRAND,WIRE | Stay Wire, SC/GZ 7/2.75mm, Galv Steel, Gde 1320, 250m Drum, JTS 03-03-01 (scm) | JUBATUS | JUBATUS CONSULTING PL | 7/2.75 | CURRENT | 2
6496 | STRAND,WIRE | Stay Wire, SC/GZ 7/2.75mm, Galv Steel, Gde 1320, 250m Drum, JTS 03-03-01 (scm) | MIDLANDS | MIDLAND METALS | MMO-SC/GZ 7/2.75 | CURRENT | 1
6504 | COUPLING,ADAPTOR,NONMETALLIC CONDUIT | RIGID UPVC;ORANGE;100 MM NOM DIA HVY DUTY FRC CONDUIT;114MM-125MM INTERNAL; TO 100 MM NOM DIA;DOUBLE ENDED SOCKET; AS2053; PACK OF 1; PACK WEIGHT 0.59 KG; | TRI UGRD | TRI UNDERGROUND AUSTRALIA PTY LTD | HDE100PVCFRC | CURRENT | 1
6504 | COUPLING,ADAPTOR,NONMETALLIC CONDUIT | RIGID UPVC;ORANGE;100 MM NOM DIA HVY DUTY FRC CONDUIT;114MM-125MM INTERNAL; TO 100 MM NOM DIA;DOUBLE ENDED SOCKET; AS2053; PACK OF 1; PACK WEIGHT 0.59 KG; | HAYMANS | HAYMANS ELECTRICAL | FABH100PVC/100FRC | CURRENT | 2
6504 | COUPLING,ADAPTOR,NONMETALLIC CONDUIT | RIGID UPVC;ORANGE;100 MM NOM DIA HVY DUTY FRC CONDUIT;114MM-125MM INTERNAL; TO 100 MM NOM DIA;DOUBLE ENDED SOCKET; AS2053; PACK OF 1; PACK WEIGHT 0.59 KG; | VINIDEX |  | 32330 | CURRENT | 2
6507 | CONNECTOR BAR,ELECTRICAL | NEUTRAL;TINNED;FLAT COPPER BAR;65 MM LG, 25.4 MM W,4.76 MM THK;CONNECTING NEUTRALS IN 3 WAY URD SERVICE PILLARS,UJ MANUAL 1.104D & 1.107D; | ENI | ENI INDUSTRIES PL | 84157 | CURRENT | 1
6508 | CONNECTOR BAR,ELECTRICAL | PHASE;FLAT ALUMINIUM BAR;80 MM LG, 40 MM W,6 MM THK;415 V,400 A;2 X 13 MM DIA BOLT HOLES;100 PER BAG;PACK WEIGHT 5.5 KG;FOR CONNECTING PHASES IN 3 WAY | JBJOINT | JB JOINTING SUPPLIES PTY LTD | JB-LVPB-AI | CURRENT | 2
6508 | CONNECTOR BAR,ELECTRICAL | PHASE;FLAT ALUMINIUM BAR;80 MM LG, 40 MM W,6 MM THK;415 V,400 A;2 X 13 MM DIA BOLT HOLES;100 PER BAG;PACK WEIGHT 5.5 KG;FOR CONNECTING PHASES IN 3 WAY | ENI | ENI INDUSTRIES PL | 84111 | CURRENT | 1
6511 | BASE,DISTRIBUTION PILLAR | ELECTRICITY SUPPLY PILLAR;530 MM LG, 530 MM W,320 MM H;POLYETHYLENE,FLAME RETARDENT;GREEN;COMPLETE WITH 4 D HD FIXING BOLTS;PALLET OF 12,WEIGHT 84 KG; | WEBER | WEBER SOUTH PACIFIC PTY LTD | UG2028 | CURRENT | 2
6511 | BASE,DISTRIBUTION PILLAR | ELECTRICITY SUPPLY PILLAR;530 MM LG, 530 MM W,320 MM H;POLYETHYLENE,FLAME RETARDENT;GREEN;COMPLETE WITH 4 D HD FIXING BOLTS;PALLET OF 12,WEIGHT 84 KG; | PLP AUST | PREFORMED LINE PRODUCTS (AUST) | D-URDIB65 | CURRENT | 1
6514 | BEND,NONMETALLIC RIGID CONDUIT | UPVC;ORANGE;40 MM NOM SIZE;HVY DUTY; 90 DEG;0.3 M RAD;SOCKET MOULDED BOTH ENDS;AS2053;PACK OF 50; | TRI UGRD | TRI UNDERGROUND AUSTRALIA PTY LTD | HDE4090300FFS | CURRENT | 1
6514 | BEND,NONMETALLIC RIGID CONDUIT | UPVC;ORANGE;40 MM NOM SIZE;HVY DUTY; 90 DEG;0.3 M RAD;SOCKET MOULDED BOTH ENDS;AS2053;PACK OF 50; | HAYMANS | HAYMANS ELECTRICAL | CONX40HD300R90 | CURRENT | 2
6514 | BEND,NONMETALLIC RIGID CONDUIT | UPVC;ORANGE;40 MM NOM SIZE;HVY DUTY; 90 DEG;0.3 M RAD;SOCKET MOULDED BOTH ENDS;AS2053;PACK OF 50; | VINIDEX |  | 30840 | CURRENT | 2
6518 | BEND,NONMETALLIC RIGID CONDUIT | UPVC;ORANGE;80 MM NOM DIA;LIGHT DUTY; 30 DEG;1.83 RAD;SOCKET MOULDED ONE END;MARKED "ELECTRICITY SUPPLY CABLES"; AS2053;PACK OF 1,PACK WEIGHT 1.27 KG; | TRI UGRD | TRI UNDERGROUND AUSTRALIA PTY LTD | LDE80301830MFS | CURRENT | 1
6518 | BEND,NONMETALLIC RIGID CONDUIT | UPVC;ORANGE;80 MM NOM DIA;LIGHT DUTY; 30 DEG;1.83 RAD;SOCKET MOULDED ONE END;MARKED "ELECTRICITY SUPPLY CABLES"; AS2053;PACK OF 1,PACK WEIGHT 1.27 KG; | HAYMANS | HAYMANS ELECTRICAL | CONX80LD1830R30MF | CURRENT | 2
6518 | BEND,NONMETALLIC RIGID CONDUIT | UPVC;ORANGE;80 MM NOM DIA;LIGHT DUTY; 30 DEG;1.83 RAD;SOCKET MOULDED ONE END;MARKED "ELECTRICITY SUPPLY CABLES"; AS2053;PACK OF 1,PACK WEIGHT 1.27 KG; | VINIDEX |  | 31955 | CURRENT | 2
6519 | BEND,NONMETALLIC RIGID CONDUIT | UPVC;ORANGE;80 MM NOM SIZE;LIGHT DUTY; 45 DEG;1.83 M RAD;SOCKET MOULDED ONE END;MARKED "ELECTRICITY SUPPLY CABLES"; AS2053;PACK OF 1,PACK WEIGHT 1.81 KG; | TRI UGRD | TRI UNDERGROUND AUSTRALIA PTY LTD | LDE80451830MFS | CURRENT | 1
6519 | BEND,NONMETALLIC RIGID CONDUIT | UPVC;ORANGE;80 MM NOM SIZE;LIGHT DUTY; 45 DEG;1.83 M RAD;SOCKET MOULDED ONE END;MARKED "ELECTRICITY SUPPLY CABLES"; AS2053;PACK OF 1,PACK WEIGHT 1.81 KG; | HAYMANS | HAYMANS ELECTRICAL | CONX80LD1830R45MF | CURRENT | 2
6519 | BEND,NONMETALLIC RIGID CONDUIT | UPVC;ORANGE;80 MM NOM SIZE;LIGHT DUTY; 45 DEG;1.83 M RAD;SOCKET MOULDED ONE END;MARKED "ELECTRICITY SUPPLY CABLES"; AS2053;PACK OF 1,PACK WEIGHT 1.81 KG; | VINIDEX |  | 32005 | CURRENT | 2
6520 | BEND,NONMETALLIC RIGID CONDUIT | UPVC;ORANGE;100 MM NOM DIA;LIGHT DUTY; 15 DEG;1.83 M RAD;SOCKET MOULDED ONE END;MARKED "ELECTRICITY SUPPLY CABLES"; AS2053;PACK OF 1,PACK WEIGHT 1.31 KG; | TRI UGRD | TRI UNDERGROUND AUSTRALIA PTY LTD | LDE100151830MFS | CURRENT | 1
6520 | BEND,NONMETALLIC RIGID CONDUIT | UPVC;ORANGE;100 MM NOM DIA;LIGHT DUTY; 15 DEG;1.83 M RAD;SOCKET MOULDED ONE END;MARKED "ELECTRICITY SUPPLY CABLES"; AS2053;PACK OF 1,PACK WEIGHT 1.31 KG; | HAYMANS | HAYMANS ELECTRICAL | CONX100LD1830R15MF | CURRENT | 2
6520 | BEND,NONMETALLIC RIGID CONDUIT | UPVC;ORANGE;100 MM NOM DIA;LIGHT DUTY; 15 DEG;1.83 M RAD;SOCKET MOULDED ONE END;MARKED "ELECTRICITY SUPPLY CABLES"; AS2053;PACK OF 1,PACK WEIGHT 1.31 KG; | VINIDEX |  | 31925 | CURRENT | 2
6521 | BEND,NONMETALLIC RIGID CONDUIT | UPVC;ORANGE;100 MM NOM DIA;LIGHT DUTY; 30 DEG;1.83 M RAD;SOCKET MOULDED ONE END;MARKED "ELECTRICITY SUPPLY CABLES"; ;AS2053;PACK OF 1,PACK WEIGHT 2.18 KG; | TRI UGRD | TRI UNDERGROUND AUSTRALIA PTY LTD | LDE100301830MFS | CURRENT | 1
6521 | BEND,NONMETALLIC RIGID CONDUIT | UPVC;ORANGE;100 MM NOM DIA;LIGHT DUTY; 30 DEG;1.83 M RAD;SOCKET MOULDED ONE END;MARKED "ELECTRICITY SUPPLY CABLES"; ;AS2053;PACK OF 1,PACK WEIGHT 2.18 KG; | HAYMANS | HAYMANS ELECTRICAL | CONX100LD1830R30MF | CURRENT | 2
6521 | BEND,NONMETALLIC RIGID CONDUIT | UPVC;ORANGE;100 MM NOM DIA;LIGHT DUTY; 30 DEG;1.83 M RAD;SOCKET MOULDED ONE END;MARKED "ELECTRICITY SUPPLY CABLES"; ;AS2053;PACK OF 1,PACK WEIGHT 2.18 KG; | VINIDEX |  | 31965 | CURRENT | 2
6522 | BEND,NONMETALLIC RIGID CONDUIT | UPVC;ORANGE;100 MM NOM DIA;LIGHT DUTY; 45 DEG;1.83 M RAD;SOCKET MOULDED ONE END;MARKED "ELECTRICITY SUPPLY CABLES"; AS2053;PACK OF 1,PACK WEIGHT 3.05 KG; | TRI UGRD | TRI UNDERGROUND AUSTRALIA PTY LTD | LDE100451830MFS | CURRENT | 1
6522 | BEND,NONMETALLIC RIGID CONDUIT | UPVC;ORANGE;100 MM NOM DIA;LIGHT DUTY; 45 DEG;1.83 M RAD;SOCKET MOULDED ONE END;MARKED "ELECTRICITY SUPPLY CABLES"; AS2053;PACK OF 1,PACK WEIGHT 3.05 KG; | HAYMANS | HAYMANS ELECTRICAL | CONX100LD1830R45MF | CURRENT | 2
6522 | BEND,NONMETALLIC RIGID CONDUIT | UPVC;ORANGE;100 MM NOM DIA;LIGHT DUTY; 45 DEG;1.83 M RAD;SOCKET MOULDED ONE END;MARKED "ELECTRICITY SUPPLY CABLES"; AS2053;PACK OF 1,PACK WEIGHT 3.05 KG; | VINIDEX |  | 32015 | CURRENT | 2
6523 | BEND,NONMETALLIC RIGID CONDUIT | UPVC;ORANGE;150 MM NOM DIA;LIGHT DUTY;45 DEG;1.83 M RAD;SOCKET MOULDED ONE END; MARKED "ELECTRICITY SUPPLY CABLES"; AS2053 ;PACK OF 1,PACK WEIGHT 6.29 KG; | TRI UGRD | TRI UNDERGROUND AUSTRALIA PTY LTD | LDE150451830MFS | PURCHASE AS REQUIRED | 1
6523 | BEND,NONMETALLIC RIGID CONDUIT | UPVC;ORANGE;150 MM NOM DIA;LIGHT DUTY;45 DEG;1.83 M RAD;SOCKET MOULDED ONE END; MARKED "ELECTRICITY SUPPLY CABLES"; AS2053 ;PACK OF 1,PACK WEIGHT 6.29 KG; | HAYMANS | HAYMANS ELECTRICAL | CONX150LD1830R45MF | PURCHASE AS REQUIRED | 2
6523 | BEND,NONMETALLIC RIGID CONDUIT | UPVC;ORANGE;150 MM NOM DIA;LIGHT DUTY;45 DEG;1.83 M RAD;SOCKET MOULDED ONE END; MARKED "ELECTRICITY SUPPLY CABLES"; AS2053 ;PACK OF 1,PACK WEIGHT 6.29 KG; | HARDIE |  | EO12615045AYS | PURCHASE AS REQUIRED | 2
6523 | BEND,NONMETALLIC RIGID CONDUIT | UPVC;ORANGE;150 MM NOM DIA;LIGHT DUTY;45 DEG;1.83 M RAD;SOCKET MOULDED ONE END; MARKED "ELECTRICITY SUPPLY CABLES"; AS2053 ;PACK OF 1,PACK WEIGHT 6.29 KG; | VINIDEX |  | 32035 | PURCHASE AS REQUIRED | 2
6574 | JOINT,ELECTRICAL POWER CABLE | 33 KV;FOR 0.25 SQ IN,COPPER CONDUCTOR, 3 CORE,OIL FILLED PAPER INSULATED CABLE STRAIGHT TYPE;COPPER SLEEVE,FIBRE GLASS OUTER BOX;SECURITY STOCK,F581 & 699; | GILBLODG | GILBERT LODGE AUSTRALIA | DWG 525308,JI 818 | MAINTENANCE STOCK | 1
6584 | DISCONNECT BOX,ELECTRICAL POWER CABLE | LV, 4-WAY UNIVERSAL;RESIN FILLED TURRET, CAST IRON LID, 1430MM LG, 620MM W, 342MM H, WT 32KG (LID) & 55KG (TURRET) | SICAME | SICAME AUSTRALIA PTY LTD | LDV-FLB-4-4C | CURRENT | 1
6584 | DISCONNECT BOX,ELECTRICAL POWER CABLE | LV, 4-WAY UNIVERSAL;RESIN FILLED TURRET, CAST IRON LID, 1430MM LG, 620MM W, 342MM H, WT 32KG (LID) & 55KG (TURRET) | ENERGEX | ENERGEX | DISCONNECT BOX, | CURRENT | 1
6595 | BOX,TRIFURCATING,ELECTRICAL POWER CABLE | 110 KV;400 SQ MM 3 CORE,OIL FILLED,PAPER INSULATED CABLE;COPPER SLEEVE,FIBRE GLASS OUTER BOX;SECURITY STOCK F779; | NISSHO |  | DWG SAE0307336 | STRATEGIC SPARE | 1
6601 | CHANNEL,ELEC POWER CABLE SUPPORT BRACKET | STEEL,GALV;880 MM LG,76 MM W,38 MM D; PACK OF 1,PACK WEIGHT 5.6 KG,FOR FIXING OF CABLE SUPPORT BRACKET(STOCK CODE 06609 & 06610) IN CONCRETE JOINT PITS | HAYMAN | HAYMANS INDUSTRIES PTY LTD | 6601 | CURRENT | 1
6601 | CHANNEL,ELEC POWER CABLE SUPPORT BRACKET | STEEL,GALV;880 MM LG,76 MM W,38 MM D; PACK OF 1,PACK WEIGHT 5.6 KG,FOR FIXING OF CABLE SUPPORT BRACKET(STOCK CODE 06609 & 06610) IN CONCRETE JOINT PITS | MEFCO | MEFCO AUSTRALIA PTY LTD SUNSHINE VIC | 6601 | CURRENT | 1
6602 | CHANNEL,ELEC POWER CABLE SUPPORT BRACKET | STEEL,GALV;310 MM LG,76 MM W,38 MM D; 80 PER PALLET,(STRAPPED);FOR FIXING OF CABLE SUPPORT BRACKET STOCK CODE 06609 & 06610) IN CONC RETE JOINT PITS STOCK | HAYMAN | HAYMANS INDUSTRIES PTY LTD | 6602 | CURRENT | 1
6602 | CHANNEL,ELEC POWER CABLE SUPPORT BRACKET | STEEL,GALV;310 MM LG,76 MM W,38 MM D; 80 PER PALLET,(STRAPPED);FOR FIXING OF CABLE SUPPORT BRACKET STOCK CODE 06609 & 06610) IN CONC RETE JOINT PITS STOCK | MEFCO | MEFCO AUSTRALIA PTY LTD SUNSHINE VIC | 6602 | CURRENT | 1
6609 | BRACKET,MOUNTING | Electrical Power Cable Support, Type B, Al Cast, 292mm Lg, for Steel Channel in Concrete Joint Pits, Bag of 10 | DRAWING | DRAWING NO | 246-A3-REV F | CURRENT | 2
6609 | BRACKET,MOUNTING | Electrical Power Cable Support, Type B, Al Cast, 292mm Lg, for Steel Channel in Concrete Joint Pits, Bag of 10 | DOWNCAST | DOWNS ALUMINIUM CASTINGS | CB290 | CURRENT | 1
6610 | BRACKET,MOUNTING | Electrical Power Cable Support, Type C, Al Cast, 444mm Lg, for Steel Channel in Concrete Joint Pits, Bag of 10 | DRAWING | DRAWING NO | 247-A3-REV F | CURRENT | 2
6610 | BRACKET,MOUNTING | Electrical Power Cable Support, Type C, Al Cast, 444mm Lg, for Steel Channel in Concrete Joint Pits, Bag of 10 | DOWNCAST | DOWNS ALUMINIUM CASTINGS | CB440 | CURRENT | 1
6613 | END CAP | HEAT SHRINKABLE;80 MM LG,15 TO 35 MM OD CABLE RANGE;SUITABLE FOR 4 CORE 25 SQ MM PVC/PVC AND PLYHDPE CABLES; PACK OF 100,PACK WEIGHT 10 KG; | TECONN | TE CONNECTIVITY LTD | 102L033/S(S100) | CURRENT | 1
6613 | END CAP | HEAT SHRINKABLE;80 MM LG,15 TO 35 MM OD CABLE RANGE;SUITABLE FOR 4 CORE 25 SQ MM PVC/PVC AND PLYHDPE CABLES; PACK OF 100,PACK WEIGHT 10 KG; | LEGEND | LEGEND POWER SYSTEMS | SRE3-BLK | CURRENT | 2
6614 | END CAP | HEAT SHRINKABLE;140 MM LG,25 TO 55 MM OD CABLE RANGE;SUITABLE FOR 25 & 95 3C PLYHDPE,185 1C PLYHDPE,400 1C PLYPVC, PLYHDPE;BOX OF 20;PACK WEIGHT 5 KG; | JBJOINT | JB JOINTING SUPPLIES PTY LTD | JB-EC-55/25 | CURRENT | 2
6614 | END CAP | HEAT SHRINKABLE;140 MM LG,25 TO 55 MM OD CABLE RANGE;SUITABLE FOR 25 & 95 3C PLYHDPE,185 1C PLYHDPE,400 1C PLYPVC, PLYHDPE;BOX OF 20;PACK WEIGHT 5 KG; | LEGEND | LEGEND POWER SYSTEMS | SRE4-LONG-BLK | CURRENT | 2
6614 | END CAP | HEAT SHRINKABLE;140 MM LG,25 TO 55 MM OD CABLE RANGE;SUITABLE FOR 25 & 95 3C PLYHDPE,185 1C PLYHDPE,400 1C PLYPVC, PLYHDPE;BOX OF 20;PACK WEIGHT 5 KG; | TECONN | TE CONNECTIVITY LTD | 102L044/S(S50) | CURRENT | 1
6615 | END CAP | HEAT SHRINKABLE;150 MM LG,35 TO 75 MM OD CABLE RANGE;SUITABLE FOR 185 3-1/2 C PLYHDPE/PLYPVC,95-185-240-300 & 400 3C PLYHDPE,240 3C XPLE/PVC,630 & 1000 1C | JBJOINT | JB JOINTING SUPPLIES PTY LTD | JB-EC-75/35 | CURRENT | 2
6615 | END CAP | HEAT SHRINKABLE;150 MM LG,35 TO 75 MM OD CABLE RANGE;SUITABLE FOR 185 3-1/2 C PLYHDPE/PLYPVC,95-185-240-300 & 400 3C PLYHDPE,240 3C XPLE/PVC,630 & 1000 1C | LEGEND | LEGEND POWER SYSTEMS | SRE4.5-LONG-BLK | CURRENT | 2
6615 | END CAP | HEAT SHRINKABLE;150 MM LG,35 TO 75 MM OD CABLE RANGE;SUITABLE FOR 185 3-1/2 C PLYHDPE/PLYPVC,95-185-240-300 & 400 3C PLYHDPE,240 3C XPLE/PVC,630 & 1000 1C | TECONN | TE CONNECTIVITY LTD | 102L048/S(S25) | CURRENT | 1
6616 | END CAP | HEAT SHRINKABLE;50 MM LG,8 TO 17 MM OD CABLE RANGE;SUITABLE FOR 4,16 & 25 SQ MM PVC/PVC CABLES & 25 SQ MM TO 95 SQ MM XLPE CABLES;ROLL-ON CAP 15640 IS A | RAYCHEM | RAYCHEM (AUSTRALIA) PTY LTD | 102L022/S(S100) | PHASING | 1
6633 | CLAMP,ELEC PWR CABLE,SUPPORT | SINGLE BOLT;ALUMINIUM/SILICON;44 MM TO 51 MM CABLE DIA (1-3/4 -2 IN);DRILLED 12 MM DIA TO SUIT M10; SUPPLIED AS TIED PAIRS; | BRISFDRY |  | CLAMP,44 MM TO 51 MM | CURRENT | 1
6634 | CLAMP,ELEC PWR CABLE,SUPPORT | DOUBLE BOLT;ALUMINIUM/SILICON;51 MM TO 57 MM CABLE DIA (2.00-2.25 IN) DRILLED 12 MM DIA TO SUIT M10; SUPPLIED AS TIED PAIRS; | BRISFDRY |  | CLAMP,51 MM TO 57 MM | CURRENT | 1
6635 | CLAMP,ELEC PWR CABLE,SUPPORT | DOUBLE BOLT;ALUMINIUM/SILICON;57 MM TO 63 MM CABLE DIA (2.25 - 2.50 IN) DRILLED 12 MM DIA TO SUIT M10;SUPPLIED AS TIED PAIRS; | BRISFDRY |  | CLAMP,57 MM TO 63 MM | CURRENT | 1
6636 | CLAMP,ELEC PWR CABLE,SUPPORT | DOUBLE BOLT;ALUMINIUM/SILICON;63 MM TO 70 MM CABLE DIA (2.50 - 2.75 IN) DRILLED 12 MM DIA TO SUIT M10;SUPPLIED AS TIED PAIRS; | BRISFDRY |  | CLAMP,63 MM TO 70 MM | CURRENT | 1
6646 | STRESS CONE | PRE-CUT TAPE ROLL;IMPREGNATED PAPER; 400 SQ MM;33 KV;1 PER SEALED CONTAINER; | CABUS | CABUS | STRESS CONE | PURCHASE AS REQUIRED | 1
6651 | STRESS CONE | PRE-CUT TAPE ROLL;IMPREGNATED PAPER; 630 SQ MM;33 KV;1 PER SEALED CONTAINER; | CABUS | CABUS | STRESS CONE,PRE-CUT | PURCHASE AS REQUIRED | 1
6658 | SPLICE,CONDUCTOR | INLINE SPLICING TYPE 0.5 TO 0.9 MM CONNECTOR OD BOX OF 100 SPLICE HAS RED CAP | 3M | 3M AUSTRALIA PTY LTD | U1R | CURRENT | 2
6658 | SPLICE,CONDUCTOR | INLINE SPLICING TYPE 0.5 TO 0.9 MM CONNECTOR OD BOX OF 100 SPLICE HAS RED CAP | 3M | 3M AUSTRALIA PTY LTD | 3410674 - 316 IR | CURRENT | 1
6662 | COUPLING,NONMETALLIC RIGID CONDUIT | UPVC;ORANGE;100 MM NOM DIA;LIGHT DUTY; DOUBLE ENDED SOCKET;AS2053;PACK OF 30, PACK WEIGHT 0.57 KG; | IPLEX | IPLEX PIPELINES AUSTRALIA PTY LTD | G151 | CURRENT | 2
6662 | COUPLING,NONMETALLIC RIGID CONDUIT | UPVC;ORANGE;100 MM NOM DIA;LIGHT DUTY; DOUBLE ENDED SOCKET;AS2053;PACK OF 30, PACK WEIGHT 0.57 KG; | TRI UGRD | TRI UNDERGROUND AUSTRALIA PTY LTD | LDE100COUPFF | CURRENT | 1
6662 | COUPLING,NONMETALLIC RIGID CONDUIT | UPVC;ORANGE;100 MM NOM DIA;LIGHT DUTY; DOUBLE ENDED SOCKET;AS2053;PACK OF 30, PACK WEIGHT 0.57 KG; | HAYMANS | HAYMANS ELECTRICAL | FABL242100 | CURRENT | 2
6662 | COUPLING,NONMETALLIC RIGID CONDUIT | UPVC;ORANGE;100 MM NOM DIA;LIGHT DUTY; DOUBLE ENDED SOCKET;AS2053;PACK OF 30, PACK WEIGHT 0.57 KG; | VINIDEX |  | 32160 | CURRENT | 2
6665 | MANHOLE TOP ASSEMBLY | Footpath Access, Single Cover, Class B, 762mm2 Clear Opening, 1mm Concrete Filled Shim, Cast Iron, Rigid Frame, 80kN Load Capacity, AS3996 | EJAUST | EJ AUSTRALIA PTY LTD | COVER ACCESS ASSEMBLY FOOTPATH | PURCHASE AS REQUIRED | 1
6665 | MANHOLE TOP ASSEMBLY | Footpath Access, Single Cover, Class B, 762mm2 Clear Opening, 1mm Concrete Filled Shim, Cast Iron, Rigid Frame, 80kN Load Capacity, AS3996 | ACOPOLY | ACO POLYCRETE 467 TUFNELL RD BANYO 4014 | 85178 | PURCHASE AS REQUIRED | 2
6673 | COVER,PROTECTIVE,UNDERGROUND CABLE,POLE | TYPE 3;2500 MM LG,150 MM W,100 MM D; STEEL GALV;TWO HOLES FOR EARTH FIXING; PACK OF 50;PACK WEIGHT 19 KG;FOR 2 CABLES UP TO 65 MM DIA; | HAYMAN | HAYMANS INDUSTRIES PTY LTD | 6673 | CURRENT | 1
6673 | COVER,PROTECTIVE,UNDERGROUND CABLE,POLE | TYPE 3;2500 MM LG,150 MM W,100 MM D; STEEL GALV;TWO HOLES FOR EARTH FIXING; PACK OF 50;PACK WEIGHT 19 KG;FOR 2 CABLES UP TO 65 MM DIA; | GREATWST |  | 6673 | CURRENT | 2
6674 | COVER,PROTECTIVE,UNDERGROUND CABLE,POLE | TYPE 4;2500 MM LG,230 MM W,145 MM D; STEEL,GALV;TWO HOLES FOR EARTH FIXING; PACK OF 1;PACK WEIGHT 29 KG;FOR 3 CABLES UP TO 65 MM DIA; | HAYMAN | HAYMANS INDUSTRIES PTY LTD | 6674 | CURRENT | 1
6674 | COVER,PROTECTIVE,UNDERGROUND CABLE,POLE | TYPE 4;2500 MM LG,230 MM W,145 MM D; STEEL,GALV;TWO HOLES FOR EARTH FIXING; PACK OF 1;PACK WEIGHT 29 KG;FOR 3 CABLES UP TO 65 MM DIA; | GREATWST |  | 6674 | CURRENT | 1
6676 | COVER,ELECTRICITY SUPPLY PILLAR | SHORT;315 MM H,315 MM W,248 MM D; POLYPROPYLENE,NATURE GREEN;C/W TOP & BOTTOM VENTING;84 PER PALLET,PALLET WEIGHT 167 KG; | WEBER | WEBER SOUTH PACIFIC PTY LTD | ES1000 | CURRENT | 2
6676 | COVER,ELECTRICITY SUPPLY PILLAR | SHORT;315 MM H,315 MM W,248 MM D; POLYPROPYLENE,NATURE GREEN;C/W TOP & BOTTOM VENTING;84 PER PALLET,PALLET WEIGHT 167 KG; | FULTON | FULTON INDUSTRIES PL | PPB2MVG | CURRENT | 2
6676 | COVER,ELECTRICITY SUPPLY PILLAR | SHORT;315 MM H,315 MM W,248 MM D; POLYPROPYLENE,NATURE GREEN;C/W TOP & BOTTOM VENTING;84 PER PALLET,PALLET WEIGHT 167 KG; | LEGEND | LEGEND POWER SYSTEMS | PBS-GV | CURRENT | 2
6676 | COVER,ELECTRICITY SUPPLY PILLAR | SHORT;315 MM H,315 MM W,248 MM D; POLYPROPYLENE,NATURE GREEN;C/W TOP & BOTTOM VENTING;84 PER PALLET,PALLET WEIGHT 167 KG; | PLP AUST | PREFORMED LINE PRODUCTS (AUST) | D-UT11SGV | CURRENT | 2
6676 | COVER,ELECTRICITY SUPPLY PILLAR | SHORT;315 MM H,315 MM W,248 MM D; POLYPROPYLENE,NATURE GREEN;C/W TOP & BOTTOM VENTING;84 PER PALLET,PALLET WEIGHT 167 KG; | FLOWLINE | FLOWLINE INDUSTRIES PTY LTD | ES1000 | CURRENT | 1
6677 | COVER,ELECTRICITY SUPPLY PILLAR | TALL;545 MM H,315 MM W,248 MM D; POLYPROPYLENE,NATURE GREEN;C/W TOP & BOTTOM VENTING;PALLET OF 60;PALLET WEIGHT 172 KG;UJ MANUAL 1.103D,1. | WEBER | WEBER SOUTH PACIFIC PTY LTD | ES1002 | CURRENT | 2
6677 | COVER,ELECTRICITY SUPPLY PILLAR | TALL;545 MM H,315 MM W,248 MM D; POLYPROPYLENE,NATURE GREEN;C/W TOP & BOTTOM VENTING;PALLET OF 60;PALLET WEIGHT 172 KG;UJ MANUAL 1.103D,1. | FULTON | FULTON INDUSTRIES PL | PPB2TVG | CURRENT | 2
6677 | COVER,ELECTRICITY SUPPLY PILLAR | TALL;545 MM H,315 MM W,248 MM D; POLYPROPYLENE,NATURE GREEN;C/W TOP & BOTTOM VENTING;PALLET OF 60;PALLET WEIGHT 172 KG;UJ MANUAL 1.103D,1. | LEGEND | LEGEND POWER SYSTEMS | PBL-GV | CURRENT | 2
6677 | COVER,ELECTRICITY SUPPLY PILLAR | TALL;545 MM H,315 MM W,248 MM D; POLYPROPYLENE,NATURE GREEN;C/W TOP & BOTTOM VENTING;PALLET OF 60;PALLET WEIGHT 172 KG;UJ MANUAL 1.103D,1. | PLP AUST | PREFORMED LINE PRODUCTS (AUST) | D-UT11GV | CURRENT | 2
6677 | COVER,ELECTRICITY SUPPLY PILLAR | TALL;545 MM H,315 MM W,248 MM D; POLYPROPYLENE,NATURE GREEN;C/W TOP & BOTTOM VENTING;PALLET OF 60;PALLET WEIGHT 172 KG;UJ MANUAL 1.103D,1. | LEGEND | LEGEND POWER SYSTEMS | PBHCV | CURRENT | 2
6677 | COVER,ELECTRICITY SUPPLY PILLAR | TALL;545 MM H,315 MM W,248 MM D; POLYPROPYLENE,NATURE GREEN;C/W TOP & BOTTOM VENTING;PALLET OF 60;PALLET WEIGHT 172 KG;UJ MANUAL 1.103D,1. | FLOWLINE | FLOWLINE INDUSTRIES PTY LTD | ES1002 | CURRENT | 1
6678 | SLAB,CONCRETE,PRE-CAST | FOR ELECTRICAL POWER CABLE JOINT PROTECTION;STEEL REINFORCED CONCRETE; 1000 MM LG,400 MM W,40 MM THK;MARKED "ENERGEX ELECTRICITY CABLE";PACK OF 12; | AQUARIUS | AQUARIUS PRECAST PL | 541QE | CURRENT | 1
6678 | SLAB,CONCRETE,PRE-CAST | FOR ELECTRICAL POWER CABLE JOINT PROTECTION;STEEL REINFORCED CONCRETE; 1000 MM LG,400 MM W,40 MM THK;MARKED "ENERGEX ELECTRICITY CABLE";PACK OF 12; | TRI UGRD | TRI UNDERGROUND AUSTRALIA PTY LTD | TRISLABE | CURRENT | 2
6678 | SLAB,CONCRETE,PRE-CAST | FOR ELECTRICAL POWER CABLE JOINT PROTECTION;STEEL REINFORCED CONCRETE; 1000 MM LG,400 MM W,40 MM THK;MARKED "ENERGEX ELECTRICITY CABLE";PACK OF 12; | HUMES | HUMES | 1000 MM LG,400 MM W,40 MM THK | CURRENT | 2
6681 | PLATE,IDENTIFICATION | BRASS;LEGEND-LETTER "L";35 MM DIA, 5 MM THK;W/TWO 25 MM LG MTG STUDS ON BACK;LETTER "L" STANDS FOR "LIGHT" PACK OF 1; | RMS | RELAY MONITORING SYSTEMS PL | 6681 | CURRENT | 1
6682 | SIGN | Kerb Marker, 35mm Dia, 1.6mm H, "E", Brass, c/w QTY 2 x 25mm LG MTG Studs on Back, (P100) | HTDKERB | HTD KERBMARKERS AUSTRALIA | BRASS E-157120 | CURRENT | 2
6682 | SIGN | Kerb Marker, 35mm Dia, 1.6mm H, "E", Brass, c/w QTY 2 x 25mm LG MTG Studs on Back, (P100) | RMS | RELAY MONITORING SYSTEMS PL | 6682 | CURRENT | 1
6684 | TERMINATION COMPONENTS,ELEC POWER CABLE | 33 KV;OUTDOOR;SINGLE PHASE;FOR 3 SQ IN COPPER CONDUCTOR,HOLLOW CORE,OIL FILLED CABLE;PORCELAIN INSULATOR ONLY;SECURITY STOCK VPK (VICTORIA PARK) TERMINATION | BICC |  | DWG E95303-D1 JI 3359 | STRATEGIC SPARE | 1
6731 | INSULATION SLEEVE,ELEC,BRANCHED | 4-WAY;L/V;20 TO 50 MM DIA,CABLE END; 7- 20 MM DIA,FINGER END;MIN O/A LENGTH 150 MM MIN,FINGER LENGTH 30 MM; ADHESIVE LINED;TO SUIT 4 CORE 120 SQ MM | LEGEND | LEGEND POWER SYSTEMS | KEV430 | CURRENT | 2
6731 | INSULATION SLEEVE,ELEC,BRANCHED | 4-WAY;L/V;20 TO 50 MM DIA,CABLE END; 7- 20 MM DIA,FINGER END;MIN O/A LENGTH 150 MM MIN,FINGER LENGTH 30 MM; ADHESIVE LINED;TO SUIT 4 CORE 120 SQ MM | SICAME | SICAME AUSTRALIA PTY LTD | LVH4B50/14-C | CURRENT | 1
6732 | INSULATION SLEEVE,ELEC,BRANCHED | 4-WAY;L/V;35 TO 75 MM DIA,CABLE END; 13 TO 35 DIA,FINGER END,MIN O/A LENGTH 170 MM,MIN FINGER LENGTH 30 MM; ADHESIVE LINED;TO SUIT 240/300 SQ MM | TECONN | TE CONNECTIVITY LTD | 502K026/S(S5) | CURRENT | 1
6742 | STRAINER,WASTE DRAIN | CAST IRON;GULLY TRAP TYPE;150 MM DIA; USED IN CONCRETE JOINT PIT FOR VENTILATION PURPOSES; | GATIC |  | STRAINER | PURCHASE AS REQUIRED | 2
6742 | STRAINER,WASTE DRAIN | CAST IRON;GULLY TRAP TYPE;150 MM DIA; USED IN CONCRETE JOINT PIT FOR VENTILATION PURPOSES; | FARNTHOM |  | SGC/LS2 | PURCHASE AS REQUIRED | 1
6751 | JOINT,ELECTRICAL POWER CABLE | 110 KV;FOR 400 SQ MM,COPPER CONDUCTOR, 3 CORE TO 800 SQ MM,HOLLOW CORE,COPPER CONDUCTOR,3 X SINGLE CORE,OIL FILLED, PAPER INSULATED CABLE;STOP TYPE,SHEATH | NISSHO |  | DWG SAS0997450A | STRATEGIC SPARE | 1
6757 | JOINT,ELECTRICAL POWER CABLE | 110 KV;FOR 400 SQ MM,COPPER CONDUCTOR, 3 CORE,OIL FILLED,PAPER INSULATED CABLE; STRAIGHT TYPE;COPPER SLEEVE,FIBRE GLASS OUTER BOX; | NISSHO |  | DWG SAN0887131 | STRATEGIC SPARE | 1
6766 | JOINT,ELECTRICAL POWER CABLE | 110 KV;FOR 300 SQ MM,HOLLOW CORE, ALUMINIUM CONDUCTOR,SINGLE CORE,OIL FILLED PAPER INSULATED CABLE;STRAIGHT TYPE COPPER SLEEVE,FIBRE GLASS OUTER | HITACHI | HITACHI ENERGY AUSTRALIA LTD | EH173977,J1 TD42-713 | STRATEGIC SPARE | 1
6769 | JOINT,ELECTRICAL POWER CABLE | 33 KV;FOR 500 SQ MM (0.85 SQ IN), ALUMINIUM CONDUCTOR,3 CORE,OIL FILLED, PAPER INSULATED CABLE;STRAIGHT TYPE; COPPER SLEEVE,FIBRE GLASS OUTER BOX; | NKT | NKT CABLES AUSTRALIA P/L | MVDO 72 3C - 3C | STRATEGIC SPARE | 1
6781 | INSULATING COMPOUND KIT,ELECTRICAL | JOINTING COMMUNICATIONS SPLICING & BLOCKING 14 TO 26 PR;PACK OF 1;FOR 10 PAIR & 20 PAIR PILOT CABLE JOINTS C/W HEATSHRINK SLEEVE 600 MM LG;UJ MANUAL | 3M | 3M AUSTRALIA PTY LTD | NBA4 | CURRENT | 1
6827 | TERMINATION COMPONENTS,ELEC POWER CABLE | 11 KV;HAZEMEYER,SWITCHGEAR;;FOR 16 TO 70 SQ MM COPPER CONDUCTOR 3 X SINGLE CORE SCREENED,XLPE/PVC CABLE;CONTAINS SINGLE CORE TUBES,COVERS,CLAMPS,BUSHES | HAZEMEYR |  | 502-0015 | CURRENT | 1
6828 | TERMINATION KIT,ELECTRICAL CABLE | Magnefix, Cable Connection Kit, Pin Type, for Hazemeyer Transformer, for 16 to 95mm2 Cu 3 x 1 core screened XLPE/PVC Cable, C/W Single Core Tubes, | EATON | EATON ELECTRIC SYSTEMS PTY LTD | 502.0024 | CURRENT | 1
6837 | CABLE ASSY,PWR,ELEC | 11 KV;16 SQ MM;3 X SINGLE CORE EA 1.8 M LG;COPPER SCREENED XLPE/PVC;CABLE ENDS FITTED W/MOULDED TYPE STRESS CONES;FOR CONNECTION TRANSFORMER TO HAZEMEYER | GILBLODG | GILBERT LODGE AUSTRALIA | EQ35-PIN-PIN-2/3 | CURRENT | 1
6837 | CABLE ASSY,PWR,ELEC | 11 KV;16 SQ MM;3 X SINGLE CORE EA 1.8 M LG;COPPER SCREENED XLPE/PVC;CABLE ENDS FITTED W/MOULDED TYPE STRESS CONES;FOR CONNECTION TRANSFORMER TO HAZEMEYER | HAZEMEYR |  | 503-1015 | CURRENT | 2
6841 | INSULATOR,PIPE LINE | GAS FILLED CABLE;1/4 IN COPPER PIPE, ERMETO COUPLING;PORCELAIN;10 KV; COPPER CONE FITTED ONE END;SECURITY STOCK GAS FILLED CABLE; | BICC |  | INSULATOR,PIPE | PURCHASE AS REQUIRED | 1
6844 | PILLAR | Electricity Supply Pillar, 440V, 3 Ph, 3-Way, 400A, 2 Links, T-Shaped Panel | STEMAR |  | IIN:06844 | PURCHASE AS REQUIRED | 1
6845 | PANEL,LINKING | ELECTRICITY SUPPLY PILLAR;440 V,3 PHASE; TWO WAY,SINGLE LINK;T SHAPED PANEL; 400 AMP;BOX OF 1,PACK WEIGHT 15 KG; | STEMAR |  | IIN:06845 | PHASING | 1
6855 | PIN,ELEC POWER CABLE SUPPORT BRACKET | 125 MM LG,12 MM DIA;STAINLESS STEEL; BAGS OF 100;TO AFIX CABLE SUPPORT BRACKET STOCK CODE ( 06609 & 06610) TO STEEL CHANNEL IN CONCRETE JOINT PITS; | HAYMAN | HAYMANS INDUSTRIES PTY LTD | 6855 | CURRENT | 1
6855 | PIN,ELEC POWER CABLE SUPPORT BRACKET | 125 MM LG,12 MM DIA;STAINLESS STEEL; BAGS OF 100;TO AFIX CABLE SUPPORT BRACKET STOCK CODE ( 06609 & 06610) TO STEEL CHANNEL IN CONCRETE JOINT PITS; | SEWELFRG | GREG SEWELL FORGINGS PTY LTD | PIN,ELEC POWER | CURRENT | 1
6866 | PIPE,METALLIC | LEAD;76 MM NB;3.2 MM WALL THK;610 MM LG ;9.0 KG/M;0.06% COPPERISED SOFT LEAD ;AS1812;CRATE MAX 500 KG; | CONALLOY |  | LEAD;76 MM NB; | CURRENT | 1
6889 | INSULATION HOOD | PVC,FLAME RETARDANT;BLACK;65 MM OD, 90 MM LG,+ CONICAL/SQUARE END 55 MM LG MM WALL THK;BOX OF 100; PACK WEIGHT 8.0 KG;USED IN URD ELECTRICITY SUPPLY | WEBER | WEBER SOUTH PACIFIC PTY LTD | ESQ065 | CURRENT | 2
6889 | INSULATION HOOD | PVC,FLAME RETARDANT;BLACK;65 MM OD, 90 MM LG,+ CONICAL/SQUARE END 55 MM LG MM WALL THK;BOX OF 100; PACK WEIGHT 8.0 KG;USED IN URD ELECTRICITY SUPPLY | LEGEND | LEGEND POWER SYSTEMS | ISP-BK-SM-FT | CURRENT | 2
6889 | INSULATION HOOD | PVC,FLAME RETARDANT;BLACK;65 MM OD, 90 MM LG,+ CONICAL/SQUARE END 55 MM LG MM WALL THK;BOX OF 100; PACK WEIGHT 8.0 KG;USED IN URD ELECTRICITY SUPPLY | PLP AUST | PREFORMED LINE PRODUCTS (AUST) | D-SHDS66 | CURRENT | 2
6889 | INSULATION HOOD | PVC,FLAME RETARDANT;BLACK;65 MM OD, 90 MM LG,+ CONICAL/SQUARE END 55 MM LG MM WALL THK;BOX OF 100; PACK WEIGHT 8.0 KG;USED IN URD ELECTRICITY SUPPLY | FLOWLINE | FLOWLINE INDUSTRIES PTY LTD | ESQ065 | CURRENT | 1
6897 | INSULATION SLEEVING,ELECTRICAL | POLYOLEFIN,HEAT SHRINKABLE;19 MM MIN ID EXP,6.0 MM MAX ID RECOVERED;2.0 MM MIN THK RECOVERED;300 MM LG;BLACK; MELTABLE INNER LINING;FOR 25 SQ MM LV | LEGEND | LEGEND POWER SYSTEMS | STDW27/6PA-300 | CURRENT | 2
6897 | INSULATION SLEEVING,ELECTRICAL | POLYOLEFIN,HEAT SHRINKABLE;19 MM MIN ID EXP,6.0 MM MAX ID RECOVERED;2.0 MM MIN THK RECOVERED;300 MM LG;BLACK; MELTABLE INNER LINING;FOR 25 SQ MM LV | TECONN | TE CONNECTIVITY LTD | WCSM-24/6-300/S(S50) | CURRENT | 1
6898 | INSULATION SLEEVING,ELECTRICAL | POLYOLEFIN,HEAT SHRINKABLE;40 MM MIN ID EXP,12.7 MM MAX ID RECOVERED;3.0 MM MIN THK RECOVERED;300 MM LG;BLACK;MELTABLE INNER LINING;FOR TRIPLEX (ABC) CABLE | LEGEND | LEGEND POWER SYSTEMS | STDW43/10PA-300 | CURRENT | 2
6898 | INSULATION SLEEVING,ELECTRICAL | POLYOLEFIN,HEAT SHRINKABLE;40 MM MIN ID EXP,12.7 MM MAX ID RECOVERED;3.0 MM MIN THK RECOVERED;300 MM LG;BLACK;MELTABLE INNER LINING;FOR TRIPLEX (ABC) CABLE | TECONN | TE CONNECTIVITY LTD | XCSM-44/12-300/S(S25) | CURRENT | 1
6899 | INSULATION SLEEVING,ELECTRICAL | POLYOLEFIN,HEAT SHRINKABLE;75 MM MIN ID EXP,22 MM MAX ID RECOVERED;3 MM MIN THK RECOVERED;600 MM LG;BLACK;INNER SEALANT COATING;FOR PILOT JOINT,UJ MANUAL | LEGEND | LEGEND POWER SYSTEMS | SMDW92/26TK-600 | CURRENT | 2
6899 | INSULATION SLEEVING,ELECTRICAL | POLYOLEFIN,HEAT SHRINKABLE;75 MM MIN ID EXP,22 MM MAX ID RECOVERED;3 MM MIN THK RECOVERED;600 MM LG;BLACK;INNER SEALANT COATING;FOR PILOT JOINT,UJ MANUAL | TECONN | TE CONNECTIVITY LTD | MWTM-85/25-600/S(S10) | CURRENT | 1
6908 | RUNG,INDIVIDUAL-RUNG LADDER. | NON STAGGERED;350 MM INT W;24 MM MIN DIA GALV STEEL;SUITABLE FOR CASTING IN CONCRETE WALL;AS1657;PACK OF 3, PALLET OF 42;FOR CABLE JOINT PIT & OIL | HAYMAN | HAYMANS INDUSTRIES PTY LTD | 6908 | PURCHASE AS REQUIRED | 1
6908 | RUNG,INDIVIDUAL-RUNG LADDER. | NON STAGGERED;350 MM INT W;24 MM MIN DIA GALV STEEL;SUITABLE FOR CASTING IN CONCRETE WALL;AS1657;PACK OF 3, PALLET OF 42;FOR CABLE JOINT PIT & OIL | STEELWAY |  | E6908 | PURCHASE AS REQUIRED | 2
6909 | CABLE TIE | Nylon, Black, 550 x 13mm, UV Resistant UHD (P100) | CABLACES | CABLACES | CT600BK-UHD | CURRENT | 2
6909 | CABLE TIE | Nylon, Black, 550 x 13mm, UV Resistant UHD (P100) | CARROLL | CARROLL CABLE TIES & ACCESSORIES | CT 550HB | CURRENT | 1
6912 | TERMINATION,ELECTRICAL POWER CABLE | 33 KV;OUTDOOR;SINGLE PHASE;FOR 150 SQ MM ,COPPER CONDUCTOR,GAS FILLED CABLE;ETHOX ,PORCELAIN;GLOVERS LATER TYPE; | BICC |  | DWG NO T12991 UX033 | PURCHASE AS REQUIRED | 1
6913 | TERMINATION,ELECTRICAL POWER CABLE | 33 KV;OUTDOOR;SINGLE PHASE;FOR 240 SQ MM ,COPPER OR ALUMINIUM CONDUCTOR,GAS FILLED CABLE;ETHOX,PORCELAIN;GLOVERS LATER TYPE;SECURITY STOCK; | BICC |  | DWG NO T12991 | STRATEGIC SPARE | 1
6915 | TERMINATION,ELECTRICAL POWER CABLE | 110 KV;OUTDOOR;SINGLE PHASE;FOR 800 SQ MM,HOLLOW CORE,COPPER CONDUCTOR, OIL FILLED CABLE;PORCELAIN;W/TAPES ETC; FOR U/W CABLE (STOCK CODE 07032) | NISSHO |  | DWG NO SAE0777585 | STRATEGIC SPARE | 1
6918 | TERMINATION,ELECTRICAL POWER CABLE | 110 KV;OIL IMMERSED;SINGLE PHASE;FOR 300 SQ MM,HOLLOW CORE,ALUMINIUM CONDUCTOR, OIL FILLED CABLE;PORCELAIN;C/W TAPES ETC ;CABLE (STOCK CODE 06982) SECURITY STOCK | HITACHI | HITACHI ENERGY AUSTRALIA LTD | DWG EH174374-J1 TD42-713 | STRATEGIC SPARE | 1
6919 | TERMINATION,ELECTRICAL POWER CABLE | 110 KV;OUTDOOR;SINGLE PHASE;FOR 300 SQ MM,HOLLOW CORE,ALUMINIUM CONDUCTOR,OIL FILLED CABLE;PORCELAIN;W/TAPES ETC;FOR U/W CABLE (STOCK CODE 06982) SECURITY | HITACHI | HITACHI ENERGY AUSTRALIA LTD | DWG EH173995 J1 TD42-713 | STRATEGIC SPARE | 1
6922 | FILLING KIT,UNDERGRD CABLE TERMINATION | HAZEMEYER,INCL FILLER & CAP; | HAZEMEYR |  | FILLER 2681-952 & | PURCHASE AS REQUIRED | 1
6922 | FILLING KIT,UNDERGRD CABLE TERMINATION | HAZEMEYER,INCL FILLER & CAP; | HAZEMEYR |  | CAP 2681-926 | PURCHASE AS REQUIRED | 2
6932 | COVER,ELECTRICITY SUPPLY PILLAR | 630 MM H,320 MM W,260 MM D;POLYETHELENE FLAME RETARDENT;GREEN;W/EXTRA VENTING; PALLET OF 12,PACK WEIGHT 92 KG;U/W BASE STOCK CODE 06511; | WEBER | WEBER SOUTH PACIFIC PTY LTD | UG2029 | CURRENT | 2
6932 | COVER,ELECTRICITY SUPPLY PILLAR | 630 MM H,320 MM W,260 MM D;POLYETHELENE FLAME RETARDENT;GREEN;W/EXTRA VENTING; PALLET OF 12,PACK WEIGHT 92 KG;U/W BASE STOCK CODE 06511; | PLP AUST | PREFORMED LINE PRODUCTS (AUST) | D-URDIC65 | CURRENT | 1
6969 | CABLE,POWER,ELECTRICAL | 19/33 KV;(0.85 SQ IN);ALUMINIUM CONDUCTOR;3 CORE;OIL FILLED,PAPER INSULATED,ALUMINIUM SHEATH,PVC OUTER SHEATH;SECURITY STOCK; | BICC |  | CABLE,POWER,0.85 SQ IN. | STRATEGIC SPARE | 1
6982 | CABLE,POWER,ELECTRICAL | 110 KV;300 SQ MM;HOLLOW CORE;ALUMINIUM CONDUCTOR;SINGLE CORE;OIL FILLED,PAPER INSULATED,CORRUGATED ALUMINIUM SHEATH, PVC OUTER SHEATH;DIELECTRIC STRESS 9.2 | HITACHI | HITACHI ENERGY AUSTRALIA LTD | CABLE,300 SQ MM SINGLE CORE | STRATEGIC SPARE | 1
7006 | CABLE,POWER,ELECTRICAL | 6.35/11 KV;400 SQ MM;COPPER CONDUCTOR; 3 CORE;SCREENED,PLYSWS;125 M DRUM SIZE; SECURITY STOCK; | OLEX | OLEX AUSTRALIA PTY LTD | CABLE,POWER,400 SQ MM | STRATEGIC SPARE | 2
7007 | CABLE,POWER,ELECTRICAL | 11 KV;400 SQ MM;COPPER CONDUCTOR;SINGLE CORE;SCREENED,PLYPVC;500 M,DRUM SIZE SHALL NOT EXCEED 2400 DIA,1250 W OR 5.0 TONNES,108 MM SPINDLE HOLE; | OLEX | OLEX AUSTRALIA PTY LTD | CABLE 400 SQ MM | PURCHASE AS REQUIRED | 1
7015 | CABLE,POWER,ELECTRICAL | 11 KV;630 SQ MM;COPPER CONDUCTOR;SINGLE CORE;SCREENED,PLYPVC;500 M,DRUM SIZE SHALL NOT EXCEED 2400 DIA 1250 W OR 5.0 TONNES W/O ENERGEX ACCEPTANCE | OLEX | OLEX AUSTRALIA PTY LTD | KMRP32AA001CXAA | STRATEGIC SPARE | 1
7035 | CABLE,CONTROL,ELECTRICAL | UNDERGROUND;10 PAIR;1/0.9 MM DIA COPPER; POLYETHELENE INSULATED,UNIT TWIN CONSTRUCTION POLYESTER TAPED, POLYETHELENE CORE SCREEN INSULATED | LSCABLE | LS CABLE & SYSTEM PL - 310041 | LS07035 | CURRENT | 1
7040 | CABLE,CONTROL,ELECTRICAL | UNDERGROUND;20 PAIR;1/0.9 MM DIA COPPER; (ABBREV.DESCR.PEIUTPHJ)COPPER WIRE SCREENED WITH SCREENING FACTOR OF 0.3; 1200 M DRUM SIZE;SPINDLE HOLE SIZE | LSCABLE | LS CABLE & SYSTEM PL - 310041 | LS07040 | CURRENT | 1
7082 | CABLE,CONTROL,ELECTRICAL | AERIAL,PILOT;20 PR;1/0.9 MM;POLYETHYLENE /POLYETHYLENE,POLYESTER TAPED,COPPER TAPE SCREENED;WITH 7/2.00 GALVANISED STEEL INTEGRAL BEARER;500 M DRUM;DRUM | LSCABLE | LS CABLE & SYSTEM PL - 310041 | LS07082 | CURRENT | 1
7103 | WIRE,ELECTRICAL | BUILDING;COPPER,ANNEALED;1.5 SQ MM;7/0.5 7/0.50 MM;0.6/1 KV;PVC INSULATED;BLUE; 100 M DRUM SIZE;WEIGHT 3.10 KG; | PRYSMIAN | PRYSMIAN POWER CABLES & SYSTEMS AUST | 20199362 | CURRENT | 2
7103 | WIRE,ELECTRICAL | BUILDING;COPPER,ANNEALED;1.5 SQ MM;7/0.5 7/0.50 MM;0.6/1 KV;PVC INSULATED;BLUE; 100 M DRUM SIZE;WEIGHT 3.10 KG; | MIDLANDS | MIDLAND METALS | MMO-1X1.5 CU PVC BLU | CURRENT | 1
7103 | WIRE,ELECTRICAL | BUILDING;COPPER,ANNEALED;1.5 SQ MM;7/0.5 7/0.50 MM;0.6/1 KV;PVC INSULATED;BLUE; 100 M DRUM SIZE;WEIGHT 3.10 KG; | OLEX | OLEX AUSTRALIA PTY LTD | BAAP05A1001AABE | CURRENT | 2
7107 | WIRE,ELECTRICAL | BUILDING;COPPER,ANNEALED;1.5 SQ MM; 7/0.50 MM;0.6/1 KV;PVC INSULATED;RED; 100 M DRUM SIZE;WEIGHT 3.10 KG; | PRYSMIAN | PRYSMIAN POWER CABLES & SYSTEMS AUST | 20199359 | CURRENT | 2
7107 | WIRE,ELECTRICAL | BUILDING;COPPER,ANNEALED;1.5 SQ MM; 7/0.50 MM;0.6/1 KV;PVC INSULATED;RED; 100 M DRUM SIZE;WEIGHT 3.10 KG; | MIDLANDS | MIDLAND METALS | MMO-1X1.5 CU PVC RD | CURRENT | 1
7107 | WIRE,ELECTRICAL | BUILDING;COPPER,ANNEALED;1.5 SQ MM; 7/0.50 MM;0.6/1 KV;PVC INSULATED;RED; 100 M DRUM SIZE;WEIGHT 3.10 KG; | OLEX | OLEX AUSTRALIA PTY LTD | BAAP05A1001AARD | CURRENT | 2
7108 | WIRE,ELECTRICAL | BUILDING;COPPER,ANNEALED;1.5 SQ MM; 7/0.50 MM;0.6/1 KV;PVC INSULATED;WHITE; 100 M DRUM SIZE;WEIGHT 3.10 KG; | PRYSMIAN | PRYSMIAN POWER CABLES & SYSTEMS AUST | 20199361 | CURRENT | 2
7108 | WIRE,ELECTRICAL | BUILDING;COPPER,ANNEALED;1.5 SQ MM; 7/0.50 MM;0.6/1 KV;PVC INSULATED;WHITE; 100 M DRUM SIZE;WEIGHT 3.10 KG; | MIDLANDS | MIDLAND METALS | MMO-1X1.5 CU PVC WHT | CURRENT | 1
7108 | WIRE,ELECTRICAL | BUILDING;COPPER,ANNEALED;1.5 SQ MM; 7/0.50 MM;0.6/1 KV;PVC INSULATED;WHITE; 100 M DRUM SIZE;WEIGHT 3.10 KG; | OLEX | OLEX AUSTRALIA PTY LTD | BAAP05A1001AAWT | CURRENT | 2
7111 | CABLE,POWER,ELECTRICAL | 0.6/1 KV;2.5 SQ MM (7/0.67 MM);ANNEALED; COPPER CONDUCTOR;4 CORE W/O EARTH; CIRCULAR,PVC INSULATED,ORANGE OR BLACK PVC SHEATHED;100 M SPOOL, SPOOL WEIGHT | MIDLANDS | MIDLAND METALS | MMO-4X2.5 CU X PVC BLK | CURRENT | 1
7111 | CABLE,POWER,ELECTRICAL | 0.6/1 KV;2.5 SQ MM (7/0.67 MM);ANNEALED; COPPER CONDUCTOR;4 CORE W/O EARTH; CIRCULAR,PVC INSULATED,ORANGE OR BLACK PVC SHEATHED;100 M SPOOL, SPOOL WEIGHT | BAMBACH | BAMBACH WIRES & CABLES PTY LTD | T-ENQ 355 | CURRENT | 2
7111 | CABLE,POWER,ELECTRICAL | 0.6/1 KV;2.5 SQ MM (7/0.67 MM);ANNEALED; COPPER CONDUCTOR;4 CORE W/O EARTH; CIRCULAR,PVC INSULATED,ORANGE OR BLACK PVC SHEATHED;100 M SPOOL, SPOOL WEIGHT | OLEX | OLEX AUSTRALIA PTY LTD | HAHP07RP004CXEM | CURRENT | 2
7112 | CABLE,POWER,ELECTRICAL | 0.6/1 KV;2.5 SQ MM (7/0.67 MM);ANNEALED; COPPER CONDUCTOR;2 CORE;FLAT CABLE FOR S/L CIRCUITS;PVC INSULATED & SHEATHED; AS5000.1;ON 100 M CARDBOARD SPOOLS, | OLEX | OLEX AUSTRALIA PTY LTD | DACP07JJ002CXHF | CURRENT | 2
7112 | CABLE,POWER,ELECTRICAL | 0.6/1 KV;2.5 SQ MM (7/0.67 MM);ANNEALED; COPPER CONDUCTOR;2 CORE;FLAT CABLE FOR S/L CIRCUITS;PVC INSULATED & SHEATHED; AS5000.1;ON 100 M CARDBOARD SPOOLS, | MIDLANDS | MIDLAND METALS | MMO-2X2.5 CU X PVC BLK | CURRENT | 1
7112 | CABLE,POWER,ELECTRICAL | 0.6/1 KV;2.5 SQ MM (7/0.67 MM);ANNEALED; COPPER CONDUCTOR;2 CORE;FLAT CABLE FOR S/L CIRCUITS;PVC INSULATED & SHEATHED; AS5000.1;ON 100 M CARDBOARD SPOOLS, | BAMBACH | BAMBACH WIRES & CABLES PTY LTD | T-ENQ 356 | CURRENT | 2
7112 | CABLE,POWER,ELECTRICAL | 0.6/1 KV;2.5 SQ MM (7/0.67 MM);ANNEALED; COPPER CONDUCTOR;2 CORE;FLAT CABLE FOR S/L CIRCUITS;PVC INSULATED & SHEATHED; AS5000.1;ON 100 M CARDBOARD SPOOLS, | NANELECT | NAN ELECTRICAL CABLE AUSTRALIA PL | 2C2.5MM2 ITEM 94 | CURRENT | 2
7127 | CABLE,POWER,ELECTRICAL | 0.6/1kV, 4mm2, Annealed Copper Conductor, 2 Core, Flat, XLPE Insluated, Black PVC Sheathed, 1000m Drum, AS 5000.1, JTS 03-01-08 | HCA | HENGTONG CABLE AUSTRALIA PTY LTD | HCA7127EQL | CURRENT | 2
7127 | CABLE,POWER,ELECTRICAL | 0.6/1kV, 4mm2, Annealed Copper Conductor, 2 Core, Flat, XLPE Insluated, Black PVC Sheathed, 1000m Drum, AS 5000.1, JTS 03-01-08 | MIDLANDS | MIDLAND METALS | MMO-2X4 CU X PVC BLK | CURRENT | 1
7127 | CABLE,POWER,ELECTRICAL | 0.6/1kV, 4mm2, Annealed Copper Conductor, 2 Core, Flat, XLPE Insluated, Black PVC Sheathed, 1000m Drum, AS 5000.1, JTS 03-01-08 | BAMBACH | BAMBACH WIRES & CABLES PTY LTD | T-ENQ 357 | CURRENT | 2
7127 | CABLE,POWER,ELECTRICAL | 0.6/1kV, 4mm2, Annealed Copper Conductor, 2 Core, Flat, XLPE Insluated, Black PVC Sheathed, 1000m Drum, AS 5000.1, JTS 03-01-08 | NANELECT | NAN ELECTRICAL CABLE AUSTRALIA PL | 2C4MM2 ITEM 95 | CURRENT | 2
7127 | CABLE,POWER,ELECTRICAL | 0.6/1kV, 4mm2, Annealed Copper Conductor, 2 Core, Flat, XLPE Insluated, Black PVC Sheathed, 1000m Drum, AS 5000.1, JTS 03-01-08 | OLEX | OLEX AUSTRALIA PTY LTD | DACP09FR002CXAA | CURRENT | 2
7140 | CABLE,POWER,ELECTRICAL | Bldg Wire, 0.6/1kV, 1C, 6mm2 (7/1.04) Cu/PVC (V-90) Sheath, Red, 100m Plastic Spool, JTS 03-01-08 | MIDLANDS | MIDLAND METALS | MMO-1X6 CU PVC RD | CURRENT | 1
7140 | CABLE,POWER,ELECTRICAL | Bldg Wire, 0.6/1kV, 1C, 6mm2 (7/1.04) Cu/PVC (V-90) Sheath, Red, 100m Plastic Spool, JTS 03-01-08 | PRYSMIAN | PRYSMIAN POWER CABLES & SYSTEMS AUST | 20199385 | CURRENT | 2
7140 | CABLE,POWER,ELECTRICAL | Bldg Wire, 0.6/1kV, 1C, 6mm2 (7/1.04) Cu/PVC (V-90) Sheath, Red, 100m Plastic Spool, JTS 03-01-08 | OLEX | OLEX AUSTRALIA PTY LTD | BAAP11A1001AARD | CURRENT | 2
7149 | WIRE,ELECTRICAL | BUILDING;COPPER,ANNEALED;16 SQ MM; 7/1.70 MM;0.6/1 KV;PVC INSULATED;BLACK; 100 M DRUM SIZE;DRUM WEIGHT 19.27 KG; | PRYSMIAN | PRYSMIAN POWER CABLES & SYSTEMS AUST | 20199396 | CURRENT | 2
7149 | WIRE,ELECTRICAL | BUILDING;COPPER,ANNEALED;16 SQ MM; 7/1.70 MM;0.6/1 KV;PVC INSULATED;BLACK; 100 M DRUM SIZE;DRUM WEIGHT 19.27 KG; | MIDLANDS | MIDLAND METALS | MMO-1X16 CU PVC BLK | CURRENT | 1
7149 | WIRE,ELECTRICAL | BUILDING;COPPER,ANNEALED;16 SQ MM; 7/1.70 MM;0.6/1 KV;PVC INSULATED;BLACK; 100 M DRUM SIZE;DRUM WEIGHT 19.27 KG; | OLEX | OLEX AUSTRALIA PTY LTD | BAAP15A1001AABK | CURRENT | 2
7156 | WIRE,ELECTRICAL | BUILDING;COPPER,ANNEALED;35 SQ MM; 19/1.53 MM;0.6/1 KV;PVC INSULATED;GREEN/ YELLOW;100 M DRUM SIZE,DRUM WEIGHT 38.28 KG; | PRYSMIAN | PRYSMIAN POWER CABLES & SYSTEMS AUST | 20199406 | CURRENT | 2
7156 | WIRE,ELECTRICAL | BUILDING;COPPER,ANNEALED;35 SQ MM; 19/1.53 MM;0.6/1 KV;PVC INSULATED;GREEN/ YELLOW;100 M DRUM SIZE,DRUM WEIGHT 38.28 KG; | MIDLANDS | MIDLAND METALS | MMO-1X35 CU PVC G/Y | CURRENT | 1
7156 | WIRE,ELECTRICAL | BUILDING;COPPER,ANNEALED;35 SQ MM; 19/1.53 MM;0.6/1 KV;PVC INSULATED;GREEN/ YELLOW;100 M DRUM SIZE,DRUM WEIGHT 38.28 KG; | OLEX | OLEX AUSTRALIA PTY LTD | BAAC18AA001AAHN | CURRENT | 2
7159 | WIRE,ELECTRICAL | BUILDING;COPPER,ANNEALED;35 SQ MM; 19/1.53 MM;0.6/1 KV;PVC INSULATED;BLACK; 250 M DRUM SIZE,DRUM WEIGHT 38.28 KG; 36 KV;FOR LV BRIDGING ON TFMRS | MIDLANDS | MIDLAND METALS | MMO-1X35 CU PVC BLK | CURRENT | 1
7159 | WIRE,ELECTRICAL | BUILDING;COPPER,ANNEALED;35 SQ MM; 19/1.53 MM;0.6/1 KV;PVC INSULATED;BLACK; 250 M DRUM SIZE,DRUM WEIGHT 38.28 KG; 36 KV;FOR LV BRIDGING ON TFMRS | PRYSMIAN | PRYSMIAN POWER CABLES & SYSTEMS AUST | 20199407 | CURRENT | 2
7159 | WIRE,ELECTRICAL | BUILDING;COPPER,ANNEALED;35 SQ MM; 19/1.53 MM;0.6/1 KV;PVC INSULATED;BLACK; 250 M DRUM SIZE,DRUM WEIGHT 38.28 KG; 36 KV;FOR LV BRIDGING ON TFMRS | OLEX | OLEX AUSTRALIA PTY LTD | BAAC18RP001AABK | CURRENT | 2
7164 | WIRE,ELECTRICAL | BUILDING;COPPER,ANNEALED;50 SQ MM; 19/1.78 MM;0.6/1 KV;PVC INSULATED;BLACK; 250 M DRUM SIZE,DRUM WEIGHT 127.28 KG; | PRYSMIAN | PRYSMIAN POWER CABLES & SYSTEMS AUST | 20199409 | CURRENT | 2
7164 | WIRE,ELECTRICAL | BUILDING;COPPER,ANNEALED;50 SQ MM; 19/1.78 MM;0.6/1 KV;PVC INSULATED;BLACK; 250 M DRUM SIZE,DRUM WEIGHT 127.28 KG; | MIDLANDS | MIDLAND METALS | MMO-1X50 CU PVC BLK | CURRENT | 1
7164 | WIRE,ELECTRICAL | BUILDING;COPPER,ANNEALED;50 SQ MM; 19/1.78 MM;0.6/1 KV;PVC INSULATED;BLACK; 250 M DRUM SIZE,DRUM WEIGHT 127.28 KG; | OLEX | OLEX AUSTRALIA PTY LTD | BAAC19AA001AABK | CURRENT | 2
7165 | WIRE,ELECTRICAL | BUILDING;COPPER,ANNEALED;70 SQ MM; 19/2.14 MM;0.6/1 KV;PVC INSULATED;BLACK; 250 M DRUM SIZE,DRUM WEIGHT 173.69 KG; | PRYSMIAN | PRYSMIAN POWER CABLES & SYSTEMS AUST | 20199414 | CURRENT | 2
7165 | WIRE,ELECTRICAL | BUILDING;COPPER,ANNEALED;70 SQ MM; 19/2.14 MM;0.6/1 KV;PVC INSULATED;BLACK; 250 M DRUM SIZE,DRUM WEIGHT 173.69 KG; | MIDLANDS | MIDLAND METALS | MMO-1X70 CU PVC BLK | CURRENT | 1
7165 | WIRE,ELECTRICAL | BUILDING;COPPER,ANNEALED;70 SQ MM; 19/2.14 MM;0.6/1 KV;PVC INSULATED;BLACK; 250 M DRUM SIZE,DRUM WEIGHT 173.69 KG; | OLEX | OLEX AUSTRALIA PTY LTD | BAAC20AA001AABK | CURRENT | 2
7172 | WIRE,ELECTRICAL | BUILDING;COPPER,ANNEALED;95 SQ MM; 37/1.78 MM;0.6/1 KV;PVC INSULATED;GREEN/ YELLOW;100 M DRUM SIZE,DRUM WEIGHT 97.51 KG; | PRYSMIAN | PRYSMIAN POWER CABLES & SYSTEMS AUST | 20199417 | PURCHASE AS REQUIRED | 2
7172 | WIRE,ELECTRICAL | BUILDING;COPPER,ANNEALED;95 SQ MM; 37/1.78 MM;0.6/1 KV;PVC INSULATED;GREEN/ YELLOW;100 M DRUM SIZE,DRUM WEIGHT 97.51 KG; | MIDLANDS | MIDLAND METALS | MMO-1X95 CU PVC G/Y | PURCHASE AS REQUIRED | 1
7172 | WIRE,ELECTRICAL | BUILDING;COPPER,ANNEALED;95 SQ MM; 37/1.78 MM;0.6/1 KV;PVC INSULATED;GREEN/ YELLOW;100 M DRUM SIZE,DRUM WEIGHT 97.51 KG; | OLEX | OLEX AUSTRALIA PTY LTD | BAAC22AA001AAHN | PURCHASE AS REQUIRED | 2
7173 | WIRE,ELECTRICAL | BUILDING;COPPER,ANNEALED;95 SQ MM; 37/1.78 MM;0.6/1 KV;PVC INSULATED;BLACK; 250 M DRUM SIZE,DRUM WEIGHT241.79 KG; | PRYSMIAN | PRYSMIAN POWER CABLES & SYSTEMS AUST | 20199418 | CURRENT | 2
7173 | WIRE,ELECTRICAL | BUILDING;COPPER,ANNEALED;95 SQ MM; 37/1.78 MM;0.6/1 KV;PVC INSULATED;BLACK; 250 M DRUM SIZE,DRUM WEIGHT241.79 KG; | MIDLANDS | MIDLAND METALS | MMO-1X95 CU PVC BLK | CURRENT | 1
7173 | WIRE,ELECTRICAL | BUILDING;COPPER,ANNEALED;95 SQ MM; 37/1.78 MM;0.6/1 KV;PVC INSULATED;BLACK; 250 M DRUM SIZE,DRUM WEIGHT241.79 KG; | OLEX | OLEX AUSTRALIA PTY LTD | BAAC22AA001AABK | CURRENT | 2
7177 | WIRE,ELECTRICAL | BUILDING;COPPER,ANNEALED;120 SQ MM; 37/2.03 MM;0.6/1 KV;PVC INSULATED;BLACK; 250 M DRUM,DRUM WEIGHT 315.27 KG; | PRYSMIAN | PRYSMIAN POWER CABLES & SYSTEMS AUST | 20199422 | CURRENT | 2
7177 | WIRE,ELECTRICAL | BUILDING;COPPER,ANNEALED;120 SQ MM; 37/2.03 MM;0.6/1 KV;PVC INSULATED;BLACK; 250 M DRUM,DRUM WEIGHT 315.27 KG; | MIDLANDS | MIDLAND METALS | MMO-1X120 CU PVC BLK | CURRENT | 1
7177 | WIRE,ELECTRICAL | BUILDING;COPPER,ANNEALED;120 SQ MM; 37/2.03 MM;0.6/1 KV;PVC INSULATED;BLACK; 250 M DRUM,DRUM WEIGHT 315.27 KG; | OLEX | OLEX AUSTRALIA PTY LTD | BAAP23AA001AABK | CURRENT | 2
7181 | WIRE,ELECTRICAL | BUILDING;COPPER,ANNEALED;185 SQ MM; 37/2.52 MM;0.6/1 KV;PVC INSULATED;BLACK; 250 M DRUM SIZE,483.18 KG; | PRYSMIAN | PRYSMIAN POWER CABLES & SYSTEMS AUST | 20199427 | CURRENT | 2
7181 | WIRE,ELECTRICAL | BUILDING;COPPER,ANNEALED;185 SQ MM; 37/2.52 MM;0.6/1 KV;PVC INSULATED;BLACK; 250 M DRUM SIZE,483.18 KG; | MIDLANDS | MIDLAND METALS | MMO-1X185 CU PVC BLK | CURRENT | 1
7181 | WIRE,ELECTRICAL | BUILDING;COPPER,ANNEALED;185 SQ MM; 37/2.52 MM;0.6/1 KV;PVC INSULATED;BLACK; 250 M DRUM SIZE,483.18 KG; | OLEX | OLEX AUSTRALIA PTY LTD | BAAP25RP001AACX | CURRENT | 2
7185 | CABLE,POWER,ELECTRICAL | Bldg Wire, 0.6/1kV, 300mm2 Double Insulated (91/2.05), Annealed Cu XLPE/PVC-X-90, Black, 100m Drum | MIDLANDS | MIDLAND METALS | MMO-1X300 CU X PVC BLK | CURRENT | 1
7185 | CABLE,POWER,ELECTRICAL | Bldg Wire, 0.6/1kV, 300mm2 Double Insulated (91/2.05), Annealed Cu XLPE/PVC-X-90, Black, 100m Drum | OLEX | OLEX AUSTRALIA PTY LTD | BDBP27AA001CXNA | CURRENT | 2
7191 | WIRE,ELECTRICAL | 450/750V, 1C x 4mm2 (7/0.85) Cu Annealed PVC Insulated/PVC Sheath, Black/White, 100m Drum | PRYSMIAN | PRYSMIAN POWER CABLES & SYSTEMS AUST | 20199441 | CURRENT | 2
7191 | WIRE,ELECTRICAL | 450/750V, 1C x 4mm2 (7/0.85) Cu Annealed PVC Insulated/PVC Sheath, Black/White, 100m Drum | MIDLANDS | MIDLAND METALS | MMO-1X4 CU PVC PVC BLK/WHT | CURRENT | 1
7191 | WIRE,ELECTRICAL | 450/750V, 1C x 4mm2 (7/0.85) Cu Annealed PVC Insulated/PVC Sheath, Black/White, 100m Drum | OLEX | OLEX AUSTRALIA PTY LTD | AABP09A1001WTBK | CURRENT | 2
7192 | WIRE,ELECTRICAL | COPPER ANNEALED;6.0 SQ MM;7/1.04 MM; 450/750V;PVC INSULATED,PVC SHEATHED (SINGLE CORE);RED INSULATED,WHITE SHEATHED;100 M DRUM SIZE;WEIGHT 10 KG; | PRYSMIAN | PRYSMIAN POWER CABLES & SYSTEMS AUST | 20199442 | CURRENT | 2
7192 | WIRE,ELECTRICAL | COPPER ANNEALED;6.0 SQ MM;7/1.04 MM; 450/750V;PVC INSULATED,PVC SHEATHED (SINGLE CORE);RED INSULATED,WHITE SHEATHED;100 M DRUM SIZE;WEIGHT 10 KG; | HAYMANS | HAYMANS ELECTRICAL | CBL6SDIRD | CURRENT | 2
7192 | WIRE,ELECTRICAL | COPPER ANNEALED;6.0 SQ MM;7/1.04 MM; 450/750V;PVC INSULATED,PVC SHEATHED (SINGLE CORE);RED INSULATED,WHITE SHEATHED;100 M DRUM SIZE;WEIGHT 10 KG; | MIDLANDS | MIDLAND METALS | MMO-1X6 CU PVC PVC RD/WHT | CURRENT | 1
7192 | WIRE,ELECTRICAL | COPPER ANNEALED;6.0 SQ MM;7/1.04 MM; 450/750V;PVC INSULATED,PVC SHEATHED (SINGLE CORE);RED INSULATED,WHITE SHEATHED;100 M DRUM SIZE;WEIGHT 10 KG; | OLEX | OLEX AUSTRALIA PTY LTD | AABP11A1101WTRD | CURRENT | 2
7195 | WIRE,ELECTRICAL | BUILDING;COPPER,ANNEALED;16 SQ MM; 7/1.70 MM;450/750V ;PVC INSULATED,PVC SHEATHED (SINGLE CORE);RED INSULATED, GREY OR WHITE SHEATHED;100 M DRUM SIZE, | MIDLANDS | MIDLAND METALS | MMO-1X16 CU PVC PVC RD/WHT | CURRENT | 1
7195 | WIRE,ELECTRICAL | BUILDING;COPPER,ANNEALED;16 SQ MM; 7/1.70 MM;450/750V ;PVC INSULATED,PVC SHEATHED (SINGLE CORE);RED INSULATED, GREY OR WHITE SHEATHED;100 M DRUM SIZE, | PRYSMIAN | PRYSMIAN POWER CABLES & SYSTEMS AUST | 20199446 | CURRENT | 2
7195 | WIRE,ELECTRICAL | BUILDING;COPPER,ANNEALED;16 SQ MM; 7/1.70 MM;450/750V ;PVC INSULATED,PVC SHEATHED (SINGLE CORE);RED INSULATED, GREY OR WHITE SHEATHED;100 M DRUM SIZE, | HAYMANS | HAYMANS ELECTRICAL | CBL16SDIRD | CURRENT | 2
7195 | WIRE,ELECTRICAL | BUILDING;COPPER,ANNEALED;16 SQ MM; 7/1.70 MM;450/750V ;PVC INSULATED,PVC SHEATHED (SINGLE CORE);RED INSULATED, GREY OR WHITE SHEATHED;100 M DRUM SIZE, | OLEX | OLEX AUSTRALIA PTY LTD | AABP15A1001WVRD | CURRENT | 2
7208 | CABLE,CONTROL,ELECTRICAL | Control, 450/750V, 2C, 2.5mm2, PVC/PVC Black Sheath, (7/0.67) Metre Marked, Numbered Active Cores, 250m Wood Drum, Drum Weight 55kg, AS5000.3 | MIDLANDS | MIDLAND METALS | MMO-2X2.5 CU PVC PVC UG | CURRENT | 1
7208 | CABLE,CONTROL,ELECTRICAL | Control, 450/750V, 2C, 2.5mm2, PVC/PVC Black Sheath, (7/0.67) Metre Marked, Numbered Active Cores, 250m Wood Drum, Drum Weight 55kg, AS5000.3 | BAMBACH | BAMBACH WIRES & CABLES PTY LTD | T-ENQ 223 | CURRENT | 2
7208 | CABLE,CONTROL,ELECTRICAL | Control, 450/750V, 2C, 2.5mm2, PVC/PVC Black Sheath, (7/0.67) Metre Marked, Numbered Active Cores, 250m Wood Drum, Drum Weight 55kg, AS5000.3 | MIDMETAL |  | MMO-2 X 2.5 CU PVC PVC UG | CURRENT | 2
7208 | CABLE,CONTROL,ELECTRICAL | Control, 450/750V, 2C, 2.5mm2, PVC/PVC Black Sheath, (7/0.67) Metre Marked, Numbered Active Cores, 250m Wood Drum, Drum Weight 55kg, AS5000.3 | OLEX | OLEX AUSTRALIA PTY LTD | DAHP07RP002CXWW | CURRENT | 2
7209 | CABLE,CONTROL,ELECTRICAL | Control, 450/750V, 4C, 2.5mm2, PVC/PVC Black Sheath, (7/0.67) Metre Marked, Numbered Active Cores, 250m Wood Drum, Drum Weight 75kg, AS5000.3 | MIDLANDS | MIDLAND METALS | MMO-4X2.5 CU PVC PVC UG | CURRENT | 1
7209 | CABLE,CONTROL,ELECTRICAL | Control, 450/750V, 4C, 2.5mm2, PVC/PVC Black Sheath, (7/0.67) Metre Marked, Numbered Active Cores, 250m Wood Drum, Drum Weight 75kg, AS5000.3 | BAMBACH | BAMBACH WIRES & CABLES PTY LTD | T-ENQ 224 | CURRENT | 2
7209 | CABLE,CONTROL,ELECTRICAL | Control, 450/750V, 4C, 2.5mm2, PVC/PVC Black Sheath, (7/0.67) Metre Marked, Numbered Active Cores, 250m Wood Drum, Drum Weight 75kg, AS5000.3 | MIDMETAL |  | MMO-4 X 2.5 CU PVC PVC UG | CURRENT | 2
7209 | CABLE,CONTROL,ELECTRICAL | Control, 450/750V, 4C, 2.5mm2, PVC/PVC Black Sheath, (7/0.67) Metre Marked, Numbered Active Cores, 250m Wood Drum, Drum Weight 75kg, AS5000.3 | OLEX | OLEX AUSTRALIA PTY LTD | HAHP07RP004CXWW | CURRENT | 2
7210 | CABLE,CONTROL,ELECTRICAL | Control, 450/750V, 8C, 2.5mm2, PVC/PVC Black Sheath, (7/0.67) Metre Marked, Numbered Active Cores, 250m Wood Drum, Drum Weight 124kg, AS5000.3; | MIDLANDS | MIDLAND METALS | MMO-8X2.5 CU PVC PVC UG | CURRENT | 1
7210 | CABLE,CONTROL,ELECTRICAL | Control, 450/750V, 8C, 2.5mm2, PVC/PVC Black Sheath, (7/0.67) Metre Marked, Numbered Active Cores, 250m Wood Drum, Drum Weight 124kg, AS5000.3; | BAMBACH | BAMBACH WIRES & CABLES PTY LTD | T-ENQ 225 | CURRENT | 2
7210 | CABLE,CONTROL,ELECTRICAL | Control, 450/750V, 8C, 2.5mm2, PVC/PVC Black Sheath, (7/0.67) Metre Marked, Numbered Active Cores, 250m Wood Drum, Drum Weight 124kg, AS5000.3; | MIDMETAL |  | MMO-8 X 2.5 CU PVC PVC UG | CURRENT | 2
7210 | CABLE,CONTROL,ELECTRICAL | Control, 450/750V, 8C, 2.5mm2, PVC/PVC Black Sheath, (7/0.67) Metre Marked, Numbered Active Cores, 250m Wood Drum, Drum Weight 124kg, AS5000.3; | OLEX | OLEX AUSTRALIA PTY LTD | BPAP07RP008CXWW | CURRENT | 2
7211 | CABLE,CONTROL,ELECTRICAL | Control, 450/750V, 12C, 2.5mm2, PVC/PVC Black Sheath, (7/0.67) Metre Marked, Numbered Active Cores, 250m Wood Drum, Drum Weight 160kg, AS5000.3 | MIDLANDS | MIDLAND METALS | MMO-12X2.5 CU PVC PVC UG | CURRENT | 1
7211 | CABLE,CONTROL,ELECTRICAL | Control, 450/750V, 12C, 2.5mm2, PVC/PVC Black Sheath, (7/0.67) Metre Marked, Numbered Active Cores, 250m Wood Drum, Drum Weight 160kg, AS5000.3 | BAMBACH | BAMBACH WIRES & CABLES PTY LTD | T-ENQ 226 | CURRENT | 2
7211 | CABLE,CONTROL,ELECTRICAL | Control, 450/750V, 12C, 2.5mm2, PVC/PVC Black Sheath, (7/0.67) Metre Marked, Numbered Active Cores, 250m Wood Drum, Drum Weight 160kg, AS5000.3 | MIDMETAL |  | MMO-12 X 2.5 CU PVC PVC UG | CURRENT | 2
7211 | CABLE,CONTROL,ELECTRICAL | Control, 450/750V, 12C, 2.5mm2, PVC/PVC Black Sheath, (7/0.67) Metre Marked, Numbered Active Cores, 250m Wood Drum, Drum Weight 160kg, AS5000.3 | OLEX | OLEX AUSTRALIA PTY LTD | BPAP07RP012CXWW | CURRENT | 2
7212 | CABLE,CONTROL,ELECTRICAL | Control, 450/750V, 8C, 6mm2, PVC/PVC Black Sheath, (7/1.04) Metre Marked, Numbered Active Cores, 250m Wood Drum, Drum Weight 226kg, AS5000.3 | MIDLANDS | MIDLAND METALS | MMO-8X6 CU PVC PVC UG | CURRENT | 1
7212 | CABLE,CONTROL,ELECTRICAL | Control, 450/750V, 8C, 6mm2, PVC/PVC Black Sheath, (7/1.04) Metre Marked, Numbered Active Cores, 250m Wood Drum, Drum Weight 226kg, AS5000.3 | BAMBACH | BAMBACH WIRES & CABLES PTY LTD | T-ENQ 234 | CURRENT | 2
7212 | CABLE,CONTROL,ELECTRICAL | Control, 450/750V, 8C, 6mm2, PVC/PVC Black Sheath, (7/1.04) Metre Marked, Numbered Active Cores, 250m Wood Drum, Drum Weight 226kg, AS5000.3 | MIDMETAL |  | MMO-8 X 6 CU PVC PVC UG | CURRENT | 2
7213 | CABLE,CONTROL,ELECTRICAL | Control, 450/750V, 4C, 6mm2, PVC/PVC Black Sheath, (7/1.04) Metre Marked, Numbered Active Cores, 250m Wood Drum, Drum Weight 144kg, AS5000.3 | MIDLANDS | MIDLAND METALS | MMO-4X6 CU PVC PVC UG | CURRENT | 1
7213 | CABLE,CONTROL,ELECTRICAL | Control, 450/750V, 4C, 6mm2, PVC/PVC Black Sheath, (7/1.04) Metre Marked, Numbered Active Cores, 250m Wood Drum, Drum Weight 144kg, AS5000.3 | BAMBACH | BAMBACH WIRES & CABLES PTY LTD | T-ENQ 233 | CURRENT | 2
7213 | CABLE,CONTROL,ELECTRICAL | Control, 450/750V, 4C, 6mm2, PVC/PVC Black Sheath, (7/1.04) Metre Marked, Numbered Active Cores, 250m Wood Drum, Drum Weight 144kg, AS5000.3 | MIDMETAL |  | MMO-4 X 6 CU PVC PVC UG | CURRENT | 2
7213 | CABLE,CONTROL,ELECTRICAL | Control, 450/750V, 4C, 6mm2, PVC/PVC Black Sheath, (7/1.04) Metre Marked, Numbered Active Cores, 250m Wood Drum, Drum Weight 144kg, AS5000.3 | OLEX | OLEX AUSTRALIA PTY LTD | HAHP11RP004CXWW | CURRENT | 2
7214 | CABLE,CONTROL,ELECTRICAL | Control, 450/750V, 4C, 10mm2, PVC/PVC Black Sheath, (7/1.35) Metre Marked, Numbered Active Cores, 250m Wood Drum, Drum Weight 189kg, AS5000.3 | MIDLANDS | MIDLAND METALS | MMO-4X10 CU PVC PVC UG | CURRENT | 1
7214 | CABLE,CONTROL,ELECTRICAL | Control, 450/750V, 4C, 10mm2, PVC/PVC Black Sheath, (7/1.35) Metre Marked, Numbered Active Cores, 250m Wood Drum, Drum Weight 189kg, AS5000.3 | BAMBACH | BAMBACH WIRES & CABLES PTY LTD | T-ENQ 237 | CURRENT | 2
7214 | CABLE,CONTROL,ELECTRICAL | Control, 450/750V, 4C, 10mm2, PVC/PVC Black Sheath, (7/1.35) Metre Marked, Numbered Active Cores, 250m Wood Drum, Drum Weight 189kg, AS5000.3 | MIDMETAL |  | MMO-4 X 10 CU PVC PVC UG | CURRENT | 2
7214 | CABLE,CONTROL,ELECTRICAL | Control, 450/750V, 4C, 10mm2, PVC/PVC Black Sheath, (7/1.35) Metre Marked, Numbered Active Cores, 250m Wood Drum, Drum Weight 189kg, AS5000.3 | OLEX | OLEX AUSTRALIA PTY LTD | HAHP13RP004CXWW | CURRENT | 2
7215 | CABLE,CONTROL,ELECTRICAL | Control, 450/750V, 2C, 10mm2, PVC/PVC, Black Sheath, (7/1.35) Metre Marked, Numbered Active Cores, 250m Wood Drum, Drum Weight 135kg, AS5000.3 | BAMBACH | BAMBACH WIRES & CABLES PTY LTD | T-ENQ 236 | CURRENT | 2
7215 | CABLE,CONTROL,ELECTRICAL | Control, 450/750V, 2C, 10mm2, PVC/PVC, Black Sheath, (7/1.35) Metre Marked, Numbered Active Cores, 250m Wood Drum, Drum Weight 135kg, AS5000.3 | MIDLANDS | MIDLAND METALS | MMO-2 X 10 CU PVC PVC UG | CURRENT | 1
7215 | CABLE,CONTROL,ELECTRICAL | Control, 450/750V, 2C, 10mm2, PVC/PVC, Black Sheath, (7/1.35) Metre Marked, Numbered Active Cores, 250m Wood Drum, Drum Weight 135kg, AS5000.3 | OLEX | OLEX AUSTRALIA PTY LTD | DAHP13RP002CXWW | CURRENT | 2
7218 | CABLE,CONTROL,ELECTRICAL | Control, 450/750V, 2C, 25mm2, PVC/PVC, Black Sheath, (19/1.35) Metre Marked, Numbered Active Cores, 250m Wood Drum, Drum Weight 210kg, AS5000.3 | BAMBACH | BAMBACH WIRES & CABLES PTY LTD | T-ENQ 240 | CURRENT | 2
7218 | CABLE,CONTROL,ELECTRICAL | Control, 450/750V, 2C, 25mm2, PVC/PVC, Black Sheath, (19/1.35) Metre Marked, Numbered Active Cores, 250m Wood Drum, Drum Weight 210kg, AS5000.3 | MIDLANDS | MIDLAND METALS | MMO-2 X 25 CU PVC PVC UG | CURRENT | 1
7218 | CABLE,CONTROL,ELECTRICAL | Control, 450/750V, 2C, 25mm2, PVC/PVC, Black Sheath, (19/1.35) Metre Marked, Numbered Active Cores, 250m Wood Drum, Drum Weight 210kg, AS5000.3 | OLEX | OLEX AUSTRALIA PTY LTD | DAHC17RP002CXWW | CURRENT | 2
7219 | CABLE,CONTROL,ELECTRICAL | Control, 450/750V, 4C, 25mm2, PVC/PVC, Black Sheath, (19/1.35) Metre Marked, Numbered Active Cores, 250m Wood Drum, Drum Weight 352kg, AS5000.3 | MIDLANDS | MIDLAND METALS | MMO-4 X 25 CU PVC PVC UG | CURRENT | 1
7219 | CABLE,CONTROL,ELECTRICAL | Control, 450/750V, 4C, 25mm2, PVC/PVC, Black Sheath, (19/1.35) Metre Marked, Numbered Active Cores, 250m Wood Drum, Drum Weight 352kg, AS5000.3 | OLEX | OLEX AUSTRALIA PTY LTD | HAHC17RP004CXWW | CURRENT | 2
7228 | CABLE,POWER,ELECTRICAL | 0.6/1 KV;16 SQ MM (7/1.70 MM);HARD DRAWN ;COPPER CONDUCTOR;2 CORE,3 CONDUCTOR; NEUTRAL SCREENED,PVC INSULATED,BLACK PVC SHEATHED;AS3155;250 M DRUM SIZE; | MIDLANDS | MIDLAND METALS | T35706 | PURCHASE AS REQUIRED | 1
7228 | CABLE,POWER,ELECTRICAL | 0.6/1 KV;16 SQ MM (7/1.70 MM);HARD DRAWN ;COPPER CONDUCTOR;2 CORE,3 CONDUCTOR; NEUTRAL SCREENED,PVC INSULATED,BLACK PVC SHEATHED;AS3155;250 M DRUM SIZE; | OLEX | OLEX AUSTRALIA PTY LTD | DAET15AA002BKAA | PURCHASE AS REQUIRED | 2
7238 | CORD,ELECTRICAL | 1.50 SQ MM;30/0.25 MM;0.6/1 KV;PVC; 1 CORE;BLACK;FLEXIBLE COPPER; HEAT RESISTANT V90 DEG;100 M DRUM SIZE;WEIGHT 3.10 KG; | MIDLANDS | MIDLAND METALS | MMO-1X1.5 CU HDPVC BLK | CURRENT | 1
7238 | CORD,ELECTRICAL | 1.50 SQ MM;30/0.25 MM;0.6/1 KV;PVC; 1 CORE;BLACK;FLEXIBLE COPPER; HEAT RESISTANT V90 DEG;100 M DRUM SIZE;WEIGHT 3.10 KG; | PRYSMIAN | PRYSMIAN POWER CABLES & SYSTEMS AUST | 20198148 | CURRENT | 2
7238 | CORD,ELECTRICAL | 1.50 SQ MM;30/0.25 MM;0.6/1 KV;PVC; 1 CORE;BLACK;FLEXIBLE COPPER; HEAT RESISTANT V90 DEG;100 M DRUM SIZE;WEIGHT 3.10 KG; | OLEX | OLEX AUSTRALIA PTY LTD | BAAR54A1D01AABK | CURRENT | 2
7240 | CORD,ELECTRICAL | 1.50 SQ MM;30/0.25 MM;0.6/1 KV;PVC; 1 CORE;RED;FLEXIBLE COPPER; HEAT RESISTANT 105 DEG;100 M DRUM SIZE; WEIGHT 3.10 KG; | MIDLANDS | MIDLAND METALS | MMO-1X1.5 CU HDPVC RD | CURRENT | 1
7240 | CORD,ELECTRICAL | 1.50 SQ MM;30/0.25 MM;0.6/1 KV;PVC; 1 CORE;RED;FLEXIBLE COPPER; HEAT RESISTANT 105 DEG;100 M DRUM SIZE; WEIGHT 3.10 KG; | PRYSMIAN | PRYSMIAN POWER CABLES & SYSTEMS AUST | 20198147 | CURRENT | 2
7240 | CORD,ELECTRICAL | 1.50 SQ MM;30/0.25 MM;0.6/1 KV;PVC; 1 CORE;RED;FLEXIBLE COPPER; HEAT RESISTANT 105 DEG;100 M DRUM SIZE; WEIGHT 3.10 KG; | OLEX | OLEX AUSTRALIA PTY LTD | BAAR54A1D01AARD | CURRENT | 2
7261 | CABLE,POWER,ELECTRICAL | 250/440 V;1.5 SQ MM (28/0.26 MM); ANNEALED;COPPER CONDUCTOR;3 CORE; FLEXIBLE CORD,ORDINARY DUTY PVC INSULATED & SHEATHED;100 M DRUM SIZE, | MIDLANDS | MIDLAND METALS | MMO-3X1.5 CU PVC PVC | CURRENT | 1
7261 | CABLE,POWER,ELECTRICAL | 250/440 V;1.5 SQ MM (28/0.26 MM); ANNEALED;COPPER CONDUCTOR;3 CORE; FLEXIBLE CORD,ORDINARY DUTY PVC INSULATED & SHEATHED;100 M DRUM SIZE, | PRYSMIAN | PRYSMIAN POWER CABLES & SYSTEMS AUST | 20198120 | CURRENT | 2
7261 | CABLE,POWER,ELECTRICAL | 250/440 V;1.5 SQ MM (28/0.26 MM); ANNEALED;COPPER CONDUCTOR;3 CORE; FLEXIBLE CORD,ORDINARY DUTY PVC INSULATED & SHEATHED;100 M DRUM SIZE, | OLEX | OLEX AUSTRALIA PTY LTD | EAHR04A1003GYAA | CURRENT | 2
7262 | CABLE,POWER,ELECTRICAL | 250/440 V;1.5 SQ MM (30/0.25 MM); ANNEALED;COPPER CONDUCTOR;4 CORE; FLEXIBLE CORD,ORDINARY DUTY PVC INSULATED & SHEATHED; | OLEX | OLEX AUSTRALIA PTY LTD | GAHR04AA004 | PURCHASE AS REQUIRED | 2
7264 | CORD,ELECTRICAL | 1 SQ MM;32/0.20 MM;0.6/1 KV;PVC;1 CORE; GREY;FLEXIBLE COPPER;HEAT RESISTANT 105 DEG;100 M DRUM SIZE;WEIGHT 2.62 KG; | MIDLANDS | MIDLAND METALS | MMO-1X1 CU HDPVC GRY | CURRENT | 1
7264 | CORD,ELECTRICAL | 1 SQ MM;32/0.20 MM;0.6/1 KV;PVC;1 CORE; GREY;FLEXIBLE COPPER;HEAT RESISTANT 105 DEG;100 M DRUM SIZE;WEIGHT 2.62 KG; | PRYSMIAN | PRYSMIAN POWER CABLES & SYSTEMS AUST | 5020090 | CURRENT | 2
7264 | CORD,ELECTRICAL | 1 SQ MM;32/0.20 MM;0.6/1 KV;PVC;1 CORE; GREY;FLEXIBLE COPPER;HEAT RESISTANT 105 DEG;100 M DRUM SIZE;WEIGHT 2.62 KG; | OLEX | OLEX AUSTRALIA PTY LTD | BAAR53A1D01AAGY | CURRENT | 2
7270 | CORD,ELECTRICAL | 2.5 SQMM MIN 47 STRAND; 0.6/1 KV;PVC;1 CORE ;GREY;FLEXIBLE COPPER;HEAT RESISTANT V90;100 M,REEL WEIGHT 20.44 KG/100 M; | MIDLANDS | MIDLAND METALS | MMO-1X2.5CU HD PVC GRY | CURRENT | 1
7270 | CORD,ELECTRICAL | 2.5 SQMM MIN 47 STRAND; 0.6/1 KV;PVC;1 CORE ;GREY;FLEXIBLE COPPER;HEAT RESISTANT V90;100 M,REEL WEIGHT 20.44 KG/100 M; | PRYSMIAN | PRYSMIAN POWER CABLES & SYSTEMS AUST | 20198183 | CURRENT | 2
7270 | CORD,ELECTRICAL | 2.5 SQMM MIN 47 STRAND; 0.6/1 KV;PVC;1 CORE ;GREY;FLEXIBLE COPPER;HEAT RESISTANT V90;100 M,REEL WEIGHT 20.44 KG/100 M; | OLEX | OLEX AUSTRALIA PTY LTD | BAAR55A1D01AAGY | CURRENT | 2
7306 | CABLE,CONTROL,ELECTRICAL | Sub Control, 2C, 1 PR Twisted PVC/PVC, Cream Sheath, (1/0.5) Screened, Colour Coding to Telecom Sched C5260 Appendix A, 250m Drum, Indoor Only | OLEX | OLEX AUSTRALIA PTY LTD | TJI590AA001 CMAA | CURRENT | 2
7316 | WIRE,ELECTRICAL | AERIAL;ALUMINIUM CONDUCTOR STEEL REINFORCED/GALV (ACSR/GZ);30/3.00 MM+7/3 .00 MM;W/GREASED CORE;CODE -LEMON;2400 M DRUM SIZE;FOR PROJECT REQUIREMENTS; | OLEX | OLEX AUSTRALIA PTY LTD | ABGM05AA001 AAAA9-LEMON | STRATEGIC SPARE | 1
7326 | WIRE,ELECTRICAL | AERIAL;ALL ALUMINIUM CONDUCTOR (AAC); 7/3.75 MM;W/GREASED CORE;CODE - MARS; 1900 M DRUM SIZE;DRUM WEIGHT METAL DRUM 560 KG,WOODEN DRUM 502 KG; | ZTTCABLE | JIANGSU ZHONGTIAN TECHNOLOGY CO PL | 7/3.75 (MARS) | CURRENT | 2
7326 | WIRE,ELECTRICAL | AERIAL;ALL ALUMINIUM CONDUCTOR (AAC); 7/3.75 MM;W/GREASED CORE;CODE - MARS; 1900 M DRUM SIZE;DRUM WEIGHT METAL DRUM 560 KG,WOODEN DRUM 502 KG; | JUBATUS | JUBATUS CONSULTING PL | 7/3.75 (MARS) | CURRENT | 2
7326 | WIRE,ELECTRICAL | AERIAL;ALL ALUMINIUM CONDUCTOR (AAC); 7/3.75 MM;W/GREASED CORE;CODE - MARS; 1900 M DRUM SIZE;DRUM WEIGHT METAL DRUM 560 KG,WOODEN DRUM 502 KG; | MIDAL | MIDAL CABLES INTERNATIONAL PL | 7/3.75 MARS | CURRENT | 2
7326 | WIRE,ELECTRICAL | AERIAL;ALL ALUMINIUM CONDUCTOR (AAC); 7/3.75 MM;W/GREASED CORE;CODE - MARS; 1900 M DRUM SIZE;DRUM WEIGHT METAL DRUM 560 KG,WOODEN DRUM 502 KG; | MIDLANDS | MIDLAND METALS | MMO-MARS | CURRENT | 1
7326 | WIRE,ELECTRICAL | AERIAL;ALL ALUMINIUM CONDUCTOR (AAC); 7/3.75 MM;W/GREASED CORE;CODE - MARS; 1900 M DRUM SIZE;DRUM WEIGHT METAL DRUM 560 KG,WOODEN DRUM 502 KG; | OLEX | OLEX AUSTRALIA PTY LTD | MARS | CURRENT | 2
7327 | WIRE,ELECTRICAL | AERIAL;ALL ALUMINIUM CONDUCTOR (AAC); 7/4.75 MM;W/GREASED CORE;CODE - MOON; 2200 M DRUM SIZE,DRUM WEIGHT 876 KG; | ZTTCABLE | JIANGSU ZHONGTIAN TECHNOLOGY CO PL | 7/4.75 (MOON) | CURRENT | 2
7327 | WIRE,ELECTRICAL | AERIAL;ALL ALUMINIUM CONDUCTOR (AAC); 7/4.75 MM;W/GREASED CORE;CODE - MOON; 2200 M DRUM SIZE,DRUM WEIGHT 876 KG; | JUBATUS | JUBATUS CONSULTING PL | 7/4.75 (MOON) | CURRENT | 2
7327 | WIRE,ELECTRICAL | AERIAL;ALL ALUMINIUM CONDUCTOR (AAC); 7/4.75 MM;W/GREASED CORE;CODE - MOON; 2200 M DRUM SIZE,DRUM WEIGHT 876 KG; | MIDAL | MIDAL CABLES INTERNATIONAL PL | G32# 04 | CURRENT | 2
7327 | WIRE,ELECTRICAL | AERIAL;ALL ALUMINIUM CONDUCTOR (AAC); 7/4.75 MM;W/GREASED CORE;CODE - MOON; 2200 M DRUM SIZE,DRUM WEIGHT 876 KG; | MIDLANDS | MIDLAND METALS | MMO-MOON | CURRENT | 1
7327 | WIRE,ELECTRICAL | AERIAL;ALL ALUMINIUM CONDUCTOR (AAC); 7/4.75 MM;W/GREASED CORE;CODE - MOON; 2200 M DRUM SIZE,DRUM WEIGHT 876 KG; | OLEX | OLEX AUSTRALIA PTY LTD | MOON | CURRENT | 2
7328 | WIRE,ELECTRICAL | AERIAL;ALL ALUMINIUM CONDUCTOR (AAC); 19/3.75 MM;W/GREASED CORE;CODE - PLUTO ;1200 M DRUM SIZE,DRUM WEIGHT 832 KG; | ZTTCABLE | JIANGSU ZHONGTIAN TECHNOLOGY CO PL | 19/3.75 (PLUTO) | CURRENT | 2
7328 | WIRE,ELECTRICAL | AERIAL;ALL ALUMINIUM CONDUCTOR (AAC); 19/3.75 MM;W/GREASED CORE;CODE - PLUTO ;1200 M DRUM SIZE,DRUM WEIGHT 832 KG; | JUBATUS | JUBATUS CONSULTING PL | 19/3.75 (PLUTO) | CURRENT | 2
7328 | WIRE,ELECTRICAL | AERIAL;ALL ALUMINIUM CONDUCTOR (AAC); 19/3.75 MM;W/GREASED CORE;CODE - PLUTO ;1200 M DRUM SIZE,DRUM WEIGHT 832 KG; | MIDAL | MIDAL CABLES INTERNATIONAL PL | 19/3.75 PLUTO | CURRENT | 2
7328 | WIRE,ELECTRICAL | AERIAL;ALL ALUMINIUM CONDUCTOR (AAC); 19/3.75 MM;W/GREASED CORE;CODE - PLUTO ;1200 M DRUM SIZE,DRUM WEIGHT 832 KG; | MIDLANDS | MIDLAND METALS | MMO-PLUTO | CURRENT | 1
7328 | WIRE,ELECTRICAL | AERIAL;ALL ALUMINIUM CONDUCTOR (AAC); 19/3.75 MM;W/GREASED CORE;CODE - PLUTO ;1200 M DRUM SIZE,DRUM WEIGHT 832 KG; | OLEX | OLEX AUSTRALIA PTY LTD | PLUTO | CURRENT | 2
7336 | BASE,RELAY | DIN RAIL MOUNT;8 FEMALE CONT;PLUG-IN CONN TERM;PLASTIC BODY;PACK OF 1; REQUIRES SEPERATE RETAINING CLIP IZUMI TYPE SY4S-Q2F1,FOR IZUMI RELAY TYPE RHZB | HAYMANS | HAYMANS ELECTRICAL | IDCSH2B05C | CURRENT | 2
7336 | BASE,RELAY | DIN RAIL MOUNT;8 FEMALE CONT;PLUG-IN CONN TERM;PLASTIC BODY;PACK OF 1; REQUIRES SEPERATE RETAINING CLIP IZUMI TYPE SY4S-Q2F1,FOR IZUMI RELAY TYPE RHZB | IZUMIDEN |  | IDCSH2B-05C | CURRENT | 2
7336 | BASE,RELAY | DIN RAIL MOUNT;8 FEMALE CONT;PLUG-IN CONN TERM;PLASTIC BODY;PACK OF 1; REQUIRES SEPERATE RETAINING CLIP IZUMI TYPE SY4S-Q2F1,FOR IZUMI RELAY TYPE RHZB | CNWPL | CNW PL - SLACKS CREEK | SH2B-05C | CURRENT | 1
7338 | BASE,RELAY | DIN RAIL MOUNT;14 FEMALE CONT;PLUG-IN CONN TERM;PLASTIC BODY;PACK OF 1; REQUIRES SEPERATE RETAINING CLIP IZUMI TYPE SH4B-05F1,FOR IZUMI RELAY TYPE RH4B | HAYMANS | HAYMANS ELECTRICAL | IDCSH4B05C | CURRENT | 2
7338 | BASE,RELAY | DIN RAIL MOUNT;14 FEMALE CONT;PLUG-IN CONN TERM;PLASTIC BODY;PACK OF 1; REQUIRES SEPERATE RETAINING CLIP IZUMI TYPE SH4B-05F1,FOR IZUMI RELAY TYPE RH4B | IZUMIDEN |  | IDCSH4B-05C | CURRENT | 2
7338 | BASE,RELAY | DIN RAIL MOUNT;14 FEMALE CONT;PLUG-IN CONN TERM;PLASTIC BODY;PACK OF 1; REQUIRES SEPERATE RETAINING CLIP IZUMI TYPE SH4B-05F1,FOR IZUMI RELAY TYPE RH4B | CNWPL | CNW PL - SLACKS CREEK | SH4B-05C | CURRENT | 1
7364 | MOUNTING BASE,TERMINAL BLOCK | STEEL;2 M LG;G SECT RAIL TYPE G32;PACKED IN PROTECTIVE PLASTIC BAG & BOUND WITH PALLETISING TAPE (NON-RESIDUE) OR CORD, PACK OF 40,PACK WEIGHT 1.5 KG;SUITABLE | CNWPL | CNW PL - SLACKS CREEK | WEI0122800000 | CURRENT | 1
7364 | MOUNTING BASE,TERMINAL BLOCK | STEEL;2 M LG;G SECT RAIL TYPE G32;PACKED IN PROTECTIVE PLASTIC BAG & BOUND WITH PALLETISING TAPE (NON-RESIDUE) OR CORD, PACK OF 40,PACK WEIGHT 1.5 KG;SUITABLE | KLIPPON |  | KLI1228.0 | CURRENT | 2
7365 | SEMICONDUCTOR DEVICE,DIODE | RECTIFIER TYPE;SILICON;1000 V;1 AMP; | RSCOMP | RADIOSPARES COMPONENT PTY LTD | 738-4724 | CURRENT | 1
7365 | SEMICONDUCTOR DEVICE,DIODE | RECTIFIER TYPE;SILICON;1000 V;1 AMP; | COLORVEW |  | 1N 4007 | CURRENT | 2
7367 | RELAY,ELECTROMAGNETIC | POWER,MIDGET TYPE;2P;24 V DC COIL; 30 V DC/110 V AC CONT;10 AMP NOM;2 CO CONT;NON-LATCHING AUX;PLUG-IN TO RAIL MOUNT SOCKET TYPE SH2B-05U;PACK OF 1; | CNWPL | CNW PL - SLACKS CREEK | IDERH2B-UDC24 | CURRENT | 2
7367 | RELAY,ELECTROMAGNETIC | POWER,MIDGET TYPE;2P;24 V DC COIL; 30 V DC/110 V AC CONT;10 AMP NOM;2 CO CONT;NON-LATCHING AUX;PLUG-IN TO RAIL MOUNT SOCKET TYPE SH2B-05U;PACK OF 1; | CNWPL | CNW PL - SLACKS CREEK | RH2B-UDC24 | CURRENT | 1
7367 | RELAY,ELECTROMAGNETIC | POWER,MIDGET TYPE;2P;24 V DC COIL; 30 V DC/110 V AC CONT;10 AMP NOM;2 CO CONT;NON-LATCHING AUX;PLUG-IN TO RAIL MOUNT SOCKET TYPE SH2B-05U;PACK OF 1; | IZUMIDEN |  | IDCRH2B-UDC24V | CURRENT | 2
7368 | RELAY,ELECTROMAGNETIC | POWER,MIDGET TYPE;4P;24 V DC COIL; 30 V DC/110 V AC CONT;10 AMP NOM;4 CO CONT;NON-LATCHING AUX;PLUG-IN TO RAIL MOUNT SOCKET TYPE SH4B-05U;PACK OF 1; | CNWPL | CNW PL - SLACKS CREEK | IDERH4B-UDC24 | CURRENT | 2
7368 | RELAY,ELECTROMAGNETIC | POWER,MIDGET TYPE;4P;24 V DC COIL; 30 V DC/110 V AC CONT;10 AMP NOM;4 CO CONT;NON-LATCHING AUX;PLUG-IN TO RAIL MOUNT SOCKET TYPE SH4B-05U;PACK OF 1; | IZUMIDEN |  | IDCRH4B-UDC24V | CURRENT | 2
7368 | RELAY,ELECTROMAGNETIC | POWER,MIDGET TYPE;4P;24 V DC COIL; 30 V DC/110 V AC CONT;10 AMP NOM;4 CO CONT;NON-LATCHING AUX;PLUG-IN TO RAIL MOUNT SOCKET TYPE SH4B-05U;PACK OF 1; | CNWPL | CNW PL - SLACKS CREEK | RH4B-UDC24 | CURRENT | 1
7369 | RELAY,ELECTROMAGNETIC | POWER,MIDGET TYPE;2P;110 V DC COIL; 30 V DC/110 V AC CONT;10 AMP NOM;2 CO CONT;NON-LATCHING AUX;PLUG-IN TO RAIL MOUNT SOCKET TYPE SH2B-05U;PACK OF 1; | CNWPL | CNW PL - SLACKS CREEK | IDERH2B-UDC110 | CURRENT | 2
7369 | RELAY,ELECTROMAGNETIC | POWER,MIDGET TYPE;2P;110 V DC COIL; 30 V DC/110 V AC CONT;10 AMP NOM;2 CO CONT;NON-LATCHING AUX;PLUG-IN TO RAIL MOUNT SOCKET TYPE SH2B-05U;PACK OF 1; | CNWPL | CNW PL - SLACKS CREEK | RH2B-UDC100-110 | CURRENT | 1
7369 | RELAY,ELECTROMAGNETIC | POWER,MIDGET TYPE;2P;110 V DC COIL; 30 V DC/110 V AC CONT;10 AMP NOM;2 CO CONT;NON-LATCHING AUX;PLUG-IN TO RAIL MOUNT SOCKET TYPE SH2B-05U;PACK OF 1; | IZUMIDEN |  | IZURH2B-U-DC110 | CURRENT | 2
7371 | RELAY,ELECTROMAGNETIC | POWER,MIDGET TYPE;4P;110 V DC COIL; 30 V DC/110 V AC CONT;10 AMP NOM;4 CO CONT;NON-LATCHING AUX;PLUG-IN TO RAIL MOUNT SOCKET TYPE SH4B-05U;PACK OF 1; | CNWPL | CNW PL - SLACKS CREEK | IDERH4B-UDC110 | CURRENT | 2
7371 | RELAY,ELECTROMAGNETIC | POWER,MIDGET TYPE;4P;110 V DC COIL; 30 V DC/110 V AC CONT;10 AMP NOM;4 CO CONT;NON-LATCHING AUX;PLUG-IN TO RAIL MOUNT SOCKET TYPE SH4B-05U;PACK OF 1; | CNWPL | CNW PL - SLACKS CREEK | RH4B-UDC110 | CURRENT | 1
7430 | RELAY,FUSE ACTUATED | TP;0.75 AMP;1 NO HR CONT/POLE;STUD TERM; NDO CASE;PROJ MTG;FITTED W/36 SWG EUREKA FUSE WIRE;USED FOR DIFF PROTECTION 11 KV/415 V TRFS W/FIXED TAP SELECTION; | ELECTSYS |  | K3M | CURRENT | 1
7431 | RELAY,FUSE ACTUATED | TP;5 AMP;NO HR CONT/POLE;STUD TERM;NDO CASE;PROJ MTG;W/SHUNT RESISTORS;FITTED W/36 SWG SILVER EUREKA WIRE;USED FOR OVERCURRENT PROTECTION 415 V CB UNITS; | ELECTSYS |  | K3R | CURRENT | 1
7586 | CLOTH,IMITATION CHAMOIS | 54 CM W,65 CM LG;PVA;1 PER PACK; | STATEWD | STATEWIDE FSTNERS & ENG SPLS PL | OPVEF06 | PHASING | 2
7586 | CLOTH,IMITATION CHAMOIS | 54 CM W,65 CM LG;PVA;1 PER PACK; | CNWPL | CNW PL - SLACKS CREEK | 165794 | PHASING | 1
7586 | CLOTH,IMITATION CHAMOIS | 54 CM W,65 CM LG;PVA;1 PER PACK; | OATES |  | ENKA PV-EF-06 | PHASING | 2
7603 | CORD,FIBROUS | NYLON;GRASS CUTTING;PACK OF 1; | STATEWD | STATEWIDE FSTNERS & ENG SPLS PL | WSC27 | CURRENT | 1
8277 | SLEEVE,COMPRESSION | FULL TENSION COMPRESSION;ALUMINIUM ALLOY ACSR;6/3.75 MM + 1/3.75 MM ACSR (BANANA);470 MM MIN LG;TO BE MARKED AS PER AS 1154-1;BOX OF 1; | TYCO | TYCO | FT50R/1 | CURRENT | 1
8277 | SLEEVE,COMPRESSION | FULL TENSION COMPRESSION;ALUMINIUM ALLOY ACSR;6/3.75 MM + 1/3.75 MM ACSR (BANANA);470 MM MIN LG;TO BE MARKED AS PER AS 1154-1;BOX OF 1; | UTILUX |  | FT50R/1 | CURRENT | 5
8279 | SCREW,TAPPING,THREAD FORMING | PANEL;STEEL;CAD-PLATED;WAFER HD,PHILLIPS DRIVE;M3;32 MM LG | SUMMIT | SUMMIT GROUP | 3DWCCZ03032 | CURRENT | 1
8279 | SCREW,TAPPING,THREAD FORMING | PANEL;STEEL;CAD-PLATED;WAFER HD,PHILLIPS DRIVE;M3;32 MM LG | STATEWD | STATEWIDE FSTNERS & ENG SPLS PL | SEWZ332 | CURRENT | 2
8280 | CABLE,POWER,ELECTRICAL | 0.6/1 KV;SUBSTATION CONTROL;1 CORE; 35 SQ MM-19/1.53 MM;PVC/PVC,BLACK SHEATH; CORE COLOURED BLACK,CABLE LG MARKED AT 1 M INTERVALS;AS5000.1.; | BAMBACH | BAMBACH WIRES & CABLES PTY LTD | T-ENQ 338 | CURRENT | 2
8280 | CABLE,POWER,ELECTRICAL | 0.6/1 KV;SUBSTATION CONTROL;1 CORE; 35 SQ MM-19/1.53 MM;PVC/PVC,BLACK SHEATH; CORE COLOURED BLACK,CABLE LG MARKED AT 1 M INTERVALS;AS5000.1.; | MIDLANDS | MIDLAND METALS | MMO-1X35 CU PVC PVC BLK | CURRENT | 1
8280 | CABLE,POWER,ELECTRICAL | 0.6/1 KV;SUBSTATION CONTROL;1 CORE; 35 SQ MM-19/1.53 MM;PVC/PVC,BLACK SHEATH; CORE COLOURED BLACK,CABLE LG MARKED AT 1 M INTERVALS;AS5000.1.; | OLEX | OLEX AUSTRALIA PTY LTD | BABC18AA001CXBK | CURRENT | 2
8281 | CABLE,POWER,ELECTRICAL | 0.6/1 KV;SUBSTATION CONTROL;1 CORE; 35 SQ MM-19/1.53 MM;PVC/PVC,RED SHEATH CORE COLOURED RED;RED OUTER SHEATH; CABLE LG MARKED AT 1 M INTERVALS;AS5000 | BAMBACH | BAMBACH WIRES & CABLES PTY LTD | T-ENQ 339 | CURRENT | 2
8281 | CABLE,POWER,ELECTRICAL | 0.6/1 KV;SUBSTATION CONTROL;1 CORE; 35 SQ MM-19/1.53 MM;PVC/PVC,RED SHEATH CORE COLOURED RED;RED OUTER SHEATH; CABLE LG MARKED AT 1 M INTERVALS;AS5000 | MIDLANDS | MIDLAND METALS | MMO-1X35 CU PVC PVC RD | CURRENT | 1
8281 | CABLE,POWER,ELECTRICAL | 0.6/1 KV;SUBSTATION CONTROL;1 CORE; 35 SQ MM-19/1.53 MM;PVC/PVC,RED SHEATH CORE COLOURED RED;RED OUTER SHEATH; CABLE LG MARKED AT 1 M INTERVALS;AS5000 | OLEX | OLEX AUSTRALIA PTY LTD | BABC18RP001JBRD | CURRENT | 2
8282 | STAKE,WOOD. | Surveyor Stakes - C Hardwood; Square; 25mm x 25mm x,600m; sharpened at one end | MISTER | R.N. & M.T. HOLDINGS PTY LTD | SURVSTAKES-C | CURRENT | 1
8283 | STAKE,WOOD. | SQ;38 MM X 38 MM,200 MM LG;SHARPENED AT ONE END;USED BY SURVEYORS;BAGS OF 50; | MISTER | R.N. & M.T. HOLDINGS PTY LTD | SURVSTAKES-B 38MM X 200MM | CURRENT | 1
8294 | SEALING COMPOUND | POLYESTER RESIN BASE;RED THREADLOCKER (CYBERBOND TH62 / LOCTITE 262) LIQUID FORM;LOCKING OF NUTS & STUDS; 50 ML BOTTLE; | HAYMANS | HAYMANS ELECTRICAL | CHT8262-50 | CURRENT | 1
8294 | SEALING COMPOUND | POLYESTER RESIN BASE;RED THREADLOCKER (CYBERBOND TH62 / LOCTITE 262) LIQUID FORM;LOCKING OF NUTS & STUDS; 50 ML BOTTLE; | STATEWD | STATEWIDE FSTNERS & ENG SPLS PL | TH62050 / 26231 | CURRENT | 2
8294 | SEALING COMPOUND | POLYESTER RESIN BASE;RED THREADLOCKER (CYBERBOND TH62 / LOCTITE 262) LIQUID FORM;LOCKING OF NUTS & STUDS; 50 ML BOTTLE; | STATEWD | STATEWIDE FSTNERS & ENG SPLS PL | L726250 | CURRENT | 2
8314 | WASHER,SPRING TENSION | M20, Single Coil, Rect Sect, S/Steel Gde 316, Aust Std | STATEWD | STATEWIDE FSTNERS & ENG SPLS PL | WSES4M20 | CURRENT | 2
8321 | JUNCTION BOX. | ALUMINIUM,CAST;COMPRESSION SLEEVE;RECT, 2 WAY;WEATHERPROOF;POLE MTD;SUIT 1/1.00 MM COPPER O/H EARTH WIRE CABLE CARRIER (OHEWCC),CONTINGENCY SPARES | HASLER |  | JUNCTION BOX. | MAINTENANCE STOCK | 1
8343 | PLATE,YOKE,ELECTRICAL CONDUCTOR SUPPORT. | TENSION;STEEL,STRUCTURAL GDE 300; 120 KN; (SUITABLE FOR 70 KN FITTINGS) PACK OF 5, WEIGHT 5 KG;HOLE SIZE 22 MM X 16 MM THK; | HAYMAN | HAYMANS INDUSTRIES PTY LTD | 8343 | CURRENT | 1
8343 | PLATE,YOKE,ELECTRICAL CONDUCTOR SUPPORT. | TENSION;STEEL,STRUCTURAL GDE 300; 120 KN; (SUITABLE FOR 70 KN FITTINGS) PACK OF 5, WEIGHT 5 KG;HOLE SIZE 22 MM X 16 MM THK; | STEELWAY |  | E08343 | CURRENT | 2
8352 | WIRE,ELECTRICAL | BUILDING;COPPER,ANNEALED;16 SQ MM; 7/1.70 MM;0.6/1 KV;PVC INSULATED; GREEN/YELLOW;100 M DRUM SIZE DRUM WEIGHT 19.27 KG; | PRYSMIAN | PRYSMIAN POWER CABLES & SYSTEMS AUST | 20199398 | CURRENT | 2
8352 | WIRE,ELECTRICAL | BUILDING;COPPER,ANNEALED;16 SQ MM; 7/1.70 MM;0.6/1 KV;PVC INSULATED; GREEN/YELLOW;100 M DRUM SIZE DRUM WEIGHT 19.27 KG; | MIDLANDS | MIDLAND METALS | MMO-1X16 CU PVC G/Y | CURRENT | 1
8352 | WIRE,ELECTRICAL | BUILDING;COPPER,ANNEALED;16 SQ MM; 7/1.70 MM;0.6/1 KV;PVC INSULATED; GREEN/YELLOW;100 M DRUM SIZE DRUM WEIGHT 19.27 KG; | OLEX | OLEX AUSTRALIA PTY LTD | BAAP15A1001AAHN | CURRENT | 2
8368 | TAPE,INSULATION,ELECTRICAL | ADHESIVE BACKED;VINYL PLASTIC,BLACK; 101 MM W;3 M LG;1 MM THK;PACK OF 10; | ATOMSUPP | ATOM SUPPLY | 236535 | CURRENT | 2
8368 | TAPE,INSULATION,ELECTRICAL | ADHESIVE BACKED;VINYL PLASTIC,BLACK; 101 MM W;3 M LG;1 MM THK;PACK OF 10; | HAYMANS | HAYMANS ELECTRICAL | MMMVM-101MM | CURRENT | 2
8368 | TAPE,INSULATION,ELECTRICAL | ADHESIVE BACKED;VINYL PLASTIC,BLACK; 101 MM W;3 M LG;1 MM THK;PACK OF 10; | GILBLODG | GILBERT LODGE AUSTRALIA | 3VM-101 | CURRENT | 1
8368 | TAPE,INSULATION,ELECTRICAL | ADHESIVE BACKED;VINYL PLASTIC,BLACK; 101 MM W;3 M LG;1 MM THK;PACK OF 10; | 3M | 3M AUSTRALIA PTY LTD | MMMVM-101MM | CURRENT | 2
8372 | GRIP,DEADEND | HELICAL DEAD END;SINGLE PIECE ALUMINIUM CLAD STEEL;ACSR;6/1/3.00 MM;BOX OF 48, PACK WEIGHT 17 KG; | MACLEAN | MACLEAN POWER PL - E15128 | DE-SP0900-NC | CURRENT | 2
8372 | GRIP,DEADEND | HELICAL DEAD END;SINGLE PIECE ALUMINIUM CLAD STEEL;ACSR;6/1/3.00 MM;BOX OF 48, PACK WEIGHT 17 KG; | PLP AUST | PREFORMED LINE PRODUCTS (AUST) | AWFG-090-X | CURRENT | 1
8373 | GRIP,DEADEND | HELICAL DEAD END;SINGLE PIECE ALUMINIUM CLAD STEEL;ACSR;6/4.75 + 7/1.60 MM;PACK OF 10,PACK WEIGHT 10 KG; | TYCO | TYCO | FSLD1410-1430-5 | CURRENT | 2
8373 | GRIP,DEADEND | HELICAL DEAD END;SINGLE PIECE ALUMINIUM CLAD STEEL;ACSR;6/4.75 + 7/1.60 MM;PACK OF 10,PACK WEIGHT 10 KG; | PLP AUST | PREFORMED LINE PRODUCTS (AUST) | AWFG-143-X | CURRENT | 1
8374 | SPLICE,CONDUCTOR | SPLICES,HELICAL,FULL TENSION;ALUMINIUM; AAC;ACSR;7/2.50 MM AAC (LEO);3/2.50 MM + 4/2.50 MM ACSR/GZ (RAISIN);BOX OF 50, PACK WEIGHT 13.2 KG; | MACLEAN | MACLEAN POWER PL - E15128 | LS-SP0750 | CURRENT | 2
8374 | SPLICE,CONDUCTOR | SPLICES,HELICAL,FULL TENSION;ALUMINIUM; AAC;ACSR;7/2.50 MM AAC (LEO);3/2.50 MM + 4/2.50 MM ACSR/GZ (RAISIN);BOX OF 50, PACK WEIGHT 13.2 KG; | PLP AUST | PREFORMED LINE PRODUCTS (AUST) | AFS-075 | CURRENT | 1
8466 | DISCONNECTOR,HIGH VOLTAGE | 36 KV;400 AMP;25 KA FOR 3 SEC STC;SINGLE PHASE;OUTDOOR;PIPE STRUCTURE MTG; NO INSULATORS REQD;NO AUX CONTACTS; | ENERGEX | ENERGEX | DISCONNECTOR,HIGH VOLTAGE | PHASING | 1
8469 | PADLOCK | SOLID BRASS CASE,STEEL SHACKLE;30 MM W CASE,W/38 MM SHACKLE CLEARANCE;W/KEYS; INDIVIDUALLY KEYED;FOR GENERAL USE; (LOCKWOOD 232 AA);PACK WEIGHT 1.1 KG; | JLARSEN | J LARSEN PTY LTD (LOCKSMITH) | OZI/232/AA0 | CURRENT | 1
8519 | WASHER,LOCK | SPRING,SINGLE COIL,RECT SECT;STEEL;GALV; M20 BOLT SIZE;AS1968;PACK OF 200,PACK WEIGHT 1.6 KG; | HOBSON | HOBSON ENGINEERING CO PTY LTD 393904 | WRMSGSM20 | CURRENT | 1
8519 | WASHER,LOCK | SPRING,SINGLE COIL,RECT SECT;STEEL;GALV; M20 BOLT SIZE;AS1968;PACK OF 200,PACK WEIGHT 1.6 KG; | STATEWD | STATEWIDE FSTNERS & ENG SPLS PL | WSGM20 | CURRENT | 2
8521 | WASHER,FLAT | STEEL;GALV;M20 BOLT SIZE;75 SQ MM 6 MM THK;BAG OF 50,PACK WEIGHT 11.93 KG, PALLET OF 3700,PALLET WEIGHT 360 KG; | STATEWD | STATEWIDE FSTNERS & ENG SPLS PL | WSEGM20756 | CURRENT | 2
8532 | NUT,SELF-LOCKING,GANG CHANNEL | STEEL,RD;ZINC PLATED;M10;ISO M;W/LONG SPRING & SERRATED GROOVED HD;BOX OF 100, PACK WEIGHT 4.10 KG; | EZYSTRUT | EZYSTRUT CABLE & PIPE SUPPORTS | E1008Z | CURRENT | 1
8534 | SCREW,MACHINE | BRASS;PAN HD,SLOT DRIVE;M4;ISO M;40 MM LG;BOX OF 200; | SUMMIT | SUMMIT GROUP | 6PICB04040 | CURRENT | 1
8534 | SCREW,MACHINE | BRASS;PAN HD,SLOT DRIVE;M4;ISO M;40 MM LG;BOX OF 200; | COVENTRY | COVENTRY FASTENERS QLD | 4X40MBRPMT | CURRENT | 2
8535 | SCREW,MACHINE | BRASS;PAN HD,SLOT DRIVE;M5;ISO M; 20 MM LG; Pack of 100 | HOBSON | HOBSON ENGINEERING CO PTY LTD 393904 | MSBRPPSM040020 | CURRENT | 1
8535 | SCREW,MACHINE | BRASS;PAN HD,SLOT DRIVE;M5;ISO M; 20 MM LG; Pack of 100 | SUMMIT | SUMMIT GROUP | 6PICB05020 | CURRENT | 2
8535 | SCREW,MACHINE | BRASS;PAN HD,SLOT DRIVE;M5;ISO M; 20 MM LG; Pack of 100 | STATEWD | STATEWIDE FSTNERS & ENG SPLS PL | MTBEPSM520 | CURRENT | 2
8536 | SCREW,MACHINE | BRASS;PAN HD,SLOT DRIVE;M5;ISO M; 25 MM LG;BOX OF 200; | SUMMIT | SUMMIT GROUP | 6PICB05025 | CURRENT | 1
8536 | SCREW,MACHINE | BRASS;PAN HD,SLOT DRIVE;M5;ISO M; 25 MM LG;BOX OF 200; | STATEWD | STATEWIDE FSTNERS & ENG SPLS PL | MTBEPSM525 | CURRENT | 2
8537 | SCREW,MACHINE | BRASS;NICKEL PLATED;PAN HD, SLOT DRIVE;M5;ISO M;40 MM LG;BOX OF 200; | SUMMIT | SUMMIT GROUP | 6PICBN05040 | CURRENT | 1
8537 | SCREW,MACHINE | BRASS;NICKEL PLATED;PAN HD, SLOT DRIVE;M5;ISO M;40 MM LG;BOX OF 200; | STATEWD | STATEWIDE FSTNERS & ENG SPLS PL | MTBENPSM540 | CURRENT | 2
8538 | SCREW,MACHINE | BRASS;PAN HD,SLOT DRIVE;M5;ISO M; 50 MM LG;BOX OF 200; | SUMMIT | SUMMIT GROUP | 6PICB05050 | CURRENT | 1
8538 | SCREW,MACHINE | BRASS;PAN HD,SLOT DRIVE;M5;ISO M; 50 MM LG;BOX OF 200; | STATEWD | STATEWIDE FSTNERS & ENG SPLS PL | MTBEPSM550 | CURRENT | 2
8539 | SCREW,MACHINE | BRASS;PAN HD,SLOT DRIVE;M6;ISO M; 25 MM LG;BOX OF 200; | SUMMIT | SUMMIT GROUP | 6PICB06025 | CURRENT | 1
8539 | SCREW,MACHINE | BRASS;PAN HD,SLOT DRIVE;M6;ISO M; 25 MM LG;BOX OF 200; | COVENTRY | COVENTRY FASTENERS QLD | 6X25MBRPMT | CURRENT | 2
8540 | SCREW,MACHINE | BRASS;PAN HD,SLOT DRIVE;M6;ISO M; 50 MM LG;BOX OF 200; | SUMMIT | SUMMIT GROUP | 6PICB06050 | CURRENT | 1
8540 | SCREW,MACHINE | BRASS;PAN HD,SLOT DRIVE;M6;ISO M; 50 MM LG;BOX OF 200; | COVENTRY | COVENTRY FASTENERS QLD | 6X50MBRPMT | CURRENT | 2
8544 | SETSCREW | STAINLESS STEEL,GDE 304;HEX HD;FLAT POINT;M10;ISO M;30 MM LG;DIN 933;BOX OF 100; | HOBSON | HOBSON ENGINEERING CO PTY LTD 393904 | XEKBS16XCM100030 | CURRENT | 1
8544 | SETSCREW | STAINLESS STEEL,GDE 304;HEX HD;FLAT POINT;M10;ISO M;30 MM LG;DIN 933;BOX OF 100; | STATEWD | STATEWIDE FSTNERS & ENG SPLS PL | HSNS4M1030 | CURRENT | 2
8544 | SETSCREW | STAINLESS STEEL,GDE 304;HEX HD;FLAT POINT;M10;ISO M;30 MM LG;DIN 933;BOX OF 100; | COVENTRY | COVENTRY FASTENERS QLD | 10X30MG304SS | CURRENT | 2
8545 | SETSCREW | STAINLESS STEEL,GDE 304;HEX HD;FLAT POINT;M12;ISO M;40 MM LG;AS2837/AS1449 (MATERIAL),AS1111/DIN 933 (DIMENSIONS); Pack of 100; | HOBSON | HOBSON ENGINEERING CO PTY LTD 393904 | XEKBS16XCM120040 | CURRENT | 1
8545 | SETSCREW | STAINLESS STEEL,GDE 304;HEX HD;FLAT POINT;M12;ISO M;40 MM LG;AS2837/AS1449 (MATERIAL),AS1111/DIN 933 (DIMENSIONS); Pack of 100; | STATEWD | STATEWIDE FSTNERS & ENG SPLS PL | HSNS4M1240 | CURRENT | 2
8545 | SETSCREW | STAINLESS STEEL,GDE 304;HEX HD;FLAT POINT;M12;ISO M;40 MM LG;AS2837/AS1449 (MATERIAL),AS1111/DIN 933 (DIMENSIONS); Pack of 100; | STATEWD | STATEWIDE FSTNERS & ENG SPLS PL | HSNES4M1240 | CURRENT | 2
8589 | CLAMP,SUSPENSION,ELEC CONDUCTOR | ARMOUR GRIP SUSPENSION UNIT(AGSU); SUITS DIA 14.3 MM AAC,AAAC & ACSR (MOON & CHERRY);ALUMINIUM ALLOY WITH NEOPRENE INSERTS;SUITS 0-30 DEG DEVIATION;PACK OF | BRITECH | BRI-TECH PTY LTD | HSU1430 | CURRENT | 2
8589 | CLAMP,SUSPENSION,ELEC CONDUCTOR | ARMOUR GRIP SUSPENSION UNIT(AGSU); SUITS DIA 14.3 MM AAC,AAAC & ACSR (MOON & CHERRY);ALUMINIUM ALLOY WITH NEOPRENE INSERTS;SUITS 0-30 DEG DEVIATION;PACK OF | PLP AUST | PREFORMED LINE PRODUCTS (AUST) | AGS-5104 | CURRENT | 1
8591 | BOX,INTERMEDIATE PACKAGING | Cardboard, Corrugated NO. 3 "C" Flute; Regular Scored & Slotted; Glued; 203 MM LG ID;127 MM W ID;127 MM D ID; Knock-Down Form; Pallet QTY 1560 | SIGNET | SIGNET PTY LTD | 9321 | CURRENT | 1
8592 | BOX,INTERMEDIATE PACKAGING | CARDBOARD,CORRUGATED NO. 3 "C" FLUTE; REGULAR SCORED & SLOTTED;GLUED; 280 MM LG ID;255 MM W ID;215 MM D ID; KNOCK-DOWN FORM;PALLET OF 800 | SIGNET | SIGNET PTY LTD | 9165 | CURRENT | 1
8593 | BOX,INTERMEDIATE PACKAGING | CARDBOARD,CORRUGATED NO. 3 "C" FLUTE; REGULAR SCORED & SLOTTED;GLUED; ;406 MM LG ID356 MM W ID;381 MM D ID; KNOCK-DOWN FORM;BUNDLE OF 20,PACK | PROMARK | PROMARK PACKAGING PTY LTD GEEBUNG | CA0045 | CURRENT | 1
8593 | BOX,INTERMEDIATE PACKAGING | CARDBOARD,CORRUGATED NO. 3 "C" FLUTE; REGULAR SCORED & SLOTTED;GLUED; ;406 MM LG ID356 MM W ID;381 MM D ID; KNOCK-DOWN FORM;BUNDLE OF 20,PACK | CORPEXPR | CORPORATE EXPRESS PO BOX 346 RICHLANDS | 87092152 | CURRENT | 2
8594 | PLASTIC SHEET | POLYETHYLENE;TRANSPARENT;100 U THK; 1220 MM X 1220 MM;HEATSHRINK,VIRGIN; 50 KG ROLL,20 ROLLS PER PALLET; FOR PROTECTION & PACKAGING OF STORES | BECKWITH | BECKWITH TRADING (QLD) PTY LTD | POLYETHYLENE;1220 MM W; | CURRENT | 1
8608 | SCREW,MACHINE | BRASS;RD HD,SLOT DRIVE;M6;ISO M;12 MM LG ;BOX OF 200; | SUMMIT | SUMMIT GROUP | 6RICB06012 | CURRENT | 1
8608 | SCREW,MACHINE | BRASS;RD HD,SLOT DRIVE;M6;ISO M;12 MM LG ;BOX OF 200; | STATEWD | STATEWIDE FSTNERS & ENG SPLS PL | MTBEPSM612 | CURRENT | 2
8611 | SETSCREW | STEEL;ZINC PLATED;HEX HD;FLAT POINT;M12; ISO M;25 MM LG;BOX OF 100; | SUMMIT | SUMMIT GROUP | 6SCMZ12025 | CURRENT | 1
8611 | SETSCREW | STEEL;ZINC PLATED;HEX HD;FLAT POINT;M12; ISO M;25 MM LG;BOX OF 100; | STATEWD | STATEWIDE FSTNERS & ENG SPLS PL | HBZM1225 | CURRENT | 2
8615 | ROD,CONTINUOUS THREAD. | STEEL;ZINC PLATED;M12;ISO M;3 M LG; | HOBSON | HOBSON ENGINEERING CO PTY LTD 393904 | ASMSZCM123000 | CURRENT | 1
8615 | ROD,CONTINUOUS THREAD. | STEEL;ZINC PLATED;M12;ISO M;3 M LG; | STATEWD | STATEWIDE FSTNERS & ENG SPLS PL | RZEM123000 | CURRENT | 2
8644 | PROTECTOR,HEARING | ProChoice Viper Earmuffs, 26dB Rating, Class 5 SLC80, Lightweight Headband 3 Position Style (over head, behind head & under chin) | CNWPL | CNW PL - SLACKS CREEK | PAREMVIP | CURRENT | 2
8644 | PROTECTOR,HEARING | ProChoice Viper Earmuffs, 26dB Rating, Class 5 SLC80, Lightweight Headband 3 Position Style (over head, behind head & under chin) | PELTOR |  | 3147676 | CURRENT | 2
8644 | PROTECTOR,HEARING | ProChoice Viper Earmuffs, 26dB Rating, Class 5 SLC80, Lightweight Headband 3 Position Style (over head, behind head & under chin) | STATEWD | STATEWIDE FSTNERS & ENG SPLS PL | PRO-EMVIP | CURRENT | 1
8655 | BRUSH,WIRE,SCRATCH | STEEL;4 ROWS W;19 ROWS LG;RECT ROCKER FACE;CURVED HANDLE;12 IN LG;PACK OF 1; | CNWPL | CNW PL - SLACKS CREEK | WIREBRWH4 | CURRENT | 1
8655 | BRUSH,WIRE,SCRATCH | STEEL;4 ROWS W;19 ROWS LG;RECT ROCKER FACE;CURVED HANDLE;12 IN LG;PACK OF 1; | CNWPL | CNW PL - SLACKS CREEK | OATB-14006 | CURRENT | 2
8655 | BRUSH,WIRE,SCRATCH | STEEL;4 ROWS W;19 ROWS LG;RECT ROCKER FACE;CURVED HANDLE;12 IN LG;PACK OF 1; | SWANBRSH |  | 14022 | CURRENT | 2
8660 | NAIL | FLAT HD;STEEL;GALV;65 MM LG;3.15 MM DIA; 1 KG PACK,(418 NAILS PER KG),CARTON OF 10 KG; | SUMMIT | SUMMIT GROUP | 5HFG065375 | CURRENT | 1
8660 | NAIL | FLAT HD;STEEL;GALV;65 MM LG;3.15 MM DIA; 1 KG PACK,(418 NAILS PER KG),CARTON OF 10 KG; | STATEWD | STATEWIDE FSTNERS & ENG SPLS PL | NGFH653151 | CURRENT | 2
8669 | SLEEVE,COMPRESSION | NON TENSION COMPRESSION;ALUMINIUM ALLOY; AAC;19/3.75 MM AAC (PLUTO/NEON);TO BE MARKED AS PER AS1154-1;BOX OF 1; | TYCO | TYCO | NT80/1 | CURRENT | 1
8669 | SLEEVE,COMPRESSION | NON TENSION COMPRESSION;ALUMINIUM ALLOY; AAC;19/3.75 MM AAC (PLUTO/NEON);TO BE MARKED AS PER AS1154-1;BOX OF 1; | UTILUX |  | NT80/1 | CURRENT | 5
8677 | INSULATOR,SUSPENSION | GLASS DISC,NORMAL PROFILE;20 MM IEC BALL & SOCKET,WITH ZINC COLLAR; 255 MM DIA,146 MM PITCH;125 KN MIN FAILING LOAD;"W" CLIP PER AS2947.3;PACK | PLP AUST | PREFORMED LINE PRODUCTS (AUST) | 8677 | CURRENT | 2
8677 | INSULATOR,SUSPENSION | GLASS DISC,NORMAL PROFILE;20 MM IEC BALL & SOCKET,WITH ZINC COLLAR; 255 MM DIA,146 MM PITCH;125 KN MIN FAILING LOAD;"W" CLIP PER AS2947.3;PACK | MACLEAN | MACLEAN POWER PL - E15128 | 8677 | CURRENT | 2
8677 | INSULATOR,SUSPENSION | GLASS DISC,NORMAL PROFILE;20 MM IEC BALL & SOCKET,WITH ZINC COLLAR; 255 MM DIA,146 MM PITCH;125 KN MIN FAILING LOAD;"W" CLIP PER AS2947.3;PACK | GRAPHSOL | GRAPH SOLUTIONS PTY LTD | 134210 | CURRENT | 1
8687 | TESTER,ELECTRICAL LEAKAGE | POLE TESTER;C/W CASE;FOR TESTING ELECTRICAL LEAKAGE OF WOOD POLES; | TEN | THE ENERGY NETWORK | PLD | PURCHASE AS REQUIRED | 1
8687 | TESTER,ELECTRICAL LEAKAGE | POLE TESTER;C/W CASE;FOR TESTING ELECTRICAL LEAKAGE OF WOOD POLES; | ENERGYNW | THE ENERGY NETWORK | PLD | PURCHASE AS REQUIRED | 2
8692 | PIPE,METALLIC | LEAD;51 MM NB;2.4 MM WALL THK;450 MM LG; 4.5 KG/M;0.06% COPPERISED SOFT LEAD; ;AS1812;CRATE MAX 500 KG; | CONALLOY |  | LEAD;51 MM NB; | PURCHASE AS REQUIRED | 1
8717 | FILE,HAND | ALUMINIUM TYPE A;FLAT;12 IN LG; BOX OF 6; | CNWPL | CNW PL - SLACKS CREEK | NIC00070N | CURRENT | 2
8717 | FILE,HAND | ALUMINIUM TYPE A;FLAT;12 IN LG; BOX OF 6; | NICHOLSN |  | N900070 | CURRENT | 2
8717 | FILE,HAND | ALUMINIUM TYPE A;FLAT;12 IN LG; BOX OF 6; | C&LTOOL | CALTCO T/A C&L TOOL CENTRE | NIC00070NN | CURRENT | 1
8727 | CABLE,POWER,ELECTRICAL | 0.6/1kV, 16mm2, Annealed Copper Conductor, 2 Core, Flat, XLPE Insluated, Black PVC Sheathed, 800m Drum, AS 5000.1, JTS 03-01-08 | HCA | HENGTONG CABLE AUSTRALIA PTY LTD | HCA8727EQL | CURRENT | 2
8727 | CABLE,POWER,ELECTRICAL | 0.6/1kV, 16mm2, Annealed Copper Conductor, 2 Core, Flat, XLPE Insluated, Black PVC Sheathed, 800m Drum, AS 5000.1, JTS 03-01-08 | MIDLANDS | MIDLAND METALS | MMO-2X16 CU X PVC BLK | CURRENT | 1
8727 | CABLE,POWER,ELECTRICAL | 0.6/1kV, 16mm2, Annealed Copper Conductor, 2 Core, Flat, XLPE Insluated, Black PVC Sheathed, 800m Drum, AS 5000.1, JTS 03-01-08 | BAMBACH | BAMBACH WIRES & CABLES PTY LTD | 45950BKS | CURRENT | 2
8727 | CABLE,POWER,ELECTRICAL | 0.6/1kV, 16mm2, Annealed Copper Conductor, 2 Core, Flat, XLPE Insluated, Black PVC Sheathed, 800m Drum, AS 5000.1, JTS 03-01-08 | OLEX | OLEX AUSTRALIA PTY LTD | DECP15RP002CXHF | CURRENT | 2
8727 | CABLE,POWER,ELECTRICAL | 0.6/1kV, 16mm2, Annealed Copper Conductor, 2 Core, Flat, XLPE Insluated, Black PVC Sheathed, 800m Drum, AS 5000.1, JTS 03-01-08 | OLEX | OLEX AUSTRALIA PTY LTD | DECP15J5002 | CURRENT | 2
8761 | INSULATOR,PIN | HIGH VOLTAGE FOG PROFILE;PORCELAIN; PATTERN "A" HOLE;11 KV NOM V;7 KN MIN FAILING LOAD;AS2947.2;CRATE OF 6 WEIGHT 18KG | PENTA | PENTA AUST (TMAC THEW & MCCANN/HYLEC) | PA30065 | CURRENT | 1
8761 | INSULATOR,PIN | HIGH VOLTAGE FOG PROFILE;PORCELAIN; PATTERN "A" HOLE;11 KV NOM V;7 KN MIN FAILING LOAD;AS2947.2;CRATE OF 6 WEIGHT 18KG | MACLEAN | MACLEAN POWER PL - E15128 | FLP/11/360 | CURRENT | 2
8761 | INSULATOR,PIN | HIGH VOLTAGE FOG PROFILE;PORCELAIN; PATTERN "A" HOLE;11 KV NOM V;7 KN MIN FAILING LOAD;AS2947.2;CRATE OF 6 WEIGHT 18KG | BRITECH | BRI-TECH PTY LTD | FLP11-360 | CURRENT | 2
8761 | INSULATOR,PIN | HIGH VOLTAGE FOG PROFILE;PORCELAIN; PATTERN "A" HOLE;11 KV NOM V;7 KN MIN FAILING LOAD;AS2947.2;CRATE OF 6 WEIGHT 18KG | NZI |  | 104795 | CURRENT | 2
8763 | TERMINATION,ELECTRICAL POWER CABLE | 33 KV;OUTDOOR;3 PHASE;FOR 185 SQ MM COPPER CONDUCTOR PLYSWS SUBMARINE; PORCELAIN;HIGH CREEPAGE,POLLUTED ATMOS; SECURITY STOCK KARRAGARRA; | CABUS | CABUS | DWG 7160 | STRATEGIC SPARE | 1
8796 | ENVELOPE,INVOICE | SELF-ADHESIVE;PLASTIC;CLEAR;230 MM LG, 165 MM W;MARKED "INVOICE ENCLOSED"; BOX OF 500,PACK WEIGHT 2 KG; | SIGNET | SIGNET PTY LTD | DOC A5 WHT I/E | CURRENT | 1
8796 | ENVELOPE,INVOICE | SELF-ADHESIVE;PLASTIC;CLEAR;230 MM LG, 165 MM W;MARKED "INVOICE ENCLOSED"; BOX OF 500,PACK WEIGHT 2 KG; | PROMARK | PROMARK PACKAGING PTY LTD GEEBUNG | MP5010 | CURRENT | 1
8797 | SLEEVE,COMPRESSION | FT, Mars, 7/3.75 AAC, Hex Die 18.0mm A/F, Al, AS1154-1 | TECONN | TE CONNECTIVITY LTD | FT50A/1 | CURRENT | 5
8797 | SLEEVE,COMPRESSION | FT, Mars, 7/3.75 AAC, Hex Die 18.0mm A/F, Al, AS1154-1 | TYCO | TYCO | FT50A/1 | CURRENT | 1
8800 | SOLDER,LEAD-TIN ALLOY | 50% TIN,50% LEAD;360 MM LG,0.25 KG STICKS;STAMPED "50/50";AS1834.1; PACK OF 100, PACK WEIGHT 25 KG;CONDUCTOR BASTING & GENERAL USE; | CONALLOY |  | SOLDER 50% TIN 50% LEAD | CURRENT | 1
8808 | BAG,PACKING | POLYPROPYLENE;SATCHEL TYPE;WHITE,YELLOW OR ORANGE ONLY;70 CM NOM LG,45 CM NOM W ;FOR PACKAGING OF BOLTS,NUTS,WASHERS,ETC & SAND BAGS;BUNDLES OF 1000,PALLET OF | SIGNET | SIGNET PTY LTD | PN1022 | CURRENT | 1
8812 | GOGGLES,INDUSTRIAL | WIDE VISION TYPE;ONE PIECE,SINGLE APERATURE;CLEAR POLYCARBONATE FRAME, VENTILATED;CLEAR POLYCARBONATE LENS; IMPACT RESISTANT,BUT NOT UNBREAKABLE; | ALSAFE | ALSAFE SAFETY INDUSTRIES PTY LTD | 20-20 CLEAR | CURRENT | 1
8813 | GOGGLES,INDUSTRIAL | WIDE VISION TYPE;ONE PIECE,SINGLE APERATURE;SMOKE POLYCARBONATE FRAME, ;VENTILATED SMOKE POLYCARBONATE LENS; IMPACT RESISTANT,BUT NOT UNBREAKABLE; | ALSAFE | ALSAFE SAFETY INDUSTRIES PTY LTD | 20-20 SMOKE | PURCHASE AS REQUIRED | 1
8813 | GOGGLES,INDUSTRIAL | WIDE VISION TYPE;ONE PIECE,SINGLE APERATURE;SMOKE POLYCARBONATE FRAME, ;VENTILATED SMOKE POLYCARBONATE LENS; IMPACT RESISTANT,BUT NOT UNBREAKABLE; | NORTON |  | 180 SMOKE | PURCHASE AS REQUIRED | 2
8814 | CASE,SPECTACLE | BLACK NYLON;CORDED; WITH BRUSHED NYLON INTERIOR;190 MM LG APPROX,100 MM W;SUITS ALL STYLES OF SAFETY GLASSES; | ATOMSUPP | ATOM SUPPLY | 236519 | CURRENT | 1
8814 | CASE,SPECTACLE | BLACK NYLON;CORDED; WITH BRUSHED NYLON INTERIOR;190 MM LG APPROX,100 MM W;SUITS ALL STYLES OF SAFETY GLASSES; | BLKWOODS | J BLACKWOOD & SON LTD | 04158343/3209927 | CURRENT | 2
8814 | CASE,SPECTACLE | BLACK NYLON;CORDED; WITH BRUSHED NYLON INTERIOR;190 MM LG APPROX,100 MM W;SUITS ALL STYLES OF SAFETY GLASSES; | BOLLE | BOLLE SAFETY | 3209927 | CURRENT | 2
8895 | RELAY,ELECTROMAGNETIC | GENERAL PURPOSE;110 V TO 125 V DC COIL;300 V DC/250 V AC CONT;5 AMP CONTINUOUS;2 CO CONT;NON-LATCHING AUX; PLUG-IN,ONE SEAT BASE; | ABB | ABB FAN PTY LTD | TYPE RXMA1 RK.211037-AN | CURRENT | 1
8896 | RELAY,ELECTROMAGNETIC | GENERAL PURPOSE;24 V DC COIL;300 V DC/250 V AC CONT;5 AMP CONTINUOUS; 2 CO CONT;NON-LATCHING AUX;PLUG-IN, ONE SEAT BASE; | ABB | ABB FAN PTY LTD | RXMA1 RK.211037-AD | PURCHASE AS REQUIRED | 1
8898 | RELAY,ELECTROMAGNETIC | GENERAL PURPOSE;110 V TO 125 V DC COIL; 300 V DC/250 V AC CONT;5 AMP CONTINUOUS ;2 NO,1 NC CONT PER COIL;HR FLAGS;DUAL COIL,NON-LATCHING;INDICATING;PLUG IN ONE | ABB | ABB FAN PTY LTD | RXSF1 RK.271007-AN | CURRENT | 1
8900 | RELAY,ELECTROMAGNETIC | TRIPPING APPLICATIONS;125 V DC CONT;300 V DC/250 V AC CONT;4 AMP CONTINUOUS; 2 CO CONT;NON-LATCHING;PLUG-IN,ONE SEAT BASE;HIGH SPEED OPERATION (3.5 MS); | ABB | ABB FAN PTY LTD | RXMS1 RK.216237-AP | CURRENT | 1
8901 | RELAY,ELECTROMAGNETIC | POWER,HVY DUTY TYPE;125 V DC COIL;450 V DC/400 V AC CONT;10 AMP CONTINUOUS; 8 SETS OF CONT;BI-STABLE LATCHING OPERATION,AUX;PLUG-IN,DUAL SEAT BASE; | ABB | ABB FAN PTY LTD | 'RK251900XC (205-AP) | CURRENT | 1
8903 | BASE,RELAY | BASE,ELECTRICAL RELAY;BEIGE COLOUR; | ABB | ABB FAN PTY LTD | 5619 499-A RX4 RK 9240002 | CURRENT | 1
8904 | RACK KIT,ELECTRICAL EQUIPMENT. | ITEMS TO BE INDIVIDUALLY PACKED AS A KIT ;KIT CONSISTS OF 1 APPARATUS FRAME P/N 5284 1340-A;1 DOOR WITH GLASS P/N SA 362002-R;2 END PLATES P/N SA 362 026-LK; | HITACHI | HITACHI ENERGY AUSTRALIA LTD | 1MRK000137-RA | CURRENT | 1
8904 | RACK KIT,ELECTRICAL EQUIPMENT. | ITEMS TO BE INDIVIDUALLY PACKED AS A KIT ;KIT CONSISTS OF 1 APPARATUS FRAME P/N 5284 1340-A;1 DOOR WITH GLASS P/N SA 362002-R;2 END PLATES P/N SA 362 026-LK; | ABB | ABB FAN PTY LTD | 52841935-D | CURRENT | 2
8907 | CONNECTOR,RECEPTACLE | CABLE TYPE;RD STRAIGHT BODY STYLE;1 PIN; 10 AMP MAX;PACK OF 100; | CW58802 | HITACHI ENERGY AUSTRALIA PTY LTD-396097 | 1MRK002136-A | CURRENT | 1
8907 | CONNECTOR,RECEPTACLE | CABLE TYPE;RD STRAIGHT BODY STYLE;1 PIN; 10 AMP MAX;PACK OF 100; | ABB | ABB FAN PTY LTD | 1MRK002136-A | CURRENT | 2
8918 | COUPLING,ROD,SCREW ANCHOR | EXTENSION TYPE;M24 INT THD; 141 KN MIN FAILING LOAD; | CHANCE | CHANCE (MANUFACTURER) | 12247M | CURRENT | 1
8951 | TAPE,MEASURING | 8m Lg, 25mm W, Steel, Enamel Coated | ATOMSUPP | ATOM SUPPLY | 30006719 | CURRENT | 1
8951 | TAPE,MEASURING | 8m Lg, 25mm W, Steel, Enamel Coated | CNWPL | CNW PL - SLACKS CREEK | LUFFL48ME12 | CURRENT | 2
8951 | TAPE,MEASURING | 8m Lg, 25mm W, Steel, Enamel Coated | CRESCENT | CRESCENT TOOLS P/O APEX TOOL GROUP | 8 M/26 FT | CURRENT | 2
8961 | TAP,THREAD CUTTING | HAND TYPE;HSS;ISO M;4 MM; .7 MM PITCH; BOTTOMING;SHANK DIMENSION TO AS2181 PART1-1978;PACK OF 1; | ATOMSUPP | ATOM SUPPLY | 2819417 | CURRENT | 2
8961 | TAP,THREAD CUTTING | HAND TYPE;HSS;ISO M;4 MM; .7 MM PITCH; BOTTOMING;SHANK DIMENSION TO AS2181 PART1-1978;PACK OF 1; | P&NWILT | P&N WILT | M4CSB | CURRENT | 2
8961 | TAP,THREAD CUTTING | HAND TYPE;HSS;ISO M;4 MM; .7 MM PITCH; BOTTOMING;SHANK DIMENSION TO AS2181 PART1-1978;PACK OF 1; | C&LTOOL | CALTCO T/A C&L TOOL CENTRE | M2020400 | CURRENT | 1
8967 | TAP,THREAD CUTTING | HAND TYPE;HSS;ISO M;5 MM; .8 MM PITCH; BOTTOMING;SHANK DIMENSION TO AS2181 PART 1-1978;PACK OF 1; | ATOMSUPP | ATOM SUPPLY | 2825006 | CURRENT | 2
8967 | TAP,THREAD CUTTING | HAND TYPE;HSS;ISO M;5 MM; .8 MM PITCH; BOTTOMING;SHANK DIMENSION TO AS2181 PART 1-1978;PACK OF 1; | P&NWILT | P&N WILT | T3860500 | CURRENT | 2
8967 | TAP,THREAD CUTTING | HAND TYPE;HSS;ISO M;5 MM; .8 MM PITCH; BOTTOMING;SHANK DIMENSION TO AS2181 PART 1-1978;PACK OF 1; | C&LTOOL | CALTCO T/A C&L TOOL CENTRE | M2020500 | CURRENT | 1
8968 | TAP,THREAD CUTTING | HAND TYPE;HSS;ISO M;6 MM;1 MM PITCH; TAPER;SHANK DIMENSION TO AS2181 PART 1-1978;PACK OF 1; | P&NWILT | P&N WILT | WILTSHIRE | CURRENT | 1
8974 | TAP,THREAD CUTTING | HAND TYPE;HSS;ISO M;8 MM;1.25 MM PITCH; TAPER;SHANK DIMENSION TO AS2181 PART 1-1978;PACK OF 1; | ATOMSUPP | ATOM SUPPLY | 2825028 | CURRENT | 2
8974 | TAP,THREAD CUTTING | HAND TYPE;HSS;ISO M;8 MM;1.25 MM PITCH; TAPER;SHANK DIMENSION TO AS2181 PART 1-1978;PACK OF 1; | P&NWILT | P&N WILT | M8CST | CURRENT | 2
8974 | TAP,THREAD CUTTING | HAND TYPE;HSS;ISO M;8 MM;1.25 MM PITCH; TAPER;SHANK DIMENSION TO AS2181 PART 1-1978;PACK OF 1; | C&LTOOL | CALTCO T/A C&L TOOL CENTRE | M2000800 | CURRENT | 1
8980 | TAP,THREAD CUTTING | HAND TYPE;HSS;ISO M;10 MM;1.5 MM PITCH; TAPER;SHANK DIMENSION TO AS2181 PART 1-1978;PACK OF 1; | ATOMSUPP | ATOM SUPPLY | M200 1000 | CURRENT | 2
8980 | TAP,THREAD CUTTING | HAND TYPE;HSS;ISO M;10 MM;1.5 MM PITCH; TAPER;SHANK DIMENSION TO AS2181 PART 1-1978;PACK OF 1; | ATOMSUPP | ATOM SUPPLY | 2825052 | CURRENT | 2
8980 | TAP,THREAD CUTTING | HAND TYPE;HSS;ISO M;10 MM;1.5 MM PITCH; TAPER;SHANK DIMENSION TO AS2181 PART 1-1978;PACK OF 1; | P&NWILT | P&N WILT | M10CST | CURRENT | 2
8980 | TAP,THREAD CUTTING | HAND TYPE;HSS;ISO M;10 MM;1.5 MM PITCH; TAPER;SHANK DIMENSION TO AS2181 PART 1-1978;PACK OF 1; | C&LTOOL | CALTCO T/A C&L TOOL CENTRE | M20001000 | CURRENT | 1
8982 | TAP,THREAD CUTTING | HAND TYPE;HSS;ISO M;10 MM;1.5 MM PITCH; BOTTOMING;SHANK DIMENSION TO AS2181 PART 1-1978;PACK OF 3; | P&NWILT | P&N WILT | WILTSHIRE | CURRENT | 1
8986 | TAP,THREAD CUTTING | HAND TYPE;HSS;ISO M;12 MM;1.75 MM PITCH ;TAPER;SHANK DIMENSION TO AS2181 PART 1 -1978;PACK OF 1; | ATOMSUPP | ATOM SUPPLY | 2826016 | CURRENT | 2
8986 | TAP,THREAD CUTTING | HAND TYPE;HSS;ISO M;12 MM;1.75 MM PITCH ;TAPER;SHANK DIMENSION TO AS2181 PART 1 -1978;PACK OF 1; | P&NWILT | P&N WILT | M12CST | CURRENT | 2
8986 | TAP,THREAD CUTTING | HAND TYPE;HSS;ISO M;12 MM;1.75 MM PITCH ;TAPER;SHANK DIMENSION TO AS2181 PART 1 -1978;PACK OF 1; | C&LTOOL | CALTCO T/A C&L TOOL CENTRE | M2001200 | CURRENT | 1
8989 | NUT,EYE | STEEL,STRUCTURAL GDE 250;GALV;M20;ISO M; 40 MM DIA EYE;98 KN MIN FAILING LOAD; IN ACCORD QESI STD;BAGS OF 20,PACK WEIGHT 20 KG; | SEWELFRG | GREG SEWELL FORGINGS PTY LTD | 4810 | CURRENT | 1
9059 | PLIERS | LG NOSE,SIDECUTTING,INSULATED HANDLES; 200 MM (6 IN) LG;PACK OF 1; | LEGEND | LEGEND POWER SYSTEMS | HVLNP205B | CURRENT | 1
9059 | PLIERS | LG NOSE,SIDECUTTING,INSULATED HANDLES; 200 MM (6 IN) LG;PACK OF 1; | EASTTOOL |  | SJEG4106008 | CURRENT | 2
9059 | PLIERS | LG NOSE,SIDECUTTING,INSULATED HANDLES; 200 MM (6 IN) LG;PACK OF 1; | C&LTOOL | CALTCO T/A C&L TOOL CENTRE | KINK40038 | CURRENT | 2
9060 | PLIERS,DIAGONAL CUTTING | SHORT NOSE,INSULATED HANDLES; 200MM (8IN) LG;PACK OF 1; | EASTTOOL |  | EG-40535 | CURRENT | 2
9060 | PLIERS,DIAGONAL CUTTING | SHORT NOSE,INSULATED HANDLES; 200MM (8IN) LG;PACK OF 1; | C&LTOOL | CALTCO T/A C&L TOOL CENTRE | KINK40029 | CURRENT | 2
9060 | PLIERS,DIAGONAL CUTTING | SHORT NOSE,INSULATED HANDLES; 200MM (8IN) LG;PACK OF 1; | C&LTOOL | CALTCO T/A C&L TOOL CENTRE | K040029 | CURRENT | 1
9097 | INSPECTION PENETRANT DEVELOPER,WET. | 300 G PRESSURISED CAN,CARTON OF 12; | TURCO | TURCO | DY-CHEK PART NO 4 | PHASING | 1
9118 | TRANSFORMER,POWER | POWER TRANSFORMER;33 KV/11 KV;3 MVA; 3 PHASE;GROUND MTG;BSH HV 180 LV BSH; MINERAL OIL INSULATED;ONAN;DYN 11; | TYREE | TYREE INDUSTRIES PL MITTAGONG NSW | 33 KV/11 KV; | STRATEGIC SPARE | 1
9124 | TRANSFORMER,POWER | POWER TRANSFORMER;33 KV/11 KV; 10 MVA;3 PHASE;GROUND MTG BSH HV 180 LV BSH;MINERAL OIL;INSULATED; | ENGELEC | ENG ELEC | 33 KV/11 KV | STRATEGIC SPARE | 1
9149 | TRANSFORMER,DISTRIBUTION | 11 KV;200 KVA;3 PHASE;PADMOUNT; HAZ HV 180 LV BSH;MINERAL OIL INSULATED; ONAN;DYN 11;INTERNAL C/TS;FURTHER DETAILS TO BE ENTERED IN PLANT MGMT SYS; | PWA |  | 11 KV,200KVA | PURCHASE AS REQUIRED | 1
9195 | TRANSFORMER,DISTRIBUTION | 11 KV;1000 KVA;3 PHASE;GROUND MTG;AIR HV 180 LV BSH;MINERAL OIL INSULATED;ONAN; DYN 11;HIGH IMPEDANCE TYPE;FURTHER DETAILS TO BE ENTERED IN PLANT | BANYO | WORKSHOP REPAIRS | WORKSHOP REPAIRED | MAINTENANCE STOCK | 1
9361 | BRACKET,MOUNTING,STREET LIGHTING FIXTURE | STEEL;GALV;3.0 M LG;42 MM SPIGOT;4 M UPLIFT;T6;C/W STAYS,TO SUIT WOOD POLES, FOR USE ON MAJOR ROADS TO OBTAIN ADDITIONAL HEIGHT & MAINTAIN CLEARANCE | GM POLES | GM POLES PTY LTD | SL-WB-T6 | CURRENT | 1
9373 | ANCHOR,GUY | SINGLE HELIX;STEEL;PAINTED;200 MM ANCHOR DIA;SQ SECT;M24 HUB THD;8 KN/M;BOX OF 4 ,WEIGHT 4.0 KG EA, PACK WEIGHT 17.0 KG; | CHANCE | CHANCE (MANUFACTURER) | T102-1945 | CURRENT | 1
9374 | ANCHOR,GUY | SINGLE HELIX;STEEL;PAINTED;250 MM ANCHOR DIA;SQ SECT;M24 HUB THD;8 KN/M;BOX OF 4 ,WEIGHT 5.50 KG EA,PACK WEIGHT 22.50 KG; | CHANCE | CHANCE (MANUFACTURER) | T102-1946 | CURRENT | 1
9375 | ANCHOR,GUY | SINGLE HELIX;STEEL;PAINTED;300 MM ANCHOR DIA;SQ SECT;M24 HUB THD;8 KN/M;BOX OF 3 ,WEIGHT 7.0 KG EA,PACK WEIGHT 29.50 KG; | CHANCE | CHANCE (MANUFACTURER) | T102-1947 | CURRENT | 1
9376 | ANCHOR,GUY | DOUBLE HELIX;STEEL;PAINTED;250 MM ANCHOR DIA;SQ SECT;M24 HUB THD;610 MM HELIX SEPARATION;8 KN/M;PACK OF 1,15.25 KG EA; | CHANCE | CHANCE (MANUFACTURER) | T102-1948 | CURRENT | 1
9377 | ANCHOR,GUY | DOUBLE HELIX;STEEL;PAINTED;100 MM ANCHOR DIA;SQ SECT;M24 HUB THD;360 MM HELIX SEPERATION;PACK OF 1,7.0 KG EA; | CHANCE | CHANCE (MANUFACTURER) | T102-2039 | CURRENT | 1
9383 | NUT,EYE | STEEL,FORGED;GALV;M24;ISO M;THIMBLE TYPE ;141 KN MIN FAILING LOAD,TO BE MARKED "M ";BATCH CERTIFICATES REQUIRED;BAGS OF 20 ,PACK WEIGHT 21 KG; | PLP AUST | PREFORMED LINE PRODUCTS (AUST) | THEN-24 | CURRENT | 1
9383 | NUT,EYE | STEEL,FORGED;GALV;M24;ISO M;THIMBLE TYPE ;141 KN MIN FAILING LOAD,TO BE MARKED "M ";BATCH CERTIFICATES REQUIRED;BAGS OF 20 ,PACK WEIGHT 21 KG; | DULHUNTY | DULHUNTY INDUSTRIES PTY LTD | ENT-24 | CURRENT | 2
9403 | GRIP,CABLE,JAW | PARALLEL JAWS;FOR BARE COPPER & ALUMINIUM CONDUCTORS;RANGE 4.57-15.24 MM DIA;RECOMMENDED FOR COPPER METRIC (IMPERIAL) 19/2.00 (19/.083) 10.5 MM & | THEWMCAN | TMAC THEW & MCCANN GROUP | TM11887 | CURRENT | 2
9403 | GRIP,CABLE,JAW | PARALLEL JAWS;FOR BARE COPPER & ALUMINIUM CONDUCTORS;RANGE 4.57-15.24 MM DIA;RECOMMENDED FOR COPPER METRIC (IMPERIAL) 19/2.00 (19/.083) 10.5 MM & | TEN | THE ENERGY NETWORK | 2TON-L-GRIP | CURRENT | 1
9417 | BIT,AUGER | Impact, 10mm Dia, 205mm OAL, Steel, Ring Twist Pattern, 11mm Hex Shank, Quick Release | LEGEND | LEGEND POWER SYSTEMS | MSS-0038S | CURRENT | 1
9417 | BIT,AUGER | Impact, 10mm Dia, 205mm OAL, Steel, Ring Twist Pattern, 11mm Hex Shank, Quick Release | SPECFORC | SPECIALISED FORCE | STMSF 810 X 200 | CURRENT | 2
9428 | SCREW,MACHINE | STEEL;ZINC OR CAD-PLATED;PAN HD, PHILLIP HD;M8;ISO M;20 MM LG;Pack of 100 | HOBSON | HOBSON ENGINEERING CO PTY LTD 393904 | MSMSZPPM080020 | CURRENT | 1
9428 | SCREW,MACHINE | STEEL;ZINC OR CAD-PLATED;PAN HD, PHILLIP HD;M8;ISO M;20 MM LG;Pack of 100 | SUMMIT | SUMMIT GROUP | 6PCMZ08020 | CURRENT | 2
9428 | SCREW,MACHINE | STEEL;ZINC OR CAD-PLATED;PAN HD, PHILLIP HD;M8;ISO M;20 MM LG;Pack of 100 | STATEWD | STATEWIDE FSTNERS & ENG SPLS PL | MTZEPPM820 | CURRENT | 2
9715 | CIRCUIT BREAKER | INDOOR/VERT RACKING;BULK OIL;ENGLISH ELECTRIC;12 KV;3 PHASE;800 AMP;18.4 KA BKG CAP;MAN CHRG SPRING;30 V DC TRIPPING; | ENGELEC | ENG ELEC | CB 800 AMP 12 KV 3 PH | STRATEGIC SPARE | 1
9729 | CIRCUIT BREAKER | INDOOR/VERT RACKING;BULK OIL;REYROLLE; 12 KV;3 PHASE;400 AMP;13.1 KA BKG CAP; MAN CHRG SPRING;30 V DC TRIPPING; | REYROLLE |  | CB 400 AMP 3 PH 13.1 KA | STRATEGIC SPARE | 1
9740 | CIRCUIT BREAKER | INDOOR/VERT RACKING;BULK OIL;REYROLLE; 12 KV;3 PHASE;800 AMP;13.1 KA BKG CAP; 220 V DC SOLENOID;30 V DC TRIPPING; | REYROLLE |  | CB 800 AMP | PURCHASE AS REQUIRED | 1
9743 | CIRCUIT BREAKER | INDOOR/VERT RACKING;BULK OIL;REYROLLE; 12 KV;3 PHASE;1600 AMP;18.4 KA BKG CAP; 220 V DC SOLENOID;30 V DC TRIPPING; | REYROLLE |  | 12 KV;3 PH;1600 AMP; | PURCHASE AS REQUIRED | 1
9762 | CIRCUIT BREAKER | INDOOR/HOR RACKING;VACUUM;MITSUBISHI; 12 KV;3 PHASE;630 AMP;25 KA BKG CAP; 110 V DC MOTOR CHRG SPRING;110 V DC TRIPPING; | MITSBISH | MITSUBISHI | CIRCUIT BREAKER 630 AMP | STRATEGIC SPARE | 1
9764 | CIRCUIT BREAKER | INDOOR/HOR RACKING;VACUUM;MITSUBISHI; 12 KV;3 PHASE;2000 AMP;25 KA BKG CAP; 110 V DC MOTOR CHRG SPRING;110 V DC TRIPPING; | MITSBISH | MITSUBISHI | CIRCUIT BREAKER 2000 AMP | STRATEGIC SPARE | 1
9791 | CIRCUIT BREAKER | OUTDOOR;BULK OIL;EMAIL/WESTINGHOUSE; 36 KV;3 PHASE;1200 AMP;17.5 KA BKG CAP; 110 V DC SOLENOID;110 V DC TRIPPING; CB71249; | EMAIL |  | CIRCUIT BREAKER 1200 AMP | STRATEGIC SPARE | 1
9792 | CIRCUIT BREAKER | OUTDOOR;BULK OIL;EMAIL/WESTINGHOUSE; 36 KV;3 PHASE;1200 AMP;26.2 KA BKG CAP; 110 V DC SOLENOID;110 V DC TRIPPING; | EMAIL |  | CIRCUIT BREAKER 1200 AMP 36 KV | STRATEGIC SPARE | 1
9793 | CIRCUIT BREAKER | OUTDOOR;BULK OIL;EMAIL/WESTINGHOUSE; 36 KV;3 PHASE;1200 AMP;17.5 KA BKG CAP; 220 V DC SOLENOID;30 V DC TRIPPING; | EMAIL |  | CIRCUIT BREAKER 36 KV 2000 AMP | PURCHASE AS REQUIRED | 1
9795 | CIRCUIT BREAKER | OUTDOOR;BULK OIL;EMAIL/WESTINGHOUSE; 36 KV;3 PHASE;1600 AMP;26.2 KA BKG CAP; 110 V DC SOLENOID;110 V DC TRIPPING; CB72141; | EMAIL |  | CIRCUIT BREAKER 1600 AMP 36 KV | STRATEGIC SPARE | 1
9807 | CIRCUIT BREAKER | OUTDOOR;BULK OIL;BHARAT;36 KV;3 PHASE; 1200 AMP;26.2 KA BKG CAP;110 V DC SOLENOID;110 V DC TRIPPING; | BHARAT |  | CIRCUIT BREAKER 1200 AMP | PURCHASE AS REQUIRED | 1
9808 | CIRCUIT BREAKER | OUTDOOR;BULK OIL;BTH;36 KV;3 PHASE; 400 AMP;13.1 KA BKG CAP;110 V DC SOLENOID;110 V DC TRIPPING; | BTH |  | CIRCUIT BREAKER 400 AMP 36 KV | PURCHASE AS REQUIRED | 1
9860 | SCREW,TAPPING,THREAD CUTTING | SELF DRILLING POINT;STEEL;CAD-PLATED; FLAT CSK HD,PHILLIPS DRIVE;NO.7 (0.8 MM) ;45 MM LG;PACK OF 100;FOR FIXING METERS; | CNWPL | CNW PL - SLACKS CREEK | CLI357/45 | CURRENT | 1
9860 | SCREW,TAPPING,THREAD CUTTING | SELF DRILLING POINT;STEEL;CAD-PLATED; FLAT CSK HD,PHILLIPS DRIVE;NO.7 (0.8 MM) ;45 MM LG;PACK OF 100;FOR FIXING METERS; | CLIPSAL | GERARD INDUSTRIES QLD DIVSN P/L | CLI357/45 | CURRENT | 5
9866 | FERRULE,ELECTRICAL CONDUCTOR | CRIMP TYPE;TINNED COPPER,NYLON INSULATED ;0.5 - 2.5 SQ MM;1/0.80 MM;CENTRE DIMPLE ;BOX OF 100,PACK WEIGHT 0.2 KG; | TYCO | TYCO | LHD2.5S/100 (H2051/100 | CURRENT | 1
9866 | FERRULE,ELECTRICAL CONDUCTOR | CRIMP TYPE;TINNED COPPER,NYLON INSULATED ;0.5 - 2.5 SQ MM;1/0.80 MM;CENTRE DIMPLE ;BOX OF 100,PACK WEIGHT 0.2 KG; | UTILUX |  | H2051/100 | CURRENT | 5
9867 | TERMINAL,LUG | PRE-INSULATED,DRILLED PALM,TINNED COPPER ,CRIMP TYPE;FOR 2.5 SQ MM,7/0.67 MM WIRE SIZE;6.4 MM PALM HOLE;BLACK NYLON INSULATOR SLEEVE;SERRATED,INSIDE | TYCO | TYCO | RHD2.5M6/100 (H2037/100 | CURRENT | 1
9867 | TERMINAL,LUG | PRE-INSULATED,DRILLED PALM,TINNED COPPER ,CRIMP TYPE;FOR 2.5 SQ MM,7/0.67 MM WIRE SIZE;6.4 MM PALM HOLE;BLACK NYLON INSULATOR SLEEVE;SERRATED,INSIDE | UTILUX |  | H2037/100 | CURRENT | 5
9868 | TERMINAL,LUG | PRE-INSULATED,DRILLED PALM,TINNED COPPER ,CRIMP TYPE;FOR 4 SQ MM,7/0.85 MM WIRE SIZE;5.0 MM PALM HOLE;BLACK NYLON NSULATOR SLEEVE;SERRATED,INSIDE | TYCO | TYCO | RHD4M5L/100 (H2003L/100 | CURRENT | 1
9868 | TERMINAL,LUG | PRE-INSULATED,DRILLED PALM,TINNED COPPER ,CRIMP TYPE;FOR 4 SQ MM,7/0.85 MM WIRE SIZE;5.0 MM PALM HOLE;BLACK NYLON NSULATOR SLEEVE;SERRATED,INSIDE | UTILUX |  | H2003L/100 | CURRENT | 5
9869 | TERMINAL,LUG | PRE-INSULATED,DRILLED PALM,TINNED COPPER ,CRIMP TYPE;FOR 6 SQ MM,7/1.04 MM WIRE SIZE;6.7 MM PALM HOLE;BLACK NYLON INSULATED SLEEVE;SERRATED,INSIDE | TYCO | TYCO | RHD6M6/100 (H2005/100 | CURRENT | 1
9869 | TERMINAL,LUG | PRE-INSULATED,DRILLED PALM,TINNED COPPER ,CRIMP TYPE;FOR 6 SQ MM,7/1.04 MM WIRE SIZE;6.7 MM PALM HOLE;BLACK NYLON INSULATED SLEEVE;SERRATED,INSIDE | UTILUX |  | H2005/100 | CURRENT | 5
9876 | CABLE,CONTROL,ELECTRICAL | Sub Control, 4C, Quad PVC/PV Cream Sheath, (1/0.5) Screened, Colour Coding to Telecom Sched C5260 Appendix A, 250m Drum, Indoor Only | OLEX | OLEX AUSTRALIA PTY LTD | TINT002A5SCRA250 | CURRENT | 2
9876 | CABLE,CONTROL,ELECTRICAL | Sub Control, 4C, Quad PVC/PV Cream Sheath, (1/0.5) Screened, Colour Coding to Telecom Sched C5260 Appendix A, 250m Drum, Indoor Only | OLEX | OLEX AUSTRALIA PTY LTD | TINT002SCRA250 | CURRENT | 1
9877 | BOLT,MACHINE | STEEL;GALV;HEX HD;M12;ISO M;60 MM LG; W/HEX NUT TO BE FITTED TO BOLT FULL- SIZE SHANK;BAG OF 150,PACK WEIGHT 12.15 KG; | STATEWD | STATEWIDE FSTNERS & ENG SPLS PL | HBNGM1260 | CURRENT | 2
9878 | BOLT,MACHINE | STEEL;GALV;HEX HD;M16;ISO M;30 MM LG; W/HEX NUT TO BE FITTED TO BOLT,FULL- SIZE SHANK;BAG OF 100; | HOBSON | HOBSON ENGINEERING CO PTY LTD 393904 | KBH46GCM160030 | CURRENT | 1
9878 | BOLT,MACHINE | STEEL;GALV;HEX HD;M16;ISO M;30 MM LG; W/HEX NUT TO BE FITTED TO BOLT,FULL- SIZE SHANK;BAG OF 100; | STATEWD | STATEWIDE FSTNERS & ENG SPLS PL | HBNEGM1630 | CURRENT | 2
9879 | GATE,FENCE | STEEL;GALV;4200 MM LG,1130 MM H;INCL MTG HINGES & LOCKING CHAIN ACCESSORIES; FOR ACCESS TO PRIVATE PROPERTY; | VALLEYIG | VALLEY IRRIGATION | ACETB1B GUDGEON TOP/BTM 25 MM | CURRENT | 1
9880 | SCREW,TAPPING,THREAD CUTTING | SELF DRILLING POINT;STEEL;CAD-PLATED; FLAT CSK HD,PHILLIPS DRIVE;NO.7 (0.8 MM) ;25 MM LG;PACK OF 100,PACK WEIGHT 0.9 KG ;FOR FIXING METERS; | CLIPSAL | GERARD INDUSTRIES QLD DIVSN P/L | CLI 357/25 | CURRENT | 1
9880 | SCREW,TAPPING,THREAD CUTTING | SELF DRILLING POINT;STEEL;CAD-PLATED; FLAT CSK HD,PHILLIPS DRIVE;NO.7 (0.8 MM) ;25 MM LG;PACK OF 100,PACK WEIGHT 0.9 KG ;FOR FIXING METERS; | CNWPL | CNW PL - SLACKS CREEK | CLI357/25 | CURRENT | 1
9880 | SCREW,TAPPING,THREAD CUTTING | SELF DRILLING POINT;STEEL;CAD-PLATED; FLAT CSK HD,PHILLIPS DRIVE;NO.7 (0.8 MM) ;25 MM LG;PACK OF 100,PACK WEIGHT 0.9 KG ;FOR FIXING METERS; | CLIPSAL | GERARD INDUSTRIES QLD DIVSN P/L | CLI357/25 | CURRENT | 5
9881 | SCREW,TAPPING,THREAD CUTTING | ;SELF DRILLING POINT;STEEL;CAD-PLATED; FLAT CSK HD,PHILLIPS DRIVE;NO.7 (0.8 MM) ;30 MM LG;PACK OF 100; | CNWPL | CNW PL - SLACKS CREEK | ALCB730/100 | CURRENT | 1
9885 | LAMP,SODIUM | INTERNAL IGNITOR TYPE;HP;50 W;250 V; ES (E27) CAP;DIFFUSE BULB;CARTON OF 12,PACK WEIGHT 1.56 KG; | PHILIPS | PHILIPS AUSTRALIA PTY LTD | 928150808828 | CURRENT | 1
9885 | LAMP,SODIUM | INTERNAL IGNITOR TYPE;HP;50 W;250 V; ES (E27) CAP;DIFFUSE BULB;CARTON OF 12,PACK WEIGHT 1.56 KG; | GERARD | GERARD PROFESSIONAL SOLUTIONS PL | 673390 | CURRENT | 2
9885 | LAMP,SODIUM | INTERNAL IGNITOR TYPE;HP;50 W;250 V; ES (E27) CAP;DIFFUSE BULB;CARTON OF 12,PACK WEIGHT 1.56 KG; | MVT | MEDIUM VOLTAGE TECHNOLOGY | LU/85/90/MO/D/I/E27 | CURRENT | 2
9897 | BATTERY,NONRECHARGEABLE | ALKALINE;9 V;SNAP-FASTENER CONTACTS; 26.2 MM LG,17.5 MM W,49.2 MM H; BOX OF 12,CARTON OF 72;SHELF LIFE = 3 YEARS; | ATOMSUPP | ATOM SUPPLY | 95460012 | CURRENT | 1
9897 | BATTERY,NONRECHARGEABLE | ALKALINE;9 V;SNAP-FASTENER CONTACTS; 26.2 MM LG,17.5 MM W,49.2 MM H; BOX OF 12,CARTON OF 72;SHELF LIFE = 3 YEARS; | HAYMANS | HAYMANS ELECTRICAL | EVREN22 | CURRENT | 2
9897 | BATTERY,NONRECHARGEABLE | ALKALINE;9 V;SNAP-FASTENER CONTACTS; 26.2 MM LG,17.5 MM W,49.2 MM H; BOX OF 12,CARTON OF 72;SHELF LIFE = 3 YEARS; | EVEREADY |  | EVREN22 | CURRENT | 2
9898 | NUT,SELF-LOCKING,GANG CHANNEL | STEEL,RD;ZINC PLATED;M10;ISO M;W/SHORT SPRING & SERRATED GROOVED HD;PACK OF 100,PACK WEIGHT 4.10 KG; | EZYSTRUT | EZYSTRUT CABLE & PIPE SUPPORTS | E4008Z | CURRENT | 1
9910 | CONNECTOR,BUSBAR | 25 MM OD TUBE TO FLAT,TERMINAL LUG STYLE C2U TO DWG NO 1888-A4,NO 6 PALM SIZE UNDRILLED;PACK OF 1; | PLP AUST | PREFORMED LINE PRODUCTS (AUST) | D-BT256U | CURRENT | 1
9911 | CONNECTOR,BUSBAR | 38 MM OD TUBE TO FLAT,TERMINAL LUG STYLE C3 TO DWG NO 1888-A4,NO 6 PALM SIZE; PACK OF 1; | PLP AUST | PREFORMED LINE PRODUCTS (AUST) | D-BT384M26 | CURRENT | 1
9912 | CONNECTOR,BUSBAR | 38 MM OD TUBE TO FLAT,TERMINAL LUG STYLE C3U TO DWG NO 1888-A4,NO 6 PALM SIZE UNDRILLED;PACK OF 1; | PLP AUST | PREFORMED LINE PRODUCTS (AUST) | D-BT384M6U | CURRENT | 1
9913 | CONNECTOR,BUSBAR | 50 MM OD TUBE TO FLAT,TERMINAL LUG STYLE C4 TO DWG NO 1888-A4,NO 6 PALM SIZE; PACK OF 1; | PLP AUST | PREFORMED LINE PRODUCTS (AUST) | D-BT51M2 | CURRENT | 1
9914 | CONNECTOR,BUSBAR | 50 MM OD TUBE TO 38 MM OD TUBE,"A" FRAME CONNECTOR STYLE C1 DWG NO 1889-A4; COMPRISES 3 X BUSBARS & 2 X COPPER TUBE ;PACK OF 3 TO BE TIED AS SET; | PLP AUST | PREFORMED LINE PRODUCTS (AUST) | D-GAF26270 | STRATEGIC SPARE | 1
9915 | CONNECTOR,BUSBAR | 25 MM OD TUBE RUN TO 25 MM OD TUBE TAP, TEE CONNECTOR STYLE C1 TO DWG NO 1890-A4 ;PACK OF 1; | PLP AUST | PREFORMED LINE PRODUCTS (AUST) | D-TT20 | STRATEGIC SPARE | 1
9915 | CONNECTOR,BUSBAR | 25 MM OD TUBE RUN TO 25 MM OD TUBE TAP, TEE CONNECTOR STYLE C1 TO DWG NO 1890-A4 ;PACK OF 1; | HYLEC | HYLEC PTY LTD | CTT2525 | STRATEGIC SPARE | 2
9916 | CONNECTOR,BUSBAR | 38 MM OD TUBE RUN TO 38 MM OD TUBE TAP, TEE CONNECTOR STYLE C2 TO DWG NO 1890-A4 ;PACK OF 1; | PLP AUST | PREFORMED LINE PRODUCTS (AUST) | D-TT50 | CURRENT | 1
9917 | CONNECTOR,BUSBAR | 38 MM OD TUBE TO 19/1.53 - 19/2.52 CABLE ,END CONNECTOR STYLE C1 TO DWG NO 1891 -A4; | DULMISON | DULMISON (AUST) PTY LTD | E50 | CURRENT | 1
9918 | CONNECTOR,BUSBAR | 38 MM OD TUBE TO 37/2.25 - 61/2.25 CABLE ,END CONNECTOR STYLE C2 TO DWG NO 1891 -A4;PACK OF 1; | PLP AUST | PREFORMED LINE PRODUCTS (AUST) | D-E60C | CURRENT | 1
9919 | CONNECTOR,BUSBAR | 38 MM OD TUBE RUN TO 19/1.53 - 19/2.52 CABLE TAP,TEE CONNECTOR STYLE C1 TO DWG NO 1892-A4;PACK OF 1; | PLP AUST | PREFORMED LINE PRODUCTS (AUST) | D-T50 | CURRENT | 1
9920 | CONNECTOR,BUSBAR | 38 MM OD TUBE CLAMPED TO STATION POST INSULATORS,BUSBAR SUPPORT CLAMP STYLE C1 TO DWG NO 1893-A4;PACK OF 1; | PLP AUST | PREFORMED LINE PRODUCTS (AUST) | D-BS55 | CURRENT | 1
9921 | CONNECTOR,BUSBAR | 37/2.25 - 61/2.25 CABLE TO FLAT,TERMINAL LUG STYLE C1U TO DWG NO 1894-A4,NO 6 PALM SIZE UNDRILLED;PACK OF 1; | PLP AUST | PREFORMED LINE PRODUCTS (AUST) | D-TL46U | CURRENT | 2
9921 | CONNECTOR,BUSBAR | 37/2.25 - 61/2.25 CABLE TO FLAT,TERMINAL LUG STYLE C1U TO DWG NO 1894-A4,NO 6 PALM SIZE UNDRILLED;PACK OF 1; | FULTON | FULTON INDUSTRIES PL | C-UBTL19-2 | CURRENT | 1
9924 | CLEVIS,THIMBLE | Al Alloy, up to 19mm OD Al Cond, 40kN c/w Round Clevis Pin & S/Steel Humpback Split Pin (P25) | TYCO | TYCO | CTH40/38H | CURRENT | 2
9924 | CLEVIS,THIMBLE | Al Alloy, up to 19mm OD Al Cond, 40kN c/w Round Clevis Pin & S/Steel Humpback Split Pin (P25) | TEN | THE ENERGY NETWORK | CTHA-42 | CURRENT | 2
9924 | CLEVIS,THIMBLE | Al Alloy, up to 19mm OD Al Cond, 40kN c/w Round Clevis Pin & S/Steel Humpback Split Pin (P25) | TEN | THE ENERGY NETWORK | CTH-42 | CURRENT | 1
9924 | CLEVIS,THIMBLE | Al Alloy, up to 19mm OD Al Cond, 40kN c/w Round Clevis Pin & S/Steel Humpback Split Pin (P25) | QLDDIECK |  | QD 40 KN CLEVIS | CURRENT | 2
9928 | BAR,METAL | AL ALLOY GDE B6101;MILL FINISH; FLAT SHAPE;101.6 MM W X 19.05 MM THK;T6; 4 M LG; | ALCOAUST |  | ALLOY B6101-T6 | PURCHASE AS REQUIRED | 1
9940 | DIE,CRIMPING TOOL | STEEL;HEX;10.4 MM AF;FOR COPPER BASED LUGS ONTO 19/1.78 COPPER CONDUCTOR; U/W UTILUX COMPRESSION TOOL NO.38A OR EQUIV;PACK OF 1,PACK WEIGHT0.26 KG; | LEGEND | LEGEND POWER SYSTEMS | HT130-C-50 | CURRENT | 2
9940 | DIE,CRIMPING TOOL | STEEL;HEX;10.4 MM AF;FOR COPPER BASED LUGS ONTO 19/1.78 COPPER CONDUCTOR; U/W UTILUX COMPRESSION TOOL NO.38A OR EQUIV;PACK OF 1,PACK WEIGHT0.26 KG; | TECONN | TE CONNECTIVITY LTD | 38-104CU/1 | CURRENT | 1
9940 | DIE,CRIMPING TOOL | STEEL;HEX;10.4 MM AF;FOR COPPER BASED LUGS ONTO 19/1.78 COPPER CONDUCTOR; U/W UTILUX COMPRESSION TOOL NO.38A OR EQUIV;PACK OF 1,PACK WEIGHT0.26 KG; | CABLACES | CABLACES | HT130-C-50 | CURRENT | 2
9942 | DIE,CRIMPING TOOL | STEEL;HEX;17.8 MM AF;FOR BIMETAL TYPE LUGS ONTO 7/3.75 MM AAC (MARS); U/W UTILUX COMPRESSION TOOL NO.38A OR EQUIV;PACK OF 1,PACK WEIGHT 0.019 KG; | SPECFORC | SPECIALISED FORCE | 12T-17.8AFAL | CURRENT | 2
9942 | DIE,CRIMPING TOOL | STEEL;HEX;17.8 MM AF;FOR BIMETAL TYPE LUGS ONTO 7/3.75 MM AAC (MARS); U/W UTILUX COMPRESSION TOOL NO.38A OR EQUIV;PACK OF 1,PACK WEIGHT 0.019 KG; | PLP AUST | PREFORMED LINE PRODUCTS (AUST) | EPCDA178AF | CURRENT | 2
9942 | DIE,CRIMPING TOOL | STEEL;HEX;17.8 MM AF;FOR BIMETAL TYPE LUGS ONTO 7/3.75 MM AAC (MARS); U/W UTILUX COMPRESSION TOOL NO.38A OR EQUIV;PACK OF 1,PACK WEIGHT 0.019 KG; | TECONN | TE CONNECTIVITY LTD | 38-178AL/1 | CURRENT | 1
9943 | TERMINAL,LUG | EYE TYPE,BI-METAL,CRIMP CONNECTION;FOR 50 SQ MM,7/3.00 MM AAC (LIBRA);M12 STUD SIZE;PACK OF 100,PACK WEIGHT 5 KG; | TECONN | TE CONNECTIVITY LTD | BG50M12/1 | CURRENT | 1
9943 | TERMINAL,LUG | EYE TYPE,BI-METAL,CRIMP CONNECTION;FOR 50 SQ MM,7/3.00 MM AAC (LIBRA);M12 STUD SIZE;PACK OF 100,PACK WEIGHT 5 KG; | LEGEND | LEGEND POWER SYSTEMS | BL50-12 | CURRENT | 2
9943 | TERMINAL,LUG | EYE TYPE,BI-METAL,CRIMP CONNECTION;FOR 50 SQ MM,7/3.00 MM AAC (LIBRA);M12 STUD SIZE;PACK OF 100,PACK WEIGHT 5 KG; | PLP AUST | PREFORMED LINE PRODUCTS (AUST) | EPTB-50-13.2AF-M12 | CURRENT | 2
9944 | TERMINAL,LUG | EYE TYPE,BI-METAL,CRIMP CONNECTION; FOR 95 SQ MM,7/3.75 MM AAC (MARS);M12 STUD SIZE;PACK OF 30,PACK WEIGHT 3 KG; USE DIE STOCK CODE 11084; | LEGEND | LEGEND POWER SYSTEMS | BL95-12 | CURRENT | 1
9944 | TERMINAL,LUG | EYE TYPE,BI-METAL,CRIMP CONNECTION; FOR 95 SQ MM,7/3.75 MM AAC (MARS);M12 STUD SIZE;PACK OF 30,PACK WEIGHT 3 KG; USE DIE STOCK CODE 11084; | PLP AUST | PREFORMED LINE PRODUCTS (AUST) | EPTB-95-17.3AF-M12 | CURRENT | 2
9945 | TERMINAL,LUG | EYE TYPE,BI-METAL,CRIMP CONNECTION;FOR 120 SQ MM,7/4.75 MM AAC (MOON);M12 STUD SIZE;USE DIE STOCK CODE 17197;PACK OF 25 PACK WEIGHT 2.5 KG; | TYCO | TYCO | BG120M12/1 | CURRENT | 1
9945 | TERMINAL,LUG | EYE TYPE,BI-METAL,CRIMP CONNECTION;FOR 120 SQ MM,7/4.75 MM AAC (MOON);M12 STUD SIZE;USE DIE STOCK CODE 17197;PACK OF 25 PACK WEIGHT 2.5 KG; | PLP AUST | PREFORMED LINE PRODUCTS (AUST) | EPTB-120-17.3AF-M12 | CURRENT | 2
9946 | TERMINAL,LUG | EYE TYPE,BI-METAL,CRIMP CONNECTION;FOR 240 SQ MM AL U/G CABLE & 240 SQ MM COMPACTED AL U/G CABLE;M12 STUD SIZE PACK OF 25;U/W DIE STOCK CODE 02143; | TECONN | TE CONNECTIVITY LTD | BG240M12/1 | CURRENT | 1
9946 | TERMINAL,LUG | EYE TYPE,BI-METAL,CRIMP CONNECTION;FOR 240 SQ MM AL U/G CABLE & 240 SQ MM COMPACTED AL U/G CABLE;M12 STUD SIZE PACK OF 25;U/W DIE STOCK CODE 02143; | PLP AUST | PREFORMED LINE PRODUCTS (AUST) | EPTB-240-28.5AF-M12 | CURRENT | 2
9951 | SWITCH ISOLATOR. | 660 V;630 AMP;SP;SWITCH UNIT;LV OUTDOOR; 2 HOLE PALMS TO SUIT M12 LUGS;C/W 2 OFF M12 X 40 SS BOLT NUT & WASHERS;PACK OF 3 ,PALLET OF 81,PALLET WEIGHT 600 KG; | NGK | NGK STANGER PTY LTD | NZ4284EXP/2 | CURRENT | 1
9952 | CABLE,POWER,ELECTRICAL | 110 KV;300 SQ MM;SEGMENTAL HOLLOW CORE; ALUMINIUM CONDUCTOR;SINGLE CORE;OIL FILLED,PAPER INSULATED,PLAIN ALUMINIUM SHEATH,PVC OUTER SHEATH;DIELECTRIC | SPRECHER | SPRECHER + SCHUH | CABLE,POWER,300 SQ MM ALUM | STRATEGIC SPARE | 2
9954 | TERMINATION,ELECTRICAL POWER CABLE | 110 KV;OIL IMMERSED;SINGLE PHASE;FOR 300 SQ MM,SEGMENTAL,HOLLOW CORE,ALUMINIUM CONDUCTOR,OIL FILLED,PAPER INSULATED CABLE;CAST RESIN;W/INSULATING SECTION; | SPRECHER | SPRECHER + SCHUH | DWG NO 01-2739-110B | STRATEGIC SPARE | 2
9954 | TERMINATION,ELECTRICAL POWER CABLE | 110 KV;OIL IMMERSED;SINGLE PHASE;FOR 300 SQ MM,SEGMENTAL,HOLLOW CORE,ALUMINIUM CONDUCTOR,OIL FILLED,PAPER INSULATED CABLE;CAST RESIN;W/INSULATING SECTION; | AEGKABEL |  | DWG NO 01-2739-110B | STRATEGIC SPARE | 1
9955 | CABLE,POWER,ELECTRICAL | 110 KV;400 SQ MM;COPPER CONDUCTOR; 3 CORE;OIL FILLED,PAPER INSULATED, SPIRAL OIL DUCTS,CORRUGATED ALUMINIUM SHEATH PVC OUTER SHEATH;DIELECTRIC | MITSBISH | MITSUBISHI | CABLE,POWER,400 SQ MM | STRATEGIC SPARE | 2
9955 | CABLE,POWER,ELECTRICAL | 110 KV;400 SQ MM;COPPER CONDUCTOR; 3 CORE;OIL FILLED,PAPER INSULATED, SPIRAL OIL DUCTS,CORRUGATED ALUMINIUM SHEATH PVC OUTER SHEATH;DIELECTRIC | DAINICHI |  | CABLE,POWER 400 SQ MM | STRATEGIC SPARE | 1
9956 | JOINT,ELECTRICAL POWER CABLE | 110 KV;FOR 400 SQ MM,COPPER CONDUCTOR, 3 CORE,OIL FILLED PAPER INSULATED CABLE; STRAIGHT TYPE;COPPER SLEEVE,FIBRE GLASS OUTER BOX;FOR U/W CABLE | MITSBISH | MITSUBISHI | DWG J179A JI21011 | STRATEGIC SPARE | 2
9956 | JOINT,ELECTRICAL POWER CABLE | 110 KV;FOR 400 SQ MM,COPPER CONDUCTOR, 3 CORE,OIL FILLED PAPER INSULATED CABLE; STRAIGHT TYPE;COPPER SLEEVE,FIBRE GLASS OUTER BOX;FOR U/W CABLE | DAINICHI |  | DWG J179A JI21011 | STRATEGIC SPARE | 1
9957 | JOINT,ELECTRICAL POWER CABLE | 110 KV;FOR 400 SQ MM,COPPER CONDUCTOR, 3 CORE,OIL FILLED PAPER INSULATED CABLE STOP TYPE;COPPER SLEEVE,FIBRE GLASS OUTER BOX;FOR U/W CABLE STOCK CODE | MITSBISH | MITSUBISHI | DWG 180B JI21010 | STRATEGIC SPARE | 2
9957 | JOINT,ELECTRICAL POWER CABLE | 110 KV;FOR 400 SQ MM,COPPER CONDUCTOR, 3 CORE,OIL FILLED PAPER INSULATED CABLE STOP TYPE;COPPER SLEEVE,FIBRE GLASS OUTER BOX;FOR U/W CABLE STOCK CODE | DAINICHI |  | DWG 180B JI21010 | STRATEGIC SPARE | 1
9958 | TERMINATION,ELECTRICAL POWER CABLE | 110 KV;OUTDOOR;SINGLE PHASE;FOR 400 SQ MM,COPPER CONDUCTOR,3 CORE,OIL FILLED,PAPER INSULATED CABLE; PORCELAIN;W/CONDENSER ROLL;FOR U/W | MITSBISH | MITSUBISHI | DWG NO E158B-J12072 | STRATEGIC SPARE | 2
9958 | TERMINATION,ELECTRICAL POWER CABLE | 110 KV;OUTDOOR;SINGLE PHASE;FOR 400 SQ MM,COPPER CONDUCTOR,3 CORE,OIL FILLED,PAPER INSULATED CABLE; PORCELAIN;W/CONDENSER ROLL;FOR U/W | DAINICHI |  | DWG NO E158B-J12072 | STRATEGIC SPARE | 1
9959 | BOX,TRIFURCATING,ELECTRICAL POWER CABLE | 110 KV;400 SQ MM,3 CORE,OIL FILLED,PAPER INSULATED CABLE;COPPER SLEEVE,FIBRE GLASS OUTER BOX;FOR U/W CABLE STOCK CODE 09955,SECURITY STOCK F805; | NIPPON |  | DWG E160A J12072 | STRATEGIC SPARE | 2
9959 | BOX,TRIFURCATING,ELECTRICAL POWER CABLE | 110 KV;400 SQ MM,3 CORE,OIL FILLED,PAPER INSULATED CABLE;COPPER SLEEVE,FIBRE GLASS OUTER BOX;FOR U/W CABLE STOCK CODE 09955,SECURITY STOCK F805; | DAINICHI |  | BOX,TRIFURCATING, | STRATEGIC SPARE | 1
9960 | TERM REMAKE MATERIAL,ELEC POWER CABLE | 110 KV;OUTDOOR;SINGLE PHASE;FOR 400 SQ MM,COPPER CONDUCTOR,3 CORE, OIL FILLED,PAPER INSULATED CABLE; PORCELAIN TYPE;DAINICHI NIPPON DWG NO | MITSBISH | MITSUBISHI | DWG NO E158B JI2072 | STRATEGIC SPARE | 2
9960 | TERM REMAKE MATERIAL,ELEC POWER CABLE | 110 KV;OUTDOOR;SINGLE PHASE;FOR 400 SQ MM,COPPER CONDUCTOR,3 CORE, OIL FILLED,PAPER INSULATED CABLE; PORCELAIN TYPE;DAINICHI NIPPON DWG NO | DAINICHI |  | DWG NO E158B JI2072 | STRATEGIC SPARE | 1
10293 | TRANSFORMER,CURRENT | MEASUREMENT,WINDOW TYPE;TOROIDAL; INDOOR;FOR METERING;660 V;800/5 AMP LONG RANGE TYPE T;CLASS 0.5S ;EXT 200: RATED OUTPUT 15 V;TO AS60044.1;PACK OF | TWS | TWS ENERGY CONTROLS | 240T85CL05S/EN | CURRENT | 2
10293 | TRANSFORMER,CURRENT | MEASUREMENT,WINDOW TYPE;TOROIDAL; INDOOR;FOR METERING;660 V;800/5 AMP LONG RANGE TYPE T;CLASS 0.5S ;EXT 200: RATED OUTPUT 15 V;TO AS60044.1;PACK OF | WFENERGY | WF ENERGY CONTROLS | 240T85CL05S/EN | CURRENT | 1
10296 | TRANSFORMER,CURRENT | MEASUREMENT,WINDOW TYPE;TOROIDAL; INDOOR;FOR METERING;660 V;200/5 AMP LONG RANGE TYPE S;CLASS 0.5S;EXT 200% 5 VA;TO AS60044.1;PACK OF 3,PACK WEIGHT | TWS | TWS ENERGY CONTROLS | 240S45CL05S/EN | CURRENT | 2
10296 | TRANSFORMER,CURRENT | MEASUREMENT,WINDOW TYPE;TOROIDAL; INDOOR;FOR METERING;660 V;200/5 AMP LONG RANGE TYPE S;CLASS 0.5S;EXT 200% 5 VA;TO AS60044.1;PACK OF 3,PACK WEIGHT | WFENERGY | WF ENERGY CONTROLS | 240S45CL05S/EN | CURRENT | 1
10370 | TERMINATION,ELECTRICAL POWER CABLE | 11 KV;OUTDOOR;SINGLE PHASE;FOR 630 SQ MM COPPER CONDUCTOR,SCREENED,PLYPVC; PORCELAIN;UJ MANUAL 2.402D;REFER TO STOCK CODE 15143 (OUTDOOR HEATSHRINK | CABUS | CABUS | DWG 7150E | MAINTENANCE STOCK | 1
10371 | TERMINATION,ELECTRICAL POWER CABLE | 11 KV;OUTDOOR;SINGLE PHASE;FOR 400 SQ MM COPPER CONDUCTOR,SCREENED,PLYPVC; PORCELAIN; | CABUS | CABUS | DWG 7150E | MAINTENANCE STOCK | 1
10379 | TERMINAL,LUG | STALK,COPPER CRIMP TYPE;FOR 25 SQ MM COPPER CONDUCTOR;12.7 MM DIA STALK; BAG OF 10;U/W 11 KV HEAT SHRINK POLE TERMINATION;PACK OF 1,PACK WEIGHT0.95 KG | LEGEND | LEGEND POWER SYSTEMS | CS25/12.7SE | CURRENT | 1
10379 | TERMINAL,LUG | STALK,COPPER CRIMP TYPE;FOR 25 SQ MM COPPER CONDUCTOR;12.7 MM DIA STALK; BAG OF 10;U/W 11 KV HEAT SHRINK POLE TERMINATION;PACK OF 1,PACK WEIGHT0.95 KG | CABLACES | CABLACES | CS25/12.7SE | CURRENT | 2
10380 | TERMINAL,LUG | STALK,COPPER CRIMP TYPE;FOR 95 SQ MM COPPER CONDUCTOR;12.7 MM DIA STALK; BAG OF 10;U/W 11 KV HEAT SHRINK POLE TERMINATION;PACK OF 1,PACK WEIGHT 400 G; | LEGEND | LEGEND POWER SYSTEMS | CS95/12.7SE | CURRENT | 1
10380 | TERMINAL,LUG | STALK,COPPER CRIMP TYPE;FOR 95 SQ MM COPPER CONDUCTOR;12.7 MM DIA STALK; BAG OF 10;U/W 11 KV HEAT SHRINK POLE TERMINATION;PACK OF 1,PACK WEIGHT 400 G; | UTILUX |  | H2334X03/1 | CURRENT | 2
10381 | CONNECTOR BAR,ELECTRICAL | SURGE DIVERTER CONNECTION & OPERATIONAL EARTH ATTACHMENT;TWISTED & TINNED COPPER BAR;25 MM X 6 MM;BAG OF 10;U/W 11 KV HEAT SHRINK POLE TERMINATIONS;UJ MANUAL | ENI | ENI INDUSTRIES PL | 84154 | CURRENT | 1
10386 | NUT,PLAIN,HEXAGON | BRASS;STD;M4;ISO M;Pack of 200 | HOBSON | HOBSON ENGINEERING CO PTY LTD 393904 | NHBRPCM04 | CURRENT | 1
10386 | NUT,PLAIN,HEXAGON | BRASS;STD;M4;ISO M;Pack of 200 | STATEWD | STATEWIDE FSTNERS & ENG SPLS PL | NBEM4 | CURRENT | 2
10389 | SWITCH FUSE GEAR | 12 KV;3 PHASE;2 SW;630 A NORMAL CURR;630 A BKG CAP;47 KA MKG CAP;1 FUSE SW;200 A NORM CURR;200 A BKG CURR;47 KA MKG CURR; 3 PHASE TRIP;OIL INSUL;O/D;EXT TO LHS OR | LUCY |  | FRMU 12 KV | PHASING | 1
10401 | ADHESIVE | CONTAINS 57% W/V LIQUID HYDROCARBONS, 8% W/V METHYL ETHYL KETONE;CEMENT;BONDS LAMINATED PLASTICS,METAL,WOOD,GLASS, LEATHER,ALUMINIUM,RUBBER,HARDBOARD | C&LTOOL | CALTCO T/A C&L TOOL CENTRE | 100044 | CURRENT | 2
10401 | ADHESIVE | CONTAINS 57% W/V LIQUID HYDROCARBONS, 8% W/V METHYL ETHYL KETONE;CEMENT;BONDS LAMINATED PLASTICS,METAL,WOOD,GLASS, LEATHER,ALUMINIUM,RUBBER,HARDBOARD | C&LTOOL | CALTCO T/A C&L TOOL CENTRE | 100043 | CURRENT | 1
10401 | ADHESIVE | CONTAINS 57% W/V LIQUID HYDROCARBONS, 8% W/V METHYL ETHYL KETONE;CEMENT;BONDS LAMINATED PLASTICS,METAL,WOOD,GLASS, LEATHER,ALUMINIUM,RUBBER,HARDBOARD | BLKWOODS | J BLACKWOOD & SON LTD | 04110909/100044 | CURRENT | 2
10401 | ADHESIVE | CONTAINS 57% W/V LIQUID HYDROCARBONS, 8% W/V METHYL ETHYL KETONE;CEMENT;BONDS LAMINATED PLASTICS,METAL,WOOD,GLASS, LEATHER,ALUMINIUM,RUBBER,HARDBOARD | SELLEYS |  | SKG100 | CURRENT | 2
10412 | PANEL TERMINAL,STREET LIGHTING | FOR MAJOR ROAD STREET LIGHT POLE; 330 MM X 70 MM PANEL SIZE;C/W APPROVED TERMINAL BLOCK,CIRCUIT BREAKER & DRIP SHIELD;PACK OF 20,PACK WEIGHT 6.25 KG; | FLOWLINE | FLOWLINE INDUSTRIES PTY LTD | ESQ064/1 | CURRENT | 1
10412 | PANEL TERMINAL,STREET LIGHTING | FOR MAJOR ROAD STREET LIGHT POLE; 330 MM X 70 MM PANEL SIZE;C/W APPROVED TERMINAL BLOCK,CIRCUIT BREAKER & DRIP SHIELD;PACK OF 20,PACK WEIGHT 6.25 KG; | MMELEC | MM ELECTRICAL MERCHANDISING | I3SLPMAJ-ROK | CURRENT | 2
10416 | SCREW,MACHINE | BRASS;RD HD,SLOT DRIVE;1/8 IN;BSW; 1 IN LG;BOX OF 200; | SUMMIT | SUMMIT GROUP | 6RIWB03025 | CURRENT | 1
10416 | SCREW,MACHINE | BRASS;RD HD,SLOT DRIVE;1/8 IN;BSW; 1 IN LG;BOX OF 200; | COVENTRY | COVENTRY FASTENERS QLD | 18X1BWBRRMT | CURRENT | 2
10422 | JOINT BOX,SWITCH FUSE GEAR. | FOR COUPLING TWO LUCY OIL-FILLED 12 KV RING MAIN UNITS;STD 425 MM LG COPPER LINKS & JOINTING MATERIALS;USED IN REGIONAL & METROPOLITAN AREAS; | LUCY |  | 3860044007 | STRATEGIC SPARE | 1
10423 | GLOVES,LEATHER. | MEN'S WELDING;FULL LENGTH REINFORCED PALM;BLUE BUTTHIDE KELVAR GAUNTLET; NOM 40 CM LG;FULLY LINED; | ATOMSUPP | ATOM SUPPLY | 90110040 | CURRENT | 2
10423 | GLOVES,LEATHER. | MEN'S WELDING;FULL LENGTH REINFORCED PALM;BLUE BUTTHIDE KELVAR GAUNTLET; NOM 40 CM LG;FULLY LINED; | ATOMSUPP | ATOM SUPPLY | 55040253 | CURRENT | 1
10428 | CLOTH,CLEANING | HVY DUTY NON-WOVEN POLYPROPYLENE FABRIC ;130 WIPES PER BOX;23 CM W X 42 CM LG; WIPING CLOTHS ABSORB FLUIDS QUICKLY & EFFECTIVELY; | ATOMSUPP | ATOM SUPPLY | 60014744 | CURRENT | 1
10428 | CLOTH,CLEANING | HVY DUTY NON-WOVEN POLYPROPYLENE FABRIC ;130 WIPES PER BOX;23 CM W X 42 CM LG; WIPING CLOTHS ABSORB FLUIDS QUICKLY & EFFECTIVELY; | BLKWOODS | J BLACKWOOD & SON LTD | 06763440/94222 | CURRENT | 2
10428 | CLOTH,CLEANING | HVY DUTY NON-WOVEN POLYPROPYLENE FABRIC ;130 WIPES PER BOX;23 CM W X 42 CM LG; WIPING CLOTHS ABSORB FLUIDS QUICKLY & EFFECTIVELY; | KIMCLARK |  | KC94222 | CURRENT | 2
10441 | ATTACHMENT,HELMET VISOR | NYLON;TO CLIP FACESHIELD VISOR TO SAFETY CAP OR HELMET;TO FIT PROTECTOR HH40 HELMET & HC43/HC71 CAPS; | BOC | BOC GASES | VH500 | CURRENT | 1
10441 | ATTACHMENT,HELMET VISOR | NYLON;TO CLIP FACESHIELD VISOR TO SAFETY CAP OR HELMET;TO FIT PROTECTOR HH40 HELMET & HC43/HC71 CAPS; | PROTECTR |  | FX-VH400 | CURRENT | 2
10442 | VISOR,FACESHIELD | POLYCARBONATE;HIGH VELOCITY IMPACT; TO FIT PROTECTOR FX-VH71 HELMET VISOR ATTACHMENT (STOCK CODE 10441); | BLKWOODS | J BLACKWOOD & SON LTD | 3788821 | CURRENT | 1
10442 | VISOR,FACESHIELD | POLYCARBONATE;HIGH VELOCITY IMPACT; TO FIT PROTECTOR FX-VH71 HELMET VISOR ATTACHMENT (STOCK CODE 10441); | BLKWOODS | J BLACKWOOD & SON LTD | 174250 | CURRENT | 2
10446 | SPRING,VOLUTE | Washer, M16/20, S/Steel Gde 316, Open Ends, 60mm OD Large End, 16.5mm ID Small End, 26 x 6mm, 1.8kN Compression Force, Dwg 01-04-03 (P100) | THOMARSH |  | EN149 | CURRENT | 1
10447 | SPRING,VOLUTE | Washer, M20/M24, S/Steel Gde 316, Open Ends, 32mm LG, 8mm W, 85mm OD Large End, 24.5mm ID Small End, 3.3kN Compression Force, Box of 100, Dwg 01-04-03 (scm) | HOBSON | HOBSON ENGINEERING CO PTY LTD 393904 | WV16PM24 | CURRENT | 1
10447 | SPRING,VOLUTE | Washer, M20/M24, S/Steel Gde 316, Open Ends, 32mm LG, 8mm W, 85mm OD Large End, 24.5mm ID Small End, 3.3kN Compression Force, Box of 100, Dwg 01-04-03 (scm) | THOMARSH |  | EN148 | CURRENT | 2
10484 | CROSSARM,METAL | STEEL;GALV;1990 MM LG; 75 MM X 75 MM X 6 MM THK;PACK OF 1,PACK WEIGHT 16 KG;USED FOR 11 KV EDO MTG; | ENERGEX | ENERGEX | STEEL;GALV;1800 MM LG; | PHASING | 2
10484 | CROSSARM,METAL | STEEL;GALV;1990 MM LG; 75 MM X 75 MM X 6 MM THK;PACK OF 1,PACK WEIGHT 16 KG;USED FOR 11 KV EDO MTG; | LIVINGST | LIVINGSTONE ENGINEERING | 10484 | PHASING | 1
10484 | CROSSARM,METAL | STEEL;GALV;1990 MM LG; 75 MM X 75 MM X 6 MM THK;PACK OF 1,PACK WEIGHT 16 KG;USED FOR 11 KV EDO MTG; | GREATWST |  | 10484 | PHASING | 2
10487 | CONNECTOR BAR,ELECTRICAL | SURGE DIVERTER CONNECTION;COPPER, HARD DRAWN;25 MM W,75 MM LG;;2 X 11 MM DIA HOLES;BAG OF 50,PACK WEIGHT 3 KG; SURGE FOR U/W LV DIVERTER TO EARTH | ENI | ENI INDUSTRIES PL | 84161 | CURRENT | 1
10487 | CONNECTOR BAR,ELECTRICAL | SURGE DIVERTER CONNECTION;COPPER, HARD DRAWN;25 MM W,75 MM LG;;2 X 11 MM DIA HOLES;BAG OF 50,PACK WEIGHT 3 KG; SURGE FOR U/W LV DIVERTER TO EARTH | GREATWST |  | 10487 | CURRENT | 2
10487 | CONNECTOR BAR,ELECTRICAL | SURGE DIVERTER CONNECTION;COPPER, HARD DRAWN;25 MM W,75 MM LG;;2 X 11 MM DIA HOLES;BAG OF 50,PACK WEIGHT 3 KG; SURGE FOR U/W LV DIVERTER TO EARTH | DRAWING | DRAWING NO | 2152-A4-REV B | CURRENT | 2
10488 | CONNECTOR BAR,ELECTRICAL | SURGE DIVERTER CONNECTION;COPPER, HARD DRAWN;25 MM W,100 MM LG; 2 HOLES 13 & 11 MM DIA;BAG OF 100, PACK WEIGHT 6.0 KG;U/W LV SURGE | ENI | ENI INDUSTRIES PL | 84158 | CURRENT | 1
10489 | CONNECTOR BAR,ELECTRICAL | SURGE DIVERTER CONNECTION;COPPER, HARD DRAWN;40 MM W,100 MM LG; 2 HOLES 12 & 18 MM DIA;FOR U/W LV SURGE DIVERTER TO TRANSFORMER BUSHING PALM; | ENI | ENI INDUSTRIES PL | 84163 | CURRENT | 1
10489 | CONNECTOR BAR,ELECTRICAL | SURGE DIVERTER CONNECTION;COPPER, HARD DRAWN;40 MM W,100 MM LG; 2 HOLES 12 & 18 MM DIA;FOR U/W LV SURGE DIVERTER TO TRANSFORMER BUSHING PALM; | STEELWAY |  | E10489 | CURRENT | 2
10490 | TUBING,PLASTICS,SPIRAL WRAP | PVC;BLACK;12.5 MM DIA;HELICAL PRE-SLIT; BOXES OF 25 M;USE FOR THE BINDING TOGETHER OF INSULATED CABLES; | CABLACES | CABLACES | SB12BK | CURRENT | 1
10490 | TUBING,PLASTICS,SPIRAL WRAP | PVC;BLACK;12.5 MM DIA;HELICAL PRE-SLIT; BOXES OF 25 M;USE FOR THE BINDING TOGETHER OF INSULATED CABLES; | LEGEND | LEGEND POWER SYSTEMS | SB12BK | CURRENT | 2
10496 | CIRCUIT BREAKER | OUTDOOR;BULK OIL;INOUE-DENKE;36 KV; 3 PHASE;800 AMP;25 KA BKG CAP;110 V DC SOLENOID;110 V DC TRIPPING; | INOUEDNK |  | 30TEO-150-S | PURCHASE AS REQUIRED | 1
10549 | HOOK,SUPPORT | J-HOOK;STEEL,STRUCTURAL GDE 250;GALV; 125 MM LG;AS1204 STEEL;BAG OF 10, PACK WEIGHT 10 KG;FOR M16 BOLT ON ATTACHMENT,FOR SERVICE TERMINATIONS; | HAYMAN | HAYMANS INDUSTRIES PTY LTD | 10549 | CURRENT | 1
10549 | HOOK,SUPPORT | J-HOOK;STEEL,STRUCTURAL GDE 250;GALV; 125 MM LG;AS1204 STEEL;BAG OF 10, PACK WEIGHT 10 KG;FOR M16 BOLT ON ATTACHMENT,FOR SERVICE TERMINATIONS; | SEWELFRG | GREG SEWELL FORGINGS PTY LTD | HOOK,SUPPORT. | CURRENT | 1
10551 | TAPE,INSULATION,ELECTRICAL | Adhesive Backed, PVC, Black, 19mm x 20m, 178mm Thk, Flame Retardant, Service Temp up to 80Deg C to UL510, AS1621.3, Pack of 200 | ATOMSUPP | ATOM SUPPLY | 236536 | CURRENT | 1
10551 | TAPE,INSULATION,ELECTRICAL | Adhesive Backed, PVC, Black, 19mm x 20m, 178mm Thk, Flame Retardant, Service Temp up to 80Deg C to UL510, AS1621.3, Pack of 200 | OMEGA | OMEGA | OME25BK | CURRENT | 2
10559 | BOLT,MACHINE | STEEL;GALV;HEX HD;M16;ISO M;160 MM LG; W/HEX NUT TO BE FITTED TO BOLT,FULL-SIZE SHANK | STATEWD | STATEWIDE FSTNERS & ENG SPLS PL | HBNGM16160 | CURRENT | 2
10560 | PROTECTOR,ELECTRICAL CABLE | EARTH GUARD;STEEL,GALV;375 MM LG;GROUND LEVEL COVER FOR EARTHWIRE & EARTH TEST POINT OF CONCRETE POLES;BUNDLE OF 10, PACK WEIGHT 2 KG; | HAYMAN | HAYMANS INDUSTRIES PTY LTD | 10560 | CURRENT | 1
10560 | PROTECTOR,ELECTRICAL CABLE | EARTH GUARD;STEEL,GALV;375 MM LG;GROUND LEVEL COVER FOR EARTHWIRE & EARTH TEST POINT OF CONCRETE POLES;BUNDLE OF 10, PACK WEIGHT 2 KG; | MEFCO | MEFCO AUSTRALIA PTY LTD SUNSHINE VIC | 10560 | CURRENT | 2
10567 | KEY SET,SOCKET HEAD SCREW | 13 Piece Allen Key set, Hex Drive, .050 - 3/8 in. | C&LTOOL | CALTCO T/A C&L TOOL CENTRE | BON12237 | CURRENT | 1
10567 | KEY SET,SOCKET HEAD SCREW | 13 Piece Allen Key set, Hex Drive, .050 - 3/8 in. | BLKWOODS | J BLACKWOOD & SON LTD | 03019917/WSIA | CURRENT | 2
10567 | KEY SET,SOCKET HEAD SCREW | 13 Piece Allen Key set, Hex Drive, .050 - 3/8 in. | UNBRAKO | UNBRAKO | AKSAF | CURRENT | 2
10569 | SCREWDRIVER SET,CROSS TIP AND FLAT TIP | FLAT TIP-STD,38 X 6.5,45 X 3,100 X 4,100 X 5,150 X 6-5,200 X 8 MM;FLAT TIP- INSULATED 150 X 5 MM,SQ BLADE 300 X 10 MM,TANG-THROUGH 250 X 10 MM; | STATEWD | STATEWIDE FSTNERS & ENG SPLS PL | S65750 | CURRENT | 2
10569 | SCREWDRIVER SET,CROSS TIP AND FLAT TIP | FLAT TIP-STD,38 X 6.5,45 X 3,100 X 4,100 X 5,150 X 6-5,200 X 8 MM;FLAT TIP- INSULATED 150 X 5 MM,SQ BLADE 300 X 10 MM,TANG-THROUGH 250 X 10 MM; | AMPLITUD | AMPLITUDE PTY LTD - 396777 | 55552 | CURRENT | 1
10569 | SCREWDRIVER SET,CROSS TIP AND FLAT TIP | FLAT TIP-STD,38 X 6.5,45 X 3,100 X 4,100 X 5,150 X 6-5,200 X 8 MM;FLAT TIP- INSULATED 150 X 5 MM,SQ BLADE 300 X 10 MM,TANG-THROUGH 250 X 10 MM; | STANLEY |  | S65750 | CURRENT | 2
10574 | BRACKET,INSULATOR | POLE TOP TYPE;STEEL;GALV;VERTICAL SUPPORT STYLE;SUITABLE FOR 33 KV PIN & POST INSULATORS;HOLE SIZE 26 MM; 450 MM LG;ANGLE 90 MM X 90 MM X 6 MM; | SEWELFRG | GREG SEWELL FORGINGS PTY LTD | 6157 | CURRENT | 1
10579 | TERMINATION,ELECTRICAL POWER CABLE | 33 KV;OUTDOOR;SINGLE PHASE;FOR 400 SQ MM COPPER CONDUCTOR,MIND PAPER INSULATED CABLE;PORCELAIN;W/O EXT CONNECTIONS;EXT CONNECTIONS STOCK CODE 11163 & 11165, | NZI |  | DWG D339-0560/A | MAINTENANCE STOCK | 1
10594 | CROSSARM,WOOD | HARDWOOD;1500 MM LG;100 MM X 100 MM;ELEC POWER DISTRIBUTION;(TYPE A) OHEW SUPPORT CONSTR;DRILLED;U/O ENERGEX CONSTRUCTION; BUNDLE OF 12; | DALEMYER | DALE MEYERS PTY LTD | HXD3100100FS150 | CURRENT | 1
10594 | CROSSARM,WOOD | HARDWOOD;1500 MM LG;100 MM X 100 MM;ELEC POWER DISTRIBUTION;(TYPE A) OHEW SUPPORT CONSTR;DRILLED;U/O ENERGEX CONSTRUCTION; BUNDLE OF 12; | COFFSHAR | COFFS HARBOUR TRADING | 10594 | CURRENT | 2
10595 | CROSSARM,WOOD | HARDWOOD;1500 MM LG;100 MM X 100 MM;ELEC POWER DISTRIBUTION;TYPE B OHEW SUPPORT CONSTR;DRILLED;U/O ENERGEX CONSTRUCTION; BUNDLE OF 12; | DALEMYER | DALE MEYERS PTY LTD | HXD3100100FS150 | PHASING | 1
10595 | CROSSARM,WOOD | HARDWOOD;1500 MM LG;100 MM X 100 MM;ELEC POWER DISTRIBUTION;TYPE B OHEW SUPPORT CONSTR;DRILLED;U/O ENERGEX CONSTRUCTION; BUNDLE OF 12; | COFFSHAR | COFFS HARBOUR TRADING | 10595 | PHASING | 2
10595 | CROSSARM,WOOD | HARDWOOD;1500 MM LG;100 MM X 100 MM;ELEC POWER DISTRIBUTION;TYPE B OHEW SUPPORT CONSTR;DRILLED;U/O ENERGEX CONSTRUCTION; BUNDLE OF 12; | DRILL | CROSSARM DRILL PATTERNS | 002H | PHASING | 2
10597 | CLAMP,STRAIN | Termination, ABC, 50/95mm2, 2 or 4 Core (P10) (scm) | MACLEAN | MACLEAN POWER PL - E15128 | ABCTC-5095L | CURRENT | 2
10597 | CLAMP,STRAIN | Termination, ABC, 50/95mm2, 2 or 4 Core (P10) (scm) | DULMISON | DULMISON (AUST) PTY LTD | ABCTC-5095L | CURRENT | 2
10597 | CLAMP,STRAIN | Termination, ABC, 50/95mm2, 2 or 4 Core (P10) (scm) | SICAME | SICAME AUSTRALIA PTY LTD | PA11/1SRER | CURRENT | 1
10598 | CLAMP,SUSPENSION,ELEC CONDUCTOR | STRAIGHT-LINE;LV ABC CABLE;FULLY SUPPORTED;4 X 95 SQ MM;15 DEG DEVIATION; BOX OF 20,PACK WEIGHT 7.0 KG; | TEN | THE ENERGY NETWORK | ABCSC-495 | CURRENT | 1
10598 | CLAMP,SUSPENSION,ELEC CONDUCTOR | STRAIGHT-LINE;LV ABC CABLE;FULLY SUPPORTED;4 X 95 SQ MM;15 DEG DEVIATION; BOX OF 20,PACK WEIGHT 7.0 KG; | SICAME | SICAME AUSTRALIA PTY LTD | SC495 | CURRENT | 2
10598 | CLAMP,SUSPENSION,ELEC CONDUCTOR | STRAIGHT-LINE;LV ABC CABLE;FULLY SUPPORTED;4 X 95 SQ MM;15 DEG DEVIATION; BOX OF 20,PACK WEIGHT 7.0 KG; | DULMISON | DULMISON (AUST) PTY LTD | IBSC495 | CURRENT | 2
10599 | PLATE,YOKE,ELECTRICAL CONDUCTOR SUPPORT. | ANGLE SUSPENSION;RECT;STEEL,MILD;GALV; ABC CABLE;BAGS OF 10,PACK WEIGHT 5 KG; U/W 2 CLAMPS,SUSPENSION STOCK CODE10598; USE WITH LVABC; | HAYMAN | HAYMANS INDUSTRIES PTY LTD | 10599 | CURRENT | 1
10599 | PLATE,YOKE,ELECTRICAL CONDUCTOR SUPPORT. | ANGLE SUSPENSION;RECT;STEEL,MILD;GALV; ABC CABLE;BAGS OF 10,PACK WEIGHT 5 KG; U/W 2 CLAMPS,SUSPENSION STOCK CODE10598; USE WITH LVABC; | MEFCO | MEFCO AUSTRALIA PTY LTD SUNSHINE VIC | 10599 | CURRENT | 1
10603 | CLAMP,CABLE | IPC LVABC Connector, 16-95mm2 Main, 6-35mm2 Tap, Insulated Cu or Al, M8 Bolt c/w Yellow Shear-off Indicator Tag & S/Steel Fasteners, Pack of 12 | SICAME | SICAME AUSTRALIA PTY LTD | TTD151XFAPE | CURRENT | 1
10603 | CLAMP,CABLE | IPC LVABC Connector, 16-95mm2 Main, 6-35mm2 Tap, Insulated Cu or Al, M8 Bolt c/w Yellow Shear-off Indicator Tag & S/Steel Fasteners, Pack of 12 | DULMISON | DULMISON (AUST) PTY LTD | P2X95USI | CURRENT | 2
10604 | CLAMP,PARALLEL,ELECTRICAL CONNECTOR. | INSULATION PIERCING;MAIN 35-95 SQ MM ABC ;TAP 35-95 SQ MM ABC;C/W 1 BOLT; C/W YELLOW SHEAR INDICATOR WASHER; PACK OF 12,PACK WEIGHT 2.0 KG;REFER | SICAME | SICAME AUSTRALIA PTY LTD | TTD201XFAPE | CURRENT | 1
10604 | CLAMP,PARALLEL,ELECTRICAL CONNECTOR. | INSULATION PIERCING;MAIN 35-95 SQ MM ABC ;TAP 35-95 SQ MM ABC;C/W 1 BOLT; C/W YELLOW SHEAR INDICATOR WASHER; PACK OF 12,PACK WEIGHT 2.0 KG;REFER | DULMISON | DULMISON (AUST) PTY LTD | P3X95SI | CURRENT | 2
10607 | STUD,CONTINUOUS THREAD. | STAINLESS STEEL GDE 316;M12;ISO M; 75 MM LG;W/2 STAINLESS STEEL HEX NUTS & 1 SPRING WASHER,ASSEMBLED; ;FIRST USED AS | SUMMIT | SUMMIT GROUP | 6SAS412075 | CURRENT | 1
10607 | STUD,CONTINUOUS THREAD. | STAINLESS STEEL GDE 316;M12;ISO M; 75 MM LG;W/2 STAINLESS STEEL HEX NUTS & 1 SPRING WASHER,ASSEMBLED; ;FIRST USED AS | STATEWD | STATEWIDE FSTNERS & ENG SPLS PL | SSS4M1275 | CURRENT | 2
10609 | CROSSARM,WOOD | HARDWOOD;2700 MM LG;150 MM X 100 MM;ELEC POWER DISTRIBUTION;11S/M,11T/M,11XS/M, 11T,11S,11TZ,11SZ,11TT,11TS,33T,33S,33TZ ,33SZ,33TT,33TS CONSTR;DRILLED;U/O | DALEMYER | DALE MEYERS PTY LTD | HXD3150100FS270 | CURRENT | 1
10609 | CROSSARM,WOOD | HARDWOOD;2700 MM LG;150 MM X 100 MM;ELEC POWER DISTRIBUTION;11S/M,11T/M,11XS/M, 11T,11S,11TZ,11SZ,11TT,11TS,33T,33S,33TZ ,33SZ,33TT,33TS CONSTR;DRILLED;U/O | COFFSHAR | COFFS HARBOUR TRADING | 10609 | CURRENT | 2
10609 | CROSSARM,WOOD | HARDWOOD;2700 MM LG;150 MM X 100 MM;ELEC POWER DISTRIBUTION;11S/M,11T/M,11XS/M, 11T,11S,11TZ,11SZ,11TT,11TS,33T,33S,33TZ ,33SZ,33TT,33TS CONSTR;DRILLED;U/O | ENERGEX | ENERGEX | CROSSARM 2700 MM LG HARDWOOD | CURRENT | 2
10624 | CIRCUIT BREAKER | INDOOR/WITHDRAWABLE;AIR;NILSEN;433 V AC; 3 PHASE;3150 AMP;63 KA BKG CAP;MAN CHRG SPRING;32 V DC TRIPPING; | NILSEN |  | NAB1/31D | PHASING | 1
10625 | CIRCUIT BREAKER | INDOOR/WITHDRAWABLE;AIR;NILSEN;433 V AC; 3 PHASE;1600 AMP;50 KA BKG CAP;MAN CHRG SPRING;32 V DC TRIPPING; | NILSEN |  | NAB1/16D | STRATEGIC SPARE | 1
10636 | BLADE,HAND HACKSAW | HSF;SHATTERPROOF BI-METAL;REGULAR TEETH ;18 TPI;0.65 MM THK;300 MM LG,13 MM W; BOX OF 100,PACK OF 10; | ATOMSUPP | ATOM SUPPLY | 2335001 | CURRENT | 1
10636 | BLADE,HAND HACKSAW | HSF;SHATTERPROOF BI-METAL;REGULAR TEETH ;18 TPI;0.65 MM THK;300 MM LG,13 MM W; BOX OF 100,PACK OF 10; | CNWPL | CNW PL - SLACKS CREEK | ECLPN8700002 | CURRENT | 2
10636 | BLADE,HAND HACKSAW | HSF;SHATTERPROOF BI-METAL;REGULAR TEETH ;18 TPI;0.65 MM THK;300 MM LG,13 MM W; BOX OF 100,PACK OF 10; | ECLIPSE |  | RS 300.12.18 | CURRENT | 2
10637 | BLADE,HAND HACKSAW | HSF;SHATTERPROOF BI-METAL;REGULAR TEETH ;24 TPI;0.65 MM THK;300 MM LG,13 MM W; BOX OF 100,PACK OF 10; | CNWPL | CNW PL - SLACKS CREEK | 7251-24 | CURRENT | 1
10637 | BLADE,HAND HACKSAW | HSF;SHATTERPROOF BI-METAL;REGULAR TEETH ;24 TPI;0.65 MM THK;300 MM LG,13 MM W; BOX OF 100,PACK OF 10; | CNWPL | CNW PL - SLACKS CREEK | ECLPN87000011 | CURRENT | 2
10637 | BLADE,HAND HACKSAW | HSF;SHATTERPROOF BI-METAL;REGULAR TEETH ;24 TPI;0.65 MM THK;300 MM LG,13 MM W; BOX OF 100,PACK OF 10; | ECLIPSE |  | RS 300.12.24 | CURRENT | 2
10638 | DISK,SOLID,PLAIN | STEEL REINFORCED CONCRETE;600 MM DIA; 75 MM THK;W/TWO GALV LIFTING HANDLES; PACK WEIGHT - 52 KG;FOR MONOPOLE FOUNDATION; | AMATROC | ROCLA CONCRETE POLES | DISK,600 MM DIA | CURRENT | 1
10639 | DISK,SOLID,PLAIN | STEEL REINFORCED CONCRETE;850 MM DIA; 100 MM THK;W/ONE GALV LIFTING HANDLE;TO BE PACKED 3 PER PALLET SEPERATED BY CHOCKS TO AVOID DAMAGE TO HANDLE | AMATROC | ROCLA CONCRETE POLES | DISK,850 MM DIA | CURRENT | 1
10678 | JUNCTION BOX. | Adaptable, 211 x 108 x 81mm, Rigid PVC, Grey, Rect, Multi-Way, Surface Mtd, Screwed Lid c/w Sealing Gasket, Pack of 5 | REXEL | REXEL PTY LTD | CLI265/5GY | PURCHASE AS REQUIRED | 1
10678 | JUNCTION BOX. | Adaptable, 211 x 108 x 81mm, Rigid PVC, Grey, Rect, Multi-Way, Surface Mtd, Screwed Lid c/w Sealing Gasket, Pack of 5 | CLIPSAL | GERARD INDUSTRIES QLD DIVSN P/L | CLI265/5GRY | PURCHASE AS REQUIRED | 2
10680 | TAPE,INSULATION,ELECTRICAL | ADHESIVE BACKED;PVC,WHITE;19 MM W;20 M LG;.178 MM THK;FLAME RETARDANT,SERVICE TEMP (UP TO 80 DEG C WHEN TESTED TO UL510;AS1621.3;PACK OF 200,PACK WEIGHT | ATOMSUPP | ATOM SUPPLY | 236540 | CURRENT | 1
10680 | TAPE,INSULATION,ELECTRICAL | ADHESIVE BACKED;PVC,WHITE;19 MM W;20 M LG;.178 MM THK;FLAME RETARDANT,SERVICE TEMP (UP TO 80 DEG C WHEN TESTED TO UL510;AS1621.3;PACK OF 200,PACK WEIGHT | OMEGA | OMEGA | OME25WH | CURRENT | 2
10701 | RIVET,BLIND | 5/16 IN BODY LG;TRUSS HD;1/8 IN HD DIA; | SUMMIT | SUMMIT GROUP | 11NPG155-10701 | CURRENT | 1
10701 | RIVET,BLIND | 5/16 IN BODY LG;TRUSS HD;1/8 IN HD DIA; | COVENTRY | COVENTRY FASTENERS QLD | AS4-3 | CURRENT | 2
10738 | REGULATOR,STEP VOLTAGE | 11 KV;SINGLE PHASE;50 HZ;200 AMP;ONAN; + OR - 10%;32 STEPS OF .625%;GROUND OR POLE MTG;HV BUSHINGS;C/W DEMAND AMMETER KIT & 7.3 M CONTROL CABLE; | GE(USA) | GENERAL ELECTRIC (USA) | TYPE VR1 | PHASING | 1
10739 | REGULATOR,STEP VOLTAGE | 11 KV;SINGLE PHASE;50 HZ;100 AMP;ONAN; + OR - 10%;32 STEPS OF .625%;POLE MTG; HV BUSHINGS; | MCGRAWED |  | REGULATOR,STEP SINGLE PHASE | STRATEGIC SPARE | 1
10740 | REGULATOR,STEP VOLTAGE | 11 KV;SINGLE PHASE;50 HZ;100 AMP;ONAN; + OR - 10%;32 STEPS OF .625%;POLE MTG; HV BUSHINGS; | GE(USA) | GENERAL ELECTRIC (USA) | TYPE ML32 | PHASING | 1
10744 | TRANSFORMER,EARTHING | 11 KV;3 PHASE;50 HZ;ONAN;INTERCONNECTED STAR;2500 AMP FOR 3 SEC;7 OHMS PER PHASE ; | GECAEIHE |  | TRANSFORMER,11 KV 3 PHASE | STRATEGIC SPARE | 1
10744 | TRANSFORMER,EARTHING | 11 KV;3 PHASE;50 HZ;ONAN;INTERCONNECTED STAR;2500 AMP FOR 3 SEC;7 OHMS PER PHASE ; | WILSELEC |  | TRANSFORMER 11 KV 3 PH | STRATEGIC SPARE | 2
10749 | POLE STUB,CONCRETE | REINFORCED;202 MM OD;2100 MM O/A LG; 59 KN;ITEM CB1; | AMATROC | ROCLA CONCRETE POLES | POLE STUB 202 MM | PURCHASE AS REQUIRED | 1
10750 | POLE STUB,CONCRETE | REINFORCED;255 MM OD;2300 MM O/A LG; 112 KN;ITEM CB2;TO SUIT GALV STEEL SLEEVE S2;FOR TIMBER POLE RE-BUTTING; | AMATROC | ROCLA CONCRETE POLES | POLE STUB 255 MM | PURCHASE AS REQUIRED | 1
10751 | POLE STUB,CONCRETE | REINFORCED;306 MM OD;2700 MM O/A LG; 145 KN;ITEM CB3;TO SUIT GALV STEEL SLEEVE S3;FOR TIMBER POLE RE-BUTTING; | AMATROC | ROCLA CONCRETE POLES | POLE STUB 306 MM | PURCHASE AS REQUIRED | 1
10752 | POLE STUB,CONCRETE | REINFORCED;338 MM OD;2700 MM O/A LG; 204 KN;ITEM CB4;TO SUIT GALV STEEL SLEEVE S4;FOR TIMBER POLE RE-BUTTING; | AMATROC | ROCLA CONCRETE POLES | POLE STUB 338 MM | PURCHASE AS REQUIRED | 1
10753 | POLE STUB,CONCRETE | REINFORCED;388 MM OD;3000 MM O/A LG; 249 KN;ITEM CB5;TO SUIT GALV STEEL SLEEVE S5;FOR TIMBER POLE RE-BUTTING, | AMATROC | ROCLA CONCRETE POLES | POLE STUB 388 MM | PURCHASE AS REQUIRED | 1
10800 | TAPE,INSULATION,ELECTRICAL | ADHESIVE BACKED;PVC,BLUE;19 MM W;20 M LG .178 MM THK;FLAME RETARDANT,SERVICE TEMP (UP TO 80 DEG C WHEN TESTED TO UL510; AS1621.3;PACK OF 200; | ATOMSUPP | ATOM SUPPLY | 236537 | CURRENT | 1
10800 | TAPE,INSULATION,ELECTRICAL | ADHESIVE BACKED;PVC,BLUE;19 MM W;20 M LG .178 MM THK;FLAME RETARDANT,SERVICE TEMP (UP TO 80 DEG C WHEN TESTED TO UL510; AS1621.3;PACK OF 200; | OMEGA | OMEGA | OME25BL | CURRENT | 2
10801 | TAPE,INSULATION,ELECTRICAL | ADHESIVE BACKED;PVC,RED;19 MM W;20 M LG; .178 MM THK;FLAME RETARDANT SERVICE TEMP (UP TO 80 DEG C WHEN TESTED TO UL510; AS1621.3;PACK OF 200; | ATOMSUPP | ATOM SUPPLY | 236539 | CURRENT | 1
10801 | TAPE,INSULATION,ELECTRICAL | ADHESIVE BACKED;PVC,RED;19 MM W;20 M LG; .178 MM THK;FLAME RETARDANT SERVICE TEMP (UP TO 80 DEG C WHEN TESTED TO UL510; AS1621.3;PACK OF 200; | OMEGA | OMEGA | OME25RD | CURRENT | 2
10819 | CABLE,POWER,ELECTRICAL | 33 KV;400 SQ MM;COPPER CONDUCTOR;SINGLE CORE;(PLYHDPE);AS1026;500 M,DRUM SIZE SHALL NOT EXCEED 2400 DIA,1250 W OR 5.0 TONNES W/O ENERGEX ACCEPTANCE,108 MM | OLEX | OLEX AUSTRALIA PTY LTD | KTRP28RP001CXAA | PHASING | 1
10851 | SHADOW BOARD. | FOR MTG SPECIALISED TOOLS & ELECTRICAL EQUIPMENT;915 MM W,1370 MM H;BLACK ACRYLIC;FOR SUBSTATIONS (LARGE TYPE); | ENERGEX | ENERGEX | SHADOW BOARD 915 MM W | CURRENT | 1
10852 | ANCHOR,MASONRY | COMPRISING ANCHOR,W/TEMPORARY NYLON BOLT ;W/FINS TO GROUND ANCHOR;50 KN MAX LOADING HOR;PACK OF 5,FOR USE IN CONCRETE FLOORS; | HAYMAN | HAYMANS INDUSTRIES PTY LTD | 10852 | CURRENT | 1
10852 | ANCHOR,MASONRY | COMPRISING ANCHOR,W/TEMPORARY NYLON BOLT ;W/FINS TO GROUND ANCHOR;50 KN MAX LOADING HOR;PACK OF 5,FOR USE IN CONCRETE FLOORS; | STEELWAY |  | E10852 | CURRENT | 2
10857 | HOLDER,PLAN. | ALUMINIUM;400 MM LG,100 MM W;W/MTG BRACKETS;FOR USE IN SUBSTATIONS; | ERGON | ERGON ENERGY | HOLDER PLAN | CURRENT | 1
10858 | HOLDER,CARD-LABEL | STEEL;PAINTED WHITE;65 MM LG,25 MM H, 15 MM W;PACK OF 10;FOR PILOT CABLE TERMINATIONS; | ENERGEX | ENERGEX | HOLDER,CARD WHITE | PURCHASE AS REQUIRED | 1
10869 | NUT,SELF-LOCKING,GANG CHANNEL | STEEL,RD;ZINC-PLATED;M8;ISO M;W/SHORT SPRING & SERRATED GROOVED HD;BOX OF 100, PACK WEIGHT 4.10 KG; | EZYSTRUT | EZYSTRUT CABLE & PIPE SUPPORTS | E4007Z | CURRENT | 1
10876 | RELAY,FEEDER DIFFERENTIAL. | FD;5 AMP;2 NO SR CONT;1 HR FLAG;SCREW TERM;VEDETTE DO CASE;FLUSH MTG;BS142; ORDER ON PROT.DEPT APPROVAL ONLY; | REYROLLE |  | SOLKOR RF VEDETTE DO CSE | PHASING | 1
10885 | NUT,SELF-LOCKING,GANG CHANNEL | STEEL,RD;ZINC PLATED;M12;ISO M;W/LONG SPRING & SERRATED GROOVED HD;PACK OF 100,PACK WEIGHT 4.10 KG; | EZYSTRUT | EZYSTRUT CABLE & PIPE SUPPORTS | E1010Z | CURRENT | 1
10886 | TERMINAL,LUG | DRILLED PALM,TINNED COPPER,CRIMP TYPE; FOR 25 SQ MM,19/1.35 MM COPPER CONDUCTOR;FOR M12 BOLT SIZE;PACK OF 50, PACK WEIGHT0.6 KG;FOR URD PILLARS; | LEGEND | LEGEND POWER SYSTEMS | CAL25-12 | CURRENT | 2
10886 | TERMINAL,LUG | DRILLED PALM,TINNED COPPER,CRIMP TYPE; FOR 25 SQ MM,19/1.35 MM COPPER CONDUCTOR;FOR M12 BOLT SIZE;PACK OF 50, PACK WEIGHT0.6 KG;FOR URD PILLARS; | MACLEAN | MACLEAN POWER PL - E15128 | TL-4R12 | CURRENT | 2
10886 | TERMINAL,LUG | DRILLED PALM,TINNED COPPER,CRIMP TYPE; FOR 25 SQ MM,19/1.35 MM COPPER CONDUCTOR;FOR M12 BOLT SIZE;PACK OF 50, PACK WEIGHT0.6 KG;FOR URD PILLARS; | PLP AUST | PREFORMED LINE PRODUCTS (AUST) | EPTCU-25-7.7AF-M12 | CURRENT | 2
10886 | TERMINAL,LUG | DRILLED PALM,TINNED COPPER,CRIMP TYPE; FOR 25 SQ MM,19/1.35 MM COPPER CONDUCTOR;FOR M12 BOLT SIZE;PACK OF 50, PACK WEIGHT0.6 KG;FOR URD PILLARS; | TECONN | TE CONNECTIVITY LTD | CG25M12/50 | CURRENT | 1
10887 | TERMINAL,LUG | LONG BARREL,UNDRILLED SEALED PALM,COPPER ,CRIMP TYPE;FOR 400 SQ MM COPPER CONDUCT OR;44 MM LG BARREL;FOR U/W HEAT SHRINKABLE TERMINATIONS,UJ MAN 2.002D; | LEGEND | LEGEND POWER SYSTEMS | CAL400 | CURRENT | 1
10887 | TERMINAL,LUG | LONG BARREL,UNDRILLED SEALED PALM,COPPER ,CRIMP TYPE;FOR 400 SQ MM COPPER CONDUCT OR;44 MM LG BARREL;FOR U/W HEAT SHRINKABLE TERMINATIONS,UJ MAN 2.002D; | CABLACES | CABLACES | CAL400 | CURRENT | 2
10888 | TERMINAL,LUG | LONG BARREL,UNDRILLED SEALED PALM TINNED ,COPPER,CRIMP TYPE;FOR 630 SQ MM COPPER CONDUCTOR;56 MM LG BARREL;FOR U/W HEAT SHRINKABLE TERMINATIONS,UJ MAN 2.002D; | LEGEND | LEGEND POWER SYSTEMS | CAL630 | CURRENT | 1
10888 | TERMINAL,LUG | LONG BARREL,UNDRILLED SEALED PALM TINNED ,COPPER,CRIMP TYPE;FOR 630 SQ MM COPPER CONDUCTOR;56 MM LG BARREL;FOR U/W HEAT SHRINKABLE TERMINATIONS,UJ MAN 2.002D; | CABLACES | CABLACES | CAL630 | CURRENT | 2
10891 | CROSSARM,WOOD | HARDWOOD;2700 MM LG;100 MM X 100 MM;ELEC POWER DISTRIBUTION;SPAR,UNDRILLED;PACK OF 15; 100 MM SURFACE TO BE PAINTED AND GRADED;TO BE USED FOR THE MANUFACTURE OF | DALEMYER | DALE MEYERS PTY LTD | HXB3100100FS270 | CURRENT | 1
10891 | CROSSARM,WOOD | HARDWOOD;2700 MM LG;100 MM X 100 MM;ELEC POWER DISTRIBUTION;SPAR,UNDRILLED;PACK OF 15; 100 MM SURFACE TO BE PAINTED AND GRADED;TO BE USED FOR THE MANUFACTURE OF | COFFSHAR | COFFS HARBOUR TRADING | 2700 MM LG;100 MM X 100 MM; | CURRENT | 2
10894 | CROSSARM,WOOD | HARDWOOD;3600 MM LG;150 MM X 100 MM;ELEC POWER DISTRIBUTION;SPAR,UNDRILLED;PACK OF 12,100 MM SURFACE TO BE PAINTED AND GRADED;TO BE USED TO MANUFACTURE | DALEMYER | DALE MEYERS PTY LTD | HXB3150100FS360 | CURRENT | 1
10894 | CROSSARM,WOOD | HARDWOOD;3600 MM LG;150 MM X 100 MM;ELEC POWER DISTRIBUTION;SPAR,UNDRILLED;PACK OF 12,100 MM SURFACE TO BE PAINTED AND GRADED;TO BE USED TO MANUFACTURE | COFFSHAR | COFFS HARBOUR TRADING | 3600 MM LG;150 MM X 100 MM; | CURRENT | 2
10900 | COUPLING,NONMETALLIC RIGID CONDUIT | UPVC;ORANGE;80 MM NOM DIA;LIGHT DUTY; DOUBLE ENDED SOCKET;AS2053;PACK OF 45, PACK WEIGHT 0.35 KG; | TRI UGRD | TRI UNDERGROUND AUSTRALIA PTY LTD | LDE80COUPFF | CURRENT | 1
10900 | COUPLING,NONMETALLIC RIGID CONDUIT | UPVC;ORANGE;80 MM NOM DIA;LIGHT DUTY; DOUBLE ENDED SOCKET;AS2053;PACK OF 45, PACK WEIGHT 0.35 KG; | HAYMANS | HAYMANS ELECTRICAL | FABL24280 | CURRENT | 2
10900 | COUPLING,NONMETALLIC RIGID CONDUIT | UPVC;ORANGE;80 MM NOM DIA;LIGHT DUTY; DOUBLE ENDED SOCKET;AS2053;PACK OF 45, PACK WEIGHT 0.35 KG; | VINIDEX |  | 32150 | CURRENT | 2
10904 | NUT,PLAIN,HEXAGON | STAINLESS STEEL,GDE 304;STD;M16;ISO M; AS1444;BOX OF 50,PACK WEIGHT 1.6 KG; | HOBSON | HOBSON ENGINEERING CO PTY LTD 393904 | NH04PCM16 | CURRENT | 1
10904 | NUT,PLAIN,HEXAGON | STAINLESS STEEL,GDE 304;STD;M16;ISO M; AS1444;BOX OF 50,PACK WEIGHT 1.6 KG; | STATEWD | STATEWIDE FSTNERS & ENG SPLS PL | NES4M16 | CURRENT | 2
10917 | FUSEHOLDER | SURFACE MTG;BACK CONNECTING-TWO STUDS; 32 AMP;415 V AC;BOLT-IN;OFFSET TAGS; WHITE;AS2005;PACK OF 10;SUITABLE FOR FITTING COPPER LINK OR HRC CARTRIDGE; | REXEL | REXEL PTY LTD | BUSRS32PWH | PURCHASE AS REQUIRED | 1
10917 | FUSEHOLDER | SURFACE MTG;BACK CONNECTING-TWO STUDS; 32 AMP;415 V AC;BOLT-IN;OFFSET TAGS; WHITE;AS2005;PACK OF 10;SUITABLE FOR FITTING COPPER LINK OR HRC CARTRIDGE; | ALSTOM | ALSTOM GRID AUSTRALIA LIMITED | RS32P (WHITE) RED SPOT | PURCHASE AS REQUIRED | 2
10920 | FUSEHOLDER | SURFACE MTG;BACK CONNECTING-TWO STUDS; 32 AMP;415 V AC;BOLT-IN;OFFSET TAGS; BLACK;AS2005;PACK OF 1;FOR CARTRIDGES USE STOCK CODES 02888,04420,04423, | REXEL | REXEL PTY LTD | BUSRS32P | PURCHASE AS REQUIRED | 2
10920 | FUSEHOLDER | SURFACE MTG;BACK CONNECTING-TWO STUDS; 32 AMP;415 V AC;BOLT-IN;OFFSET TAGS; BLACK;AS2005;PACK OF 1;FOR CARTRIDGES USE STOCK CODES 02888,04420,04423, | REXEL | REXEL PTY LTD | BUSRS32P (BSEN60269) | PURCHASE AS REQUIRED | 1
10920 | FUSEHOLDER | SURFACE MTG;BACK CONNECTING-TWO STUDS; 32 AMP;415 V AC;BOLT-IN;OFFSET TAGS; BLACK;AS2005;PACK OF 1;FOR CARTRIDGES USE STOCK CODES 02888,04420,04423, | ALSTOM | ALSTOM GRID AUSTRALIA LIMITED | EEFRS32P | PURCHASE AS REQUIRED | 2
10920 | FUSEHOLDER | SURFACE MTG;BACK CONNECTING-TWO STUDS; 32 AMP;415 V AC;BOLT-IN;OFFSET TAGS; BLACK;AS2005;PACK OF 1;FOR CARTRIDGES USE STOCK CODES 02888,04420,04423, | ALSTOM | ALSTOM GRID AUSTRALIA LIMITED | RS32P (BLACK) RED SPOT | PURCHASE AS REQUIRED | 2
10923 | FUSEHOLDER | SURFACE MTG;BACK CONNECTING-TWO STUDS; 63 AMP;690 V AC;BOLT-IN;OFFSET TAGS; BLACK;AS2005;PACK OF 1;FOR CARTRIDGES USE STOCK CODES 02888,04420,04423, | REXEL | REXEL PTY LTD | BUSRS63P | PURCHASE AS REQUIRED | 1
10923 | FUSEHOLDER | SURFACE MTG;BACK CONNECTING-TWO STUDS; 63 AMP;690 V AC;BOLT-IN;OFFSET TAGS; BLACK;AS2005;PACK OF 1;FOR CARTRIDGES USE STOCK CODES 02888,04420,04423, | ALSTOM | ALSTOM GRID AUSTRALIA LIMITED | EEFRS63P | PURCHASE AS REQUIRED | 2
10924 | FUSEHOLDER | SURFACE MTG;BACK CONNECTING-TWO STUDS; 100 AMP;415 V AC;BOLT-IN;OFFSET TAGS; WHITE;AS2005;SUITABLE FOR FITTING COPPER LINK OR HRC CARTRIDGE; | ALSTOM | ALSTOM GRID AUSTRALIA LIMITED | RS100PWH | PURCHASE AS REQUIRED | 1
10964 | LUBRICATING GUN,HAND | Flexible Hose & Fitting, One Hand Operation, suit Bulk or Cartridge Grease | BLKWOODS | J BLACKWOOD & SON LTD | 04422406/K29-01 | CURRENT | 2
10964 | LUBRICATING GUN,HAND | Flexible Hose & Fitting, One Hand Operation, suit Bulk or Cartridge Grease | ATOMSUPP | ATOM SUPPLY | 4023002 | CURRENT | 1
10964 | LUBRICATING GUN,HAND | Flexible Hose & Fitting, One Hand Operation, suit Bulk or Cartridge Grease | MACNAUGT |  | K29 | CURRENT | 5
11006 | COUPLING,ADAPTOR,NONMETALLIC CONDUIT | RIGID UPVC;ORANGE;100 MM NOM SIZE LIGHT DUTY UPVC CONDUIT;TO 80 MM NOM DIA LIGHT DUTY UPVC CONDUIT;DOUBLE ENDED SOCKET; AS2053;PACK OF 40,PACK WEIGHT 0.31 KG; | TRI UGRD | TRI UNDERGROUND AUSTRALIA PTY LTD | LDE10080COUPFF | CURRENT | 1
11006 | COUPLING,ADAPTOR,NONMETALLIC CONDUIT | RIGID UPVC;ORANGE;100 MM NOM SIZE LIGHT DUTY UPVC CONDUIT;TO 80 MM NOM DIA LIGHT DUTY UPVC CONDUIT;DOUBLE ENDED SOCKET; AS2053;PACK OF 40,PACK WEIGHT 0.31 KG; | HAYMANS | HAYMANS ELECTRICAL | FABL10080 | CURRENT | 2
11006 | COUPLING,ADAPTOR,NONMETALLIC CONDUIT | RIGID UPVC;ORANGE;100 MM NOM SIZE LIGHT DUTY UPVC CONDUIT;TO 80 MM NOM DIA LIGHT DUTY UPVC CONDUIT;DOUBLE ENDED SOCKET; AS2053;PACK OF 40,PACK WEIGHT 0.31 KG; | VINIDEX |  | 32130 | CURRENT | 2
11020 | BAG,PLASTIC | POLYETHYLENE,LOW DENSITY;TRANSPARENT; 40 U THK;230 MM LG,150 MM W;STORAGE OF SML ITEMS OF STOCK;MINI GRIP (SELF-SEALING);PACK OF 100,CARTON OF | HAYMANS | HAYMANS ELECTRICAL | SIG24005 | CURRENT | 1
11020 | BAG,PLASTIC | POLYETHYLENE,LOW DENSITY;TRANSPARENT; 40 U THK;230 MM LG,150 MM W;STORAGE OF SML ITEMS OF STOCK;MINI GRIP (SELF-SEALING);PACK OF 100,CARTON OF | HAYMANS | HAYMANS ELECTRICAL | REESIG11106 | CURRENT | 2
11020 | BAG,PLASTIC | POLYETHYLENE,LOW DENSITY;TRANSPARENT; 40 U THK;230 MM LG,150 MM W;STORAGE OF SML ITEMS OF STOCK;MINI GRIP (SELF-SEALING);PACK OF 100,CARTON OF | SIGNET | SIGNET PTY LTD | 11106 | CURRENT | 2
11021 | BAG,PLASTIC | POLYETHYLENE,LOW DENSITY;TRANSPARENT; 40 U THK;250 MM LG,200 MM W;STORAGE OF SML ITEMS OF STOCK;MINI GRIP (SELF SEALING);PACK OF 100,CARTON OF | HAYMANS | HAYMANS ELECTRICAL | REESIG11107 | CURRENT | 2
11021 | BAG,PLASTIC | POLYETHYLENE,LOW DENSITY;TRANSPARENT; 40 U THK;250 MM LG,200 MM W;STORAGE OF SML ITEMS OF STOCK;MINI GRIP (SELF SEALING);PACK OF 100,CARTON OF | HAYMANS | HAYMANS ELECTRICAL | SIG11107 | CURRENT | 1
11021 | BAG,PLASTIC | POLYETHYLENE,LOW DENSITY;TRANSPARENT; 40 U THK;250 MM LG,200 MM W;STORAGE OF SML ITEMS OF STOCK;MINI GRIP (SELF SEALING);PACK OF 100,CARTON OF | SIGNET | SIGNET PTY LTD | 11107 | CURRENT | 2
11067 | CROSSARM,WOOD | HARDWOOD;3000 MM LG;100 MM X 100 MM;ELEC POWER DISTRIBUTION;SPAR,UNDRILLED;PACK OF 15; 100 MM SURFACE TO BE PAINTED AND GRADED;FOR THE MANUFACTURE OF SC 14649; | DALEMYER | DALE MEYERS PTY LTD | HXB3100100FS300 | CURRENT | 1
11067 | CROSSARM,WOOD | HARDWOOD;3000 MM LG;100 MM X 100 MM;ELEC POWER DISTRIBUTION;SPAR,UNDRILLED;PACK OF 15; 100 MM SURFACE TO BE PAINTED AND GRADED;FOR THE MANUFACTURE OF SC 14649; | COFFSHAR | COFFS HARBOUR TRADING | 3000 MM LG;100 MM X 100 MM; | CURRENT | 2
11072 | BRACKET,STABILISING. | BEND AS PER DWG;STEEL;GALV;400 MM LG, 40 MM W,3 MM THK;W/2 X 18 MM DIA HOLES; 10 DEG BEND;BAGS OF 50,PACK WEIGHT 9.5 KG;USED ON POLE MOUNTING OF " | HAYMAN | HAYMANS INDUSTRIES PTY LTD | 11072 | CURRENT | 1
11072 | BRACKET,STABILISING. | BEND AS PER DWG;STEEL;GALV;400 MM LG, 40 MM W,3 MM THK;W/2 X 18 MM DIA HOLES; 10 DEG BEND;BAGS OF 50,PACK WEIGHT 9.5 KG;USED ON POLE MOUNTING OF " | MEFCO | MEFCO AUSTRALIA PTY LTD SUNSHINE VIC | 11072 | CURRENT | 2
11080 | SLEEVE,COMPRESSION | FULL TENSION COMPRESSION;ALUMINIUM ALLOY ;ACSR;6/3.00 MM + 1/3.00 MM ACSR/GZ (APPLE);TO BE MARKED AS PER AS1154-1, (RECOMMENDED DIE OF 38-173 AL); | TYCO | TYCO | FT44R/1 | CURRENT | 1
11080 | SLEEVE,COMPRESSION | FULL TENSION COMPRESSION;ALUMINIUM ALLOY ;ACSR;6/3.00 MM + 1/3.00 MM ACSR/GZ (APPLE);TO BE MARKED AS PER AS1154-1, (RECOMMENDED DIE OF 38-173 AL); | UTILUX |  | FT44R/1 | CURRENT | 5
11082 | SLEEVE,COMPRESSION | FULL TENSION COMPRESSION;ALUMINIUM ALLOY ;AAC;7/3.00 MM AAC (LIBRA);TO BE MARKED; AS PER AS1154-1;BOX OF 20; | LEGEND | LEGEND POWER SYSTEMS | AFT44A | CURRENT | 2
11082 | SLEEVE,COMPRESSION | FULL TENSION COMPRESSION;ALUMINIUM ALLOY ;AAC;7/3.00 MM AAC (LIBRA);TO BE MARKED; AS PER AS1154-1;BOX OF 20; | TECONN | TE CONNECTIVITY LTD | FT44A/1 | CURRENT | 1
11082 | SLEEVE,COMPRESSION | FULL TENSION COMPRESSION;ALUMINIUM ALLOY ;AAC;7/3.00 MM AAC (LIBRA);TO BE MARKED; AS PER AS1154-1;BOX OF 20; | UTILUX |  | FT 44A/1 | CURRENT | 2
11082 | SLEEVE,COMPRESSION | FULL TENSION COMPRESSION;ALUMINIUM ALLOY ;AAC;7/3.00 MM AAC (LIBRA);TO BE MARKED; AS PER AS1154-1;BOX OF 20; | CABLACES | CABLACES | AFT44A | CURRENT | 2
11083 | DIE,CRIMPING TOOL | STEEL;HEX;18.0 MM AF;FOR 7/3.75 MM AAC (MARS);11.30 MM AND 7/.134 FLY; U/W UTILUX COMPRESSION TOOL NO.38A OR EQUIV; SUITABLE DIE FOR 7/3.75 FULL TENSION | SPECFORC | SPECIALISED FORCE | 12T-18.0AFAL | CURRENT | 2
11083 | DIE,CRIMPING TOOL | STEEL;HEX;18.0 MM AF;FOR 7/3.75 MM AAC (MARS);11.30 MM AND 7/.134 FLY; U/W UTILUX COMPRESSION TOOL NO.38A OR EQUIV; SUITABLE DIE FOR 7/3.75 FULL TENSION | PLP AUST | PREFORMED LINE PRODUCTS (AUST) | EPCDA180AF | CURRENT | 2
11083 | DIE,CRIMPING TOOL | STEEL;HEX;18.0 MM AF;FOR 7/3.75 MM AAC (MARS);11.30 MM AND 7/.134 FLY; U/W UTILUX COMPRESSION TOOL NO.38A OR EQUIV; SUITABLE DIE FOR 7/3.75 FULL TENSION | TECONN | TE CONNECTIVITY LTD | 38-180AL/1 | CURRENT | 1
11084 | DIE,CRIMPING TOOL | STEEL;HEX;17.3 MM AF;FOR 6/1/3.00 ACSR ALUMINIUM (APPLE) 9.00 MM;U/W UTILUX COMPRESSION TOOL NO. 38A OR EQUIV; PACK OF 1,PACK WEIGHT 0.019 KG; | SPECFORC | SPECIALISED FORCE | 12T-17.3AFAL | CURRENT | 2
11084 | DIE,CRIMPING TOOL | STEEL;HEX;17.3 MM AF;FOR 6/1/3.00 ACSR ALUMINIUM (APPLE) 9.00 MM;U/W UTILUX COMPRESSION TOOL NO. 38A OR EQUIV; PACK OF 1,PACK WEIGHT 0.019 KG; | PLP AUST | PREFORMED LINE PRODUCTS (AUST) | EPCDA173AF | CURRENT | 2
11084 | DIE,CRIMPING TOOL | STEEL;HEX;17.3 MM AF;FOR 6/1/3.00 ACSR ALUMINIUM (APPLE) 9.00 MM;U/W UTILUX COMPRESSION TOOL NO. 38A OR EQUIV; PACK OF 1,PACK WEIGHT 0.019 KG; | TECONN | TE CONNECTIVITY LTD | 38-173AL/1 | CURRENT | 1
11086 | TERMINAL,LUG | DRILLED PALM,ALUMINIUM,COMPRESSION TYPE; FOR 6-8 MM OD CONDUCTOR (RASIN);9.5 MM BOLT SIZE;PRE-FILLED W/JOINTING COMPOUND ;FOR U/W UTILUX 38-140 AL DIE;PACK OF 1, | TYCO | TYCO | AL35-10 | CURRENT | 2
11086 | TERMINAL,LUG | DRILLED PALM,ALUMINIUM,COMPRESSION TYPE; FOR 6-8 MM OD CONDUCTOR (RASIN);9.5 MM BOLT SIZE;PRE-FILLED W/JOINTING COMPOUND ;FOR U/W UTILUX 38-140 AL DIE;PACK OF 1, | LEGEND | LEGEND POWER SYSTEMS | AL35-10 | CURRENT | 1
11086 | TERMINAL,LUG | DRILLED PALM,ALUMINIUM,COMPRESSION TYPE; FOR 6-8 MM OD CONDUCTOR (RASIN);9.5 MM BOLT SIZE;PRE-FILLED W/JOINTING COMPOUND ;FOR U/W UTILUX 38-140 AL DIE;PACK OF 1, | CABLACES | CABLACES | AL35-10 | CURRENT | 2
11089 | KEROSENE | LIGHTING;200 L DRUM;REFER STOCK CODE 11088 FOR "BULK ONLY" & STOCK CODE 03856 FOR 20 L DRUM; | AMPOL | AMPOL AUSTRALIA | KEROSENE 200 L | PURCHASE AS REQUIRED | 1
11090 | BARBED WIRE | STEEL GALV;2 X 2.5 MM DIA;FOUR POINT BARBS;90 MM NOM CENTRES;400 M ROLL; USED FOR SECURITY BARRIER FOR 110KV & 132KV STEEL TOWERS; | SMORGON | SMORGON ARC | LIFEWIRE | PURCHASE AS REQUIRED | 1
11098 | CIRCUIT BREAKER | GENERAL PURPOSE;50 V DC;SP;2 AMP;1 KA BKG CAP;SERIES TRIP;W/SPDT AUX SWITCH, CURVE 3,SNAP-IN FITTING;PACK OF 1; | HEINEMAN |  | HEIJB1-B2-2-3 | PURCHASE AS REQUIRED | 1
11100 | CIRCUIT BREAKER | GENERAL PURPOSE;50 V DC;SP;20 AMP;1 KA BKG CAP;SERIES TRIP;W/SPDT AUX SWITCH, CURVE 3,SNAP-IN FITTING;PACK OF 1; | CNWPL | CNW PL - SLACKS CREEK | HEICBBKXA0003 | CURRENT | 1
11100 | CIRCUIT BREAKER | GENERAL PURPOSE;50 V DC;SP;20 AMP;1 KA BKG CAP;SERIES TRIP;W/SPDT AUX SWITCH, CURVE 3,SNAP-IN FITTING;PACK OF 1; | HAYMANS | HAYMANS ELECTRICAL | CBBKXA0003 | CURRENT | 2
11112 | SURGE ARRESTER | GAPLESS TYPE;120 KV;10 KA HD;CLASS 3. LG DURATION;CLASS A. PRESSURE RELIEF; ;PEDESTAL MTG W/INSULATED BASE;FOR 132 KV NOM V SYSTEM; | ABB | ABB FAN PTY LTD | XAQ 145A2 | STRATEGIC SPARE | 1
11117 | RELAY,ELECTROMAGNETIC | GENERAL PUSPOSE;110 V TO 125 V DC COIL; 300 V DC/250 V AC CONT;5 AMP CONTINUOUS; 2 CO CONT PER COIL;DUAL COIL,NON- LATCHING AUX;PLUG-IN,ONE SEAT BASE; | ABB | ABB FAN PTY LTD | TYPE RXMM1 RK214002-AN | CURRENT | 1
11118 | RELAY,ELECTROMAGNETIC | GENERAL PUSPOSE;110 V TO 125 V DC COIL; 300 V DC/250 V AC CONT;5 AMP CONTINUOUS; 4 NO CONT;NON-LATCHING AUX;PLUG-IN,ONE SEAT BASE; | ABB | ABB FAN PTY LTD | TYPE RXMA1 RK211049-AN | CURRENT | 1
11119 | RELAY,ELECTROMAGNETIC | TRIPPING APPLICATIONS;125 V DC COIL; 300 V DC/250 V AC CONT;4 AMP CONTINUOUS; 6 NO CONT;NON-LATCHING;PLUG-IN,ONE SEAT BASE;HIGH SPEED OPERATION (3.5 MS); | ABB | ABB FAN PTY LTD | TYPE RXMS1 RK216263-AP | CURRENT | 1
11133 | PLATE,IDENTIFICATION | ALUMINIUM;CONSUMER METERING CURRENT TRANSFORMER RATIO IDENTIFICATION PLATE;LEGEND- ENERGEX CT RATIO 5; SILVER ON BLACK BACKGROUND;58 MM LG, | ES | QUALITY ENGRAVING SERVICES PTY LTD | 11133 | CURRENT | 2
11133 | PLATE,IDENTIFICATION | ALUMINIUM;CONSUMER METERING CURRENT TRANSFORMER RATIO IDENTIFICATION PLATE;LEGEND- ENERGEX CT RATIO 5; SILVER ON BLACK BACKGROUND;58 MM LG, | ARTCRAFT | ARTCRAFT PTY LTD | SE012-Q | CURRENT | 1
11137 | CABLE,CONTROL,ELECTRICAL | Control, 450/750V, 12C, 6mm2, PVC/PVC, Black Sheath, (7/1.04) Metre Marked, Numbered Active Cores, 250m Wood Drum, Drum Weight 310kg, AS5000.3 | BAMBACH | BAMBACH WIRES & CABLES PTY LTD | T-ENQ 235 | CURRENT | 2
11137 | CABLE,CONTROL,ELECTRICAL | Control, 450/750V, 12C, 6mm2, PVC/PVC, Black Sheath, (7/1.04) Metre Marked, Numbered Active Cores, 250m Wood Drum, Drum Weight 310kg, AS5000.3 | MIDLANDS | MIDLAND METALS | MMO-12 X 6 CU PVC PVC UG | CURRENT | 2
11163 | CONNECTOR,ELECTRICAL CABLE | HORIZONTAL BUS CONNECTION TO NZ INSULATOR O/DOOR TERMINATION FOR 33 KV 400 SQ MM COPPER SINGLE CORE PLYPVC CABLE;FLEXIBLE STIRRUP;38 MM OD TINNED | NZI |  | DWG D339-0542/A | PURCHASE AS REQUIRED | 1
11169 | RELAY,ELECTROMAGNETIC | GENERAL PURPOSE;110 V TO 125 V DC COIL; 300 V DC/250 V DC CONT;5 AMP CONTINUOUS; 3 NO CONT PER COIL;HR FLAGS;DUAL COIL, NON-LATCHING,INDICATING;PLUG-IN ONE SEAT | ABB | ABB FAN PTY LTD | TYPE RXSF1 RK271-018-AN | CURRENT | 1
11173 | MOUNTING BASE,TERMINAL BLOCK | STEEL;2 M LG;TOP HAT SECT RAIL TYPE SOLID RAIL W/O SLOTS;TH35-7.5;PACKED IN PROTECTIVE PLASTIC BAG & BOUND WITH PALLETISING TAPE NON-RESIDUE | CNWPL | CNW PL - SLACKS CREEK | WEI0383400000 | CURRENT | 1
11173 | MOUNTING BASE,TERMINAL BLOCK | STEEL;2 M LG;TOP HAT SECT RAIL TYPE SOLID RAIL W/O SLOTS;TH35-7.5;PACKED IN PROTECTIVE PLASTIC BAG & BOUND WITH PALLETISING TAPE NON-RESIDUE | KLIPPON |  | KLI3834.0 | CURRENT | 2
11174 | PARTITION,TERMINAL BLOCK | Type HP2 Support Bracket, SAK Series Fixing Plate, 3mm, Beige, for G32 & TH35 DIN Rail Mtg, u/w ADP2 Protective Cover Strip, Terminal Block Accessory | ATOMSUPP | ATOM SUPPLY | 40029805 | CURRENT | 1
11174 | PARTITION,TERMINAL BLOCK | Type HP2 Support Bracket, SAK Series Fixing Plate, 3mm, Beige, for G32 & TH35 DIN Rail Mtg, u/w ADP2 Protective Cover Strip, Terminal Block Accessory | WEIDMULL | WEIDMULLER (AUST) PTY LTD | 485660000 | CURRENT | 5
11174 | PARTITION,TERMINAL BLOCK | Type HP2 Support Bracket, SAK Series Fixing Plate, 3mm, Beige, for G32 & TH35 DIN Rail Mtg, u/w ADP2 Protective Cover Strip, Terminal Block Accessory | CNWPL | CNW PL - SLACKS CREEK | WEI0485660000 | CURRENT | 2
11174 | PARTITION,TERMINAL BLOCK | Type HP2 Support Bracket, SAK Series Fixing Plate, 3mm, Beige, for G32 & TH35 DIN Rail Mtg, u/w ADP2 Protective Cover Strip, Terminal Block Accessory | ATOMSUPP | ATOM SUPPLY | 485660000 | CURRENT | 2
11174 | PARTITION,TERMINAL BLOCK | Type HP2 Support Bracket, SAK Series Fixing Plate, 3mm, Beige, for G32 & TH35 DIN Rail Mtg, u/w ADP2 Protective Cover Strip, Terminal Block Accessory | KLIPPON |  | KLI048566 | CURRENT | 2
11175 | PARTITION,TERMINAL BLOCK | Type HP3 Support Bracket, SAK Series Fixing Plate, 3mm, Beige, for G32 & TH35 DIN Rail Mtg, u/w ADP3 Protective Cover Strip, Terminal Block Accessory | ATOMSUPP | ATOM SUPPLY | 40029806 | CURRENT | 1
11175 | PARTITION,TERMINAL BLOCK | Type HP3 Support Bracket, SAK Series Fixing Plate, 3mm, Beige, for G32 & TH35 DIN Rail Mtg, u/w ADP3 Protective Cover Strip, Terminal Block Accessory | WEIDMULL | WEIDMULLER (AUST) PTY LTD | 485760000 | CURRENT | 5
11175 | PARTITION,TERMINAL BLOCK | Type HP3 Support Bracket, SAK Series Fixing Plate, 3mm, Beige, for G32 & TH35 DIN Rail Mtg, u/w ADP3 Protective Cover Strip, Terminal Block Accessory | CNWPL | CNW PL - SLACKS CREEK | WEI0485760000 | CURRENT | 2
11175 | PARTITION,TERMINAL BLOCK | Type HP3 Support Bracket, SAK Series Fixing Plate, 3mm, Beige, for G32 & TH35 DIN Rail Mtg, u/w ADP3 Protective Cover Strip, Terminal Block Accessory | ATOMSUPP | ATOM SUPPLY | 485760000 | CURRENT | 2
11175 | PARTITION,TERMINAL BLOCK | Type HP3 Support Bracket, SAK Series Fixing Plate, 3mm, Beige, for G32 & TH35 DIN Rail Mtg, u/w ADP3 Protective Cover Strip, Terminal Block Accessory | KLIPPON |  | KLI048576 | CURRENT | 2
11176 | COVER,TERMINAL BLOCK | Type ADP2 Protective Cover, SAK Series, 1m Lg, 61.5mm W, 30mm H, Transparent, PVC, u/w Type HP2 Support Bracket, Terminal Block Accessory | ATOMSUPP | ATOM SUPPLY | 40029792 | CURRENT | 1
11176 | COVER,TERMINAL BLOCK | Type ADP2 Protective Cover, SAK Series, 1m Lg, 61.5mm W, 30mm H, Transparent, PVC, u/w Type HP2 Support Bracket, Terminal Block Accessory | WEIDMULL | WEIDMULLER (AUST) PTY LTD | 485300000 | CURRENT | 5
11176 | COVER,TERMINAL BLOCK | Type ADP2 Protective Cover, SAK Series, 1m Lg, 61.5mm W, 30mm H, Transparent, PVC, u/w Type HP2 Support Bracket, Terminal Block Accessory | HAYMANS | HAYMANS ELECTRICAL | KLI4853.0 | CURRENT | 2
11176 | COVER,TERMINAL BLOCK | Type ADP2 Protective Cover, SAK Series, 1m Lg, 61.5mm W, 30mm H, Transparent, PVC, u/w Type HP2 Support Bracket, Terminal Block Accessory | ATOMSUPP | ATOM SUPPLY | 485300000 | CURRENT | 2
11176 | COVER,TERMINAL BLOCK | Type ADP2 Protective Cover, SAK Series, 1m Lg, 61.5mm W, 30mm H, Transparent, PVC, u/w Type HP2 Support Bracket, Terminal Block Accessory | KLIPPON |  | KLI048530 | CURRENT | 2
11177 | COVER,TERMINAL BLOCK | Type ADP3 Protective Cover, SAK Series, 1m Lg, 89mm W, 34.5mm H, Transparent, PVC, u/w Type HP3 Support Bracket, Terminal Block Accessory | WEIDMULL | WEIDMULLER (AUST) PTY LTD | 485400000 | CURRENT | 5
11177 | COVER,TERMINAL BLOCK | Type ADP3 Protective Cover, SAK Series, 1m Lg, 89mm W, 34.5mm H, Transparent, PVC, u/w Type HP3 Support Bracket, Terminal Block Accessory | HAYMANS | HAYMANS ELECTRICAL | KLI4854.0 | CURRENT | 1
11177 | COVER,TERMINAL BLOCK | Type ADP3 Protective Cover, SAK Series, 1m Lg, 89mm W, 34.5mm H, Transparent, PVC, u/w Type HP3 Support Bracket, Terminal Block Accessory | KLIPPON |  | KLI048540 | CURRENT | 2
11179 | CIRCUIT BREAKER | RESIDUAL CURRENT;240 V AC;SINGLE POLE; 20 AMP;6 KA BKG CAP;PACK OF 1; | CNWPL | CNW PL - SLACKS CREEK | EATELQ120C3TD | CURRENT | 2
11179 | CIRCUIT BREAKER | RESIDUAL CURRENT;240 V AC;SINGLE POLE; 20 AMP;6 KA BKG CAP;PACK OF 1; | CNWPL | CNW PL - SLACKS CREEK | ELQ120C3TD | CURRENT | 1
11180 | PARTITION,TERMINAL BLOCK | POLYAMIDE,G32 & TH35 RAIL MTG; PACK OF 1; | HAYMANS | HAYMANS ELECTRICAL | PHO0311139 | CURRENT | 1
11189 | TRANSDUCER,ELECTRICAL MEASUREMENT | CURRENT;NORMAL ZERO;5 AMP;0-5 AMP INPUT;0-10 MA OUTPUT;0-1000 OHMS LOAD; LOAD;CLASS 0.5;SURFACE OR DIN RAIL MTG;ISOLATING,2 KV MIN RMS TEST V, | 318194 | COLTERLEC PTY LTD | CR253TAAWLSGZC5 | PURCHASE AS REQUIRED | 1
11238 | TERMINAL,LUG | LONG BARREL,DRILLED SEALED PALM, TINNED COPPER,CRIMP TYPE;FOR 185 SQ MM COPPER CONDUCTOR;65 MM LG BARREL;PALM HOLE FOR M12;PALM WIDTH 35 MM;BOX OF 6, | UTILUX |  | H16032X02/1 | PHASING | 1
11238 | TERMINAL,LUG | LONG BARREL,DRILLED SEALED PALM, TINNED COPPER,CRIMP TYPE;FOR 185 SQ MM COPPER CONDUCTOR;65 MM LG BARREL;PALM HOLE FOR M12;PALM WIDTH 35 MM;BOX OF 6, | BURNDY | BURNDY CABLE SUPPORT SYSTEMS | B185M12SP | PHASING | 2
11239 | TERMINAL,LUG | LONG BARREL,DRILLED SEALED PALM,TINNED COPPER,CRIMP TYPE;FOR 95 SQ MM COPPER CONDUCTOR;65 MM LG BARREL; PALM HOLE FOR M12;FOR U/W 11 KV HEAT | LEGEND | LEGEND POWER SYSTEMS | CAL95LB-12 | CURRENT | 1
11239 | TERMINAL,LUG | LONG BARREL,DRILLED SEALED PALM,TINNED COPPER,CRIMP TYPE;FOR 95 SQ MM COPPER CONDUCTOR;65 MM LG BARREL; PALM HOLE FOR M12;FOR U/W 11 KV HEAT | UTILUX |  | H16024X01/1 | CURRENT | 2
11240 | CUSHIONING MATERIAL,PACKAGING | PLASTICS;AIR CAP TYPE;1.5 M W;1 M ROLL 1 ROLL PER PALLET, PACK WEIGHT 10 KG; FOR PACKAGING OF STORES STOCK ITEMS; MAX STORAGE CAPACITY = 20 ROLLS; | HAYMANS | HAYMANS ELECTRICAL | REESIG39815 | CURRENT | 2
11240 | CUSHIONING MATERIAL,PACKAGING | PLASTICS;AIR CAP TYPE;1.5 M W;1 M ROLL 1 ROLL PER PALLET, PACK WEIGHT 10 KG; FOR PACKAGING OF STORES STOCK ITEMS; MAX STORAGE CAPACITY = 20 ROLLS; | SIGNET | SIGNET PTY LTD | 30938 | CURRENT | 2
11240 | CUSHIONING MATERIAL,PACKAGING | PLASTICS;AIR CAP TYPE;1.5 M W;1 M ROLL 1 ROLL PER PALLET, PACK WEIGHT 10 KG; FOR PACKAGING OF STORES STOCK ITEMS; MAX STORAGE CAPACITY = 20 ROLLS; | HAYMANS | HAYMANS ELECTRICAL | SIG39815 | CURRENT | 1
11254 | TERMINAL,LUG | SERRATED,CURVED,UNDRILLED PALM,TINNED COPPER,CRIMP TYPE;FOR 25 SQ MM COPPER CONDUCTOR;BAG OF 50;FOR U/W PFISTERER CLAMP STOCK CODE10690 & 11255 IN URD | DULMISON | DULMISON (AUST) PTY LTD | L SEQEB 25(ONLY) | PHASING | 1
11256 | SOLDER,LEAD-TIN ALLOY | 50% TIN,50% LEAD;ACTIVATED RESIN-CORE, 5 CORE RESIN,FLUX CLASS 5A;3.2 MM DIA WIRE;AS1834.1 & .2,BS441,BS5625;0.5 KG REELS,20 PER PACK,PACK WEIGHT 10 KG; | CONALLOY |  | SOLDER LEAD | CURRENT | 1
11272 | CIRCUIT BREAKER | OUTDOOR;BULK OIL;BTH;36 KV;3 PHASE; 600 AMP;8.75 KA BKG CAP;220 V DC SOLENOID;32 V DC TRIPPING; | BTH |  | CIRCUIT BREAKER 600 AMP | PURCHASE AS REQUIRED | 1
11278 | SWITCH FUSE GEAR | 12 KV;3 PHASE;1 BUSBAR CABLING TERM; 2 FUSE SW;400 AMP NORM CURR;3 PHASE TRIP ;EPOXY INSUL;EXT RHE;BROWN BOVERI RGB12; | ABB | ABB FAN PTY LTD | RGB12 | PHASING | 1
11291 | TRANSFORMER,METERING | OUTDOOR TYPE;POLE/PLATFORM MTD;11/12 KV; OIL FILLED TANK;HV FUSES INSIDE TANK; 2 CT'S,CLASS 0.5,15 VA;RATIO 50/25/5 AMP ;1 VT,CLASS 0.5M OUTPUT 100/200 VA; | AMPHENOL |  | METERING,TRANSFMR,INSIDE TANK | PURCHASE AS REQUIRED | 2
11291 | TRANSFORMER,METERING | OUTDOOR TYPE;POLE/PLATFORM MTD;11/12 KV; OIL FILLED TANK;HV FUSES INSIDE TANK; 2 CT'S,CLASS 0.5,15 VA;RATIO 50/25/5 AMP ;1 VT,CLASS 0.5M OUTPUT 100/200 VA; | T/FMRPRD |  | METERING TRANSFMR,INSIDE TANK | PURCHASE AS REQUIRED | 1
11292 | TRANSFORMER,METERING | OUTDOOR TYPE;POLE/PLATFORM MTD;11/12 KV; OIL FILLED TANK;HV FUSES INSIDE TANK; T'S,CLASS 0.5,15 VA;RATIO 100/50/5 AMP ;1 VT,CLASS 0.5M OUTPUT 100/200 VA | AMPHENOL |  | METERING,POLE/PLATFORM | PURCHASE AS REQUIRED | 2
11292 | TRANSFORMER,METERING | OUTDOOR TYPE;POLE/PLATFORM MTD;11/12 KV; OIL FILLED TANK;HV FUSES INSIDE TANK; T'S,CLASS 0.5,15 VA;RATIO 100/50/5 AMP ;1 VT,CLASS 0.5M OUTPUT 100/200 VA | T/FMRPRD |  | METERING POLE/PLATFORM | PURCHASE AS REQUIRED | 1
11298 | SWITCH,ROTARY | 660 V AC;20 AMP NOM;2 POLE DT,3 POSN, SPRNG RETURN TO NEUTRAL POSN;PANEL MTG, BLACK HANDLE TYPE G211;30 DEG SWITCHING; ESCUTCHEON PLATE-"CONTROL SWITCH","TRIP- | KRAUSNMR | KRAUS & NAIMER (MANUFACTURER) | CA10.AU2R23-604.E.AUS0004 | CURRENT | 1
11299 | SWITCH,ROTARY | 660 V AC;20 AMP NOM;2 POLE DT,2 POSN; PANEL MTG,BLACK HANDLE TYPE G001; 60 DEG SWITCHING;ESCUTCHEON PLATE "SENSITIVE E/F PROTECTION ON","IN | KRAUSNMR | KRAUS & NAIMER (MANUFACTURER) | CAD12B AU2 R24 -604 AUS0003 | PURCHASE AS REQUIRED | 1
11300 | SWITCH,ROTARY | 660 V AC;20 AMP NOM;2 POLE DT,2 POSN; PANEL MTG,BLACK HANDLE TYPE G001; ESCUTCHEON PLATE "AUTOMATIC CONTROL", "OUT-IN " BASED ON STD SWITCH K & N | KRAUSNMR | KRAUS & NAIMER (MANUFACTURER) | CA20B AU2 R25 | CURRENT | 1
11303 | SWITCH,ROTARY | 660 V AC;20 AMP NOM;2 POLE,2 POSN;PANEL MTG,BLACK HANDLE TYPE G001;60 DEG SWITCHING;ESCUTCHEON PLATE-"HEATER" "OFF-ON",BASED ON STD SWITCH K & N | KRAUSNMR | KRAUS & NAIMER (MANUFACTURER) | CA20B AU2 R35 | CURRENT | 1
11314 | CLEVIS,THIMBLE | ALUMINIUM ALLOY;115 MM LG,53 MM W; TYPE B;UP TO 24 MM OD AL COND;80 KN;C/W HEX CLEVIS PIN & 2 STAINLESS STEEL HUMPBACK SPLIT PINS;PACK OF 25,PACK WEIGHT | TYCO | TYCO | CTH70/55H | CURRENT | 1
11314 | CLEVIS,THIMBLE | ALUMINIUM ALLOY;115 MM LG,53 MM W; TYPE B;UP TO 24 MM OD AL COND;80 KN;C/W HEX CLEVIS PIN & 2 STAINLESS STEEL HUMPBACK SPLIT PINS;PACK OF 25,PACK WEIGHT | PLP AUST | PREFORMED LINE PRODUCTS (AUST) | ACT-37-16HPEN | CURRENT | 2
11315 | SLEEVE,COMPRESSION | FULL TENSION COMPRESSION;ALUMINIUM ALLOY ,GDE 1120;AAAC/1120;19/4.75 MM AAAC/1120 OXYGEN);TO BE MARKED AS PER AS1154-1; PROJECT USAGE; | PLP AUST | PREFORMED LINE PRODUCTS (AUST) | CMSAAAC-238-1 | CURRENT | 1
11315 | SLEEVE,COMPRESSION | FULL TENSION COMPRESSION;ALUMINIUM ALLOY ,GDE 1120;AAAC/1120;19/4.75 MM AAAC/1120 OXYGEN);TO BE MARKED AS PER AS1154-1; PROJECT USAGE; | MACLEAN | MACLEAN POWER PL - E15128 | CMJ-OXYGEN | CURRENT | 2
11315 | SLEEVE,COMPRESSION | FULL TENSION COMPRESSION;ALUMINIUM ALLOY ,GDE 1120;AAAC/1120;19/4.75 MM AAAC/1120 OXYGEN);TO BE MARKED AS PER AS1154-1; PROJECT USAGE; | UTILUX |  | FT94R/1 | CURRENT | 2
11328 | COVER,ILLUMINATION,LIGHTING FIXTURE. | REFRACTOR BOWL;ACRYLIC,CLEAR;FOR USE ON SYLVANIA B2223/MTH;B2224/MTH & NOSTALGIA S/L LUMINAIRS,C/W RETAINING CORD;CLOSED BOTTOM; | GERARD | GERARD PROFESSIONAL SOLUTIONS PL | L00000 | CURRENT | 1
11354 | PRINTED CIRCUIT BOARD | DOUBLE-SIDED;DIODE MATRIX PCB BOARD; 177 MM X 106 MM;ENCODES TRANSFORMER TAP ;TAP POSN FOR INPUT TO SACS;LOCATED ON TRANSFORMER CONTROL PANELS; | 10315 | CIRCUIT SOLUTIONS PL - 075383 | SC11354 | CURRENT | 1
11381 | CROSSARM,WOOD | HARDWOOD;3600 MM LG;100 MM X 125 MM;ELEC POWER DISTRIB/TRANSMISSION;SPAR, UNDRILLED;FOR LONG SPAN FLAT ARM CONSTRUCTION,END PLATES TO BE FITTED; | DALEMYER | DALE MEYERS PTY LTD | HXB3100125FS360 | CURRENT | 1
11386 | STRIP,METAL | LEAD;6 M LG;50 MM W;1.32 MM THK 99.90 % SOFT LEAD;AS1812;4.5 KG ROLL; 22.5 KG; | CONALLOY |  | LEAD;6 M LG;50 MM W; | CURRENT | 1
11388 | SCREW,MACHINE | STEEL;ZINC-PLATED;1A RECESSED PAN HD, PHILLIPS DRIVE;M6;ISO M;20 MM LG;BOX OF 200; | HOBSON | HOBSON ENGINEERING CO PTY LTD 393904 | MSMSZPPM060020 | CURRENT | 1
11388 | SCREW,MACHINE | STEEL;ZINC-PLATED;1A RECESSED PAN HD, PHILLIPS DRIVE;M6;ISO M;20 MM LG;BOX OF 200; | SUMMIT | SUMMIT GROUP | 6PCMZR06030 | CURRENT | 2
11388 | SCREW,MACHINE | STEEL;ZINC-PLATED;1A RECESSED PAN HD, PHILLIPS DRIVE;M6;ISO M;20 MM LG;BOX OF 200; | STATEWD | STATEWIDE FSTNERS & ENG SPLS PL | MTZEPPM620 | CURRENT | 2
11398 | PAINT,FINISHING | Marking Paint;Fluroscent Yellow; ;350 g,Forestry & Plantation Marker; ; Dy-Mark Spray Writer; 360 Deg Valve; For Marking Of Condemned Poles; | ATOMSUPP | ATOM SUPPLY | 90888008 | CURRENT | 1
11398 | PAINT,FINISHING | Marking Paint;Fluroscent Yellow; ;350 g,Forestry & Plantation Marker; ; Dy-Mark Spray Writer; 360 Deg Valve; For Marking Of Condemned Poles; | SIGNET | SIGNET PTY LTD | 11806 | CURRENT | 2
11414 | PANEL,BLANK | 4U BLANKING PANEL;ZINC STEEL;PITTWATER GREEN ENAMEL;483 MM LG,172.30 MM W,25 MM SIDES,2 MM THK;19 IN RACK MTG;USED IN FRONT MTG SURFACE OF SACS CUBICLE; | GREATWST |  | 11414 | CURRENT | 1
11429 | DIE,CRIMPING TOOL | STEEL;OVAL;FOR COPPER EARTHING CONNECTORS;U/W UTILUX COMPRESSION TOOL NO.38A OR EQUIV;PACK OF 1,PACK WEIGHT 0.129 KG;REFER SC18728 FOR | LEGEND | LEGEND POWER SYSTEMS | HT-CAEC | CURRENT | 1
11429 | DIE,CRIMPING TOOL | STEEL;OVAL;FOR COPPER EARTHING CONNECTORS;U/W UTILUX COMPRESSION TOOL NO.38A OR EQUIV;PACK OF 1,PACK WEIGHT 0.129 KG;REFER SC18728 FOR | SPECFORC | SPECIALISED FORCE | 12T-DU1315 | CURRENT | 2
11429 | DIE,CRIMPING TOOL | STEEL;OVAL;FOR COPPER EARTHING CONNECTORS;U/W UTILUX COMPRESSION TOOL NO.38A OR EQUIV;PACK OF 1,PACK WEIGHT 0.129 KG;REFER SC18728 FOR | UTILUX |  | DU1315 | CURRENT | 2
11431 | NAIL | FLAT HD,TWIST SHANK;STEEL;GALV;75 MM LG; 3.5 MM DIA;50 MM RINGED LG;AS1649 & AS1650 (HOT DIP GALV);1 KG PER BOX, | SUMMIT | SUMMIT GROUP | 5NRG075450 | CURRENT | 1
11431 | NAIL | FLAT HD,TWIST SHANK;STEEL;GALV;75 MM LG; 3.5 MM DIA;50 MM RINGED LG;AS1649 & AS1650 (HOT DIP GALV);1 KG PER BOX, | STATEWD | STATEWIDE FSTNERS & ENG SPLS PL | NFHGRS753751 | CURRENT | 2
11433 | CONNECTOR,ELEC,PARALLEL COMPRESSION | COMPRESSION TYPE;COPPER;95-120 SQ MM COPPER CONDUCTOR TO 50-120 SQ MM (13-15 MM) EARTH ROD;BOX OF 3;USE BURNDY DIE SET CAT NO.U-997; | ERICO | NVENT ERICO PRODUCTS AUSTRALIA P/L | GGC-4 | CURRENT | 1
11433 | CONNECTOR,ELEC,PARALLEL COMPRESSION | COMPRESSION TYPE;COPPER;95-120 SQ MM COPPER CONDUCTOR TO 50-120 SQ MM (13-15 MM) EARTH ROD;BOX OF 3;USE BURNDY DIE SET CAT NO.U-997; | ERICO | NVENT ERICO PRODUCTS AUSTRALIA P/L | GGC-4-MM | CURRENT | 2
11433 | CONNECTOR,ELEC,PARALLEL COMPRESSION | COMPRESSION TYPE;COPPER;95-120 SQ MM COPPER CONDUCTOR TO 50-120 SQ MM (13-15 MM) EARTH ROD;BOX OF 3;USE BURNDY DIE SET CAT NO.U-997; | HAYMANS | HAYMANS ELECTRICAL | BUNYGL29C29 | CURRENT | 2
11433 | CONNECTOR,ELEC,PARALLEL COMPRESSION | COMPRESSION TYPE;COPPER;95-120 SQ MM COPPER CONDUCTOR TO 50-120 SQ MM (13-15 MM) EARTH ROD;BOX OF 3;USE BURNDY DIE SET CAT NO.U-997; | BURNDY | BURNDY CABLE SUPPORT SYSTEMS | BURYGL29C29 | CURRENT | 2
11435 | TRANSFORMER,CURRENT | PROTECTION,TOROIDAL;OUTDOOR;2.5 KV; 400/200/5 AMP;CLASS5P20;15 VA ON 200/5 AMP;SINGLE PHASE;50 HZ;FOR NEF PROTECTION ;C/W FOOT MTG BRACKETS; IN | STEMAR |  | UVBCT165/60ID | CURRENT | 2
11435 | TRANSFORMER,CURRENT | PROTECTION,TOROIDAL;OUTDOOR;2.5 KV; 400/200/5 AMP;CLASS5P20;15 VA ON 200/5 AMP;SINGLE PHASE;50 HZ;FOR NEF PROTECTION ;C/W FOOT MTG BRACKETS; IN | TWS | TWS ENERGY CONTROLS | SBQ39A | CURRENT | 1
11455 | FUSECARRIER | 80 AMP;440 V;FOR NON REWIREABLE SERVICE TYPE FUSE;PACK OF 10;SUIT MORLYNN CERAMICS NH 80 & 100 AMP (SERIES) USE STOCK CODES 04398,04399 & 12389; | MORLYNN | MORLYNN | MORNJ40570 | PHASING | 1
11459 | CLAMP,ELEC PWR CABLE,SUPPORT | SILICON ALUMINIUM & GALV STEEL;TO SUIT CABLE 51 MM TO 57 MM DIA;W/3 CLAMPS; FOR POLE MTG,UJ MANUAL 3.901D; | ENERGEX | ENERGEX | TYPE B | CURRENT | 1
11480 | SEALING COMPOUND | SILICONE RUBBER BASE;TRANSLUCENT;LIQUID FORM;ELECTRICAL GRADE;NEUTRAL CURE FOR SEALING AROUND TRANSFORMERS; 310 G CARTRIDGE,CARTON OF 24; | ATOMSUPP | ATOM SUPPLY | 90340026 | CURRENT | 1
11480 | SEALING COMPOUND | SILICONE RUBBER BASE;TRANSLUCENT;LIQUID FORM;ELECTRICAL GRADE;NEUTRAL CURE FOR SEALING AROUND TRANSFORMERS; 310 G CARTRIDGE,CARTON OF 24; | STATEWD | STATEWIDE FSTNERS & ENG SPLS PL | DCSCRTV1080310 | CURRENT | 2
11480 | SEALING COMPOUND | SILICONE RUBBER BASE;TRANSLUCENT;LIQUID FORM;ELECTRICAL GRADE;NEUTRAL CURE FOR SEALING AROUND TRANSFORMERS; 310 G CARTRIDGE,CARTON OF 24; | DOWCORN |  | DCSCRTV1080310 | CURRENT | 2
11488 | RELAY,ELECTROMAGNETIC | POWER,MIDGET TYPE;4P;32 V DC COIL;30 V DC/110 V AC CONT;10 AMP NOM;4 CO CONT; NON-LATCHING AUX;PLUG-IN TO RAIL MOUNT SOCKET TYPE SH4B-05U;PACK OF 1;REFER | REXEL | REXEL PTY LTD | ICARH4BUDC32V | CURRENT | 2
11488 | RELAY,ELECTROMAGNETIC | POWER,MIDGET TYPE;4P;32 V DC COIL;30 V DC/110 V AC CONT;10 AMP NOM;4 CO CONT; NON-LATCHING AUX;PLUG-IN TO RAIL MOUNT SOCKET TYPE SH4B-05U;PACK OF 1;REFER | IZUMIDEN |  | IDCRH4B-UDC32V | CURRENT | 2
11488 | RELAY,ELECTROMAGNETIC | POWER,MIDGET TYPE;4P;32 V DC COIL;30 V DC/110 V AC CONT;10 AMP NOM;4 CO CONT; NON-LATCHING AUX;PLUG-IN TO RAIL MOUNT SOCKET TYPE SH4B-05U;PACK OF 1;REFER | CNWPL | CNW PL - SLACKS CREEK | RH4B-UDC32 | CURRENT | 1
11489 | RELAY,ELECTROMAGNETIC | POWER,MIDGET TYPE;2P;32 V DC COIL;30 V DC/110 V AC CONT;10 AMP NOM;2 CO CONT; NON-LATCHING AUX;PLUG-IN TO RAIL MOUNT SOCKET TYPE SH2B-05U;PACK OF 1;REFER | CNWPL | CNW PL - SLACKS CREEK | IDERH2B-UD32 | CURRENT | 2
11489 | RELAY,ELECTROMAGNETIC | POWER,MIDGET TYPE;2P;32 V DC COIL;30 V DC/110 V AC CONT;10 AMP NOM;2 CO CONT; NON-LATCHING AUX;PLUG-IN TO RAIL MOUNT SOCKET TYPE SH2B-05U;PACK OF 1;REFER | IZUMIDEN |  | IDCRH2B-UDC32V | CURRENT | 2
11489 | RELAY,ELECTROMAGNETIC | POWER,MIDGET TYPE;2P;32 V DC COIL;30 V DC/110 V AC CONT;10 AMP NOM;2 CO CONT; NON-LATCHING AUX;PLUG-IN TO RAIL MOUNT SOCKET TYPE SH2B-05U;PACK OF 1;REFER | CNWPL | CNW PL - SLACKS CREEK | RH2B-UDC32 | CURRENT | 1
11515 | TERMINAL ASSEMBLY. | YELLOW,PANEL MTG TYPE;4 MM TOP SOCKET & TRANSVERSE HOLE FOR WIRES UP TO 2 MM DIA ;PACK OF 100,PACK WEIGHT 1.2 KG; | HAYMANS | HAYMANS ELECTRICAL | HIR930-103-103 | CURRENT | 1
11515 | TERMINAL ASSEMBLY. | YELLOW,PANEL MTG TYPE;4 MM TOP SOCKET & TRANSVERSE HOLE FOR WIRES UP TO 2 MM DIA ;PACK OF 100,PACK WEIGHT 1.2 KG; | HIRSCHMN |  | HIR930-103-103 | CURRENT | 2
11519 | CUBICLE,PILOT CABLE ISOLATION | 5 KV OR 15 KV ISOLATION;LAMIWOOD 18 MM THK;NEW MOSS NATURAL FINISH; 600 MM W,420 MM D,2300 MM H; | ENERGEX | ENERGEX | CUBICLE,PILOT | CURRENT | 1
11521 | CASE,AUXILIARY RELAY. | STEEL,SHEET;300 MM LG,210 MM H,226 MM D; C/W SUPPORT FRAME,MARKING BAR & DOOR W/WINDOW;FOR MTG,RX4 BASES STOCK CODE 08903 & ABB RELAY EQUIPMENT; | ABB | ABB FAN PTY LTD | RHGX12 RK 927003-AB | PURCHASE AS REQUIRED | 1
11524 | HEATING ELEMENT,ELEC,DE-HUMIDIFER TYPE | METAL BOX TYPE;240 V;25 W;PACK OF 1; | REXEL | REXEL PTY LTD | CYN1100000 | CURRENT | 1
11524 | HEATING ELEMENT,ELEC,DE-HUMIDIFER TYPE | METAL BOX TYPE;240 V;25 W;PACK OF 1; | HAYMANS | HAYMANS ELECTRICAL | CYN110000 | CURRENT | 2
11528 | CARRIER,TERMINAL GROUP MARKING. | RAIL MTG,G32 OR TH35 RAIL;PACK OF 20; | HAYMANS | HAYMANS ELECTRICAL | KLI2924.6 | CURRENT | 2
11528 | CARRIER,TERMINAL GROUP MARKING. | RAIL MTG,G32 OR TH35 RAIL;PACK OF 20; | HAYMANS | HAYMANS ELECTRICAL | KLI0292460000 | CURRENT | 1
11528 | CARRIER,TERMINAL GROUP MARKING. | RAIL MTG,G32 OR TH35 RAIL;PACK OF 20; | KLIPPON |  | KLI029246 | CURRENT | 2
11577 | COIL,ELECTRICAL | CIRCUIT BREAKER CLOSING SPRING RELEASE COIL TYPE;32 V DC;MEIDENSHA CB TYPE VBE; 12 KV;SPARE PART FOR CIRCUIT BREAKER,HV; | ENERGEX | ENERGEX | G168-31555-1 | CURRENT | 1
11578 | COIL,ELECTRICAL | CIRCUIT BREAKER TRIP COIL TYPE;32 V DC; MEIDENSHA TYPE VBE,12 KV; SPARE PART FOR CIRCUIT BREAKER,HV; | ENERGEX | ENERGEX | G168-31424-1 | CURRENT | 1
11579 | RELAY,ELECTROMAGNETIC | CIRCUIT BREAKER,ANTI PUMPING TYPE; 32 V DC COIL;MEIDENSHA CB TYPE VBE,12 KV;SPARE PART FOR CIRCUIT BREAKER,HV; | ENERGEX | ENERGEX | RELAY,ELECTROMAGNETIC | MAINTENANCE STOCK | 1
11587 | PIN,INSULATOR | C/200/11 TYPE;STEEL;GALV;200 MM SHANK 200 MM STEM;BAGS OF 5,PACK WEIGHT 5 KG, PALLET SIZE 400,PALLET WEIGHT 1120 KG; FOR 33 KV PIN CONSTRUCTION; | BRITECH | BRI-TECH PTY LTD | C200/11_200 M24 | CURRENT | 1
11598 | BOLT,MACHINE | STEEL;GALV;HEX HD;M20;ISO M; 220 MM LG;W/HEX NUT;FULL-SIZE SHANK, MIN THREAD LENGTH 100 MM;BAG OF 20; | STATEWD | STATEWIDE FSTNERS & ENG SPLS PL | HBNEGM20220 | CURRENT | 2
11609 | SHIELD,LAMP,LIGHTING FIXTURE. | CUT-OFF TYPE;TO SUIT GTE AUSTRALIA LANTERN TYPE B2223MTH & B2224MTH (ONLY);FOR GTE AUST LANTERNS ONLY (STOCK CODE 05417,05418,09930 & 09932) | GERARD | GERARD PROFESSIONAL SOLUTIONS PL | LA00002 | CURRENT | 1
11610 | BRACKET,MOUNTING | Pedestrian Crossing, Floodlight to Outreach Adaptor, Glav Steel, EQTS 05-02-01, Dwg 912580-01 (scm) | GPA | GALVANISED POLES AUSTRALIA | GPA1104741 / 11610 | CURRENT | 2
11610 | BRACKET,MOUNTING | Pedestrian Crossing, Floodlight to Outreach Adaptor, Glav Steel, EQTS 05-02-01, Dwg 912580-01 (scm) | GM POLES | GM POLES PTY LTD | SL-FL-ADAP | CURRENT | 2
11610 | BRACKET,MOUNTING | Pedestrian Crossing, Floodlight to Outreach Adaptor, Glav Steel, EQTS 05-02-01, Dwg 912580-01 (scm) | HAYMAN | HAYMANS INDUSTRIES PTY LTD | 1104741 | CURRENT | 2
11610 | BRACKET,MOUNTING | Pedestrian Crossing, Floodlight to Outreach Adaptor, Glav Steel, EQTS 05-02-01, Dwg 912580-01 (scm) | INGALEPS | INGAL EPS (CONTRACTOR) | GEX11610 | CURRENT | 1
11619 | SIGN | Energex Substation, Al, 360 x 200 x 2mm, White Retro Reflective Class 2 B/Ground, Text Colouring & Logo as per Dwg 2900-A3 Sht I02, Std Id Equip | ARTCRAFT | ARTCRAFT PTY LTD | SE00602-Q | CURRENT | 1
11621 | NUMERAL,SIGN | NUMBER 1;VINYL,BLACK;25 MM H; STICK ON;AS1744 SERIES C NUMERALS;ON APPLICATION PAPER;STRIPS OF 10;FOR U/W RETROREFLECTIVE SIGNS;NUMBER & | IDENMARK | IDENTIMARK SOLUTIONS - 310679 | 11621 | CURRENT | 1
11621 | NUMERAL,SIGN | NUMBER 1;VINYL,BLACK;25 MM H; STICK ON;AS1744 SERIES C NUMERALS;ON APPLICATION PAPER;STRIPS OF 10;FOR U/W RETROREFLECTIVE SIGNS;NUMBER & | CUTLER | CUTLER BRANDS PTY LTD | ENERGE-11621 | CURRENT | 2
11622 | NUMERAL,SIGN | NUMBER 2;VINYL,BLACK;25 MM H; STICK ON;AS1744 SERIES C NUMERALS;N APPLICATION PAPER;STRIPS OF 10;FOR U/W FOR U/W RETROREFLECTIVE SIGNS;NUMBER & | IDENMARK | IDENTIMARK SOLUTIONS - 310679 | 11622 | CURRENT | 1
11622 | NUMERAL,SIGN | NUMBER 2;VINYL,BLACK;25 MM H; STICK ON;AS1744 SERIES C NUMERALS;N APPLICATION PAPER;STRIPS OF 10;FOR U/W FOR U/W RETROREFLECTIVE SIGNS;NUMBER & | CUTLER | CUTLER BRANDS PTY LTD | ENERGE-11622 | CURRENT | 2
11623 | NUMERAL,SIGN | NUMBER 3;VINYL,BLACK;25 MM H; STICK ON;AS1744 SERIES C NUMERALS;ON APPLICATION PAPER;STRIPS OF 10;FOR U/W RETROREFLECTIVE SIGNS NUMBER & | IDENMARK | IDENTIMARK SOLUTIONS - 310679 | 11623 | CURRENT | 1
11623 | NUMERAL,SIGN | NUMBER 3;VINYL,BLACK;25 MM H; STICK ON;AS1744 SERIES C NUMERALS;ON APPLICATION PAPER;STRIPS OF 10;FOR U/W RETROREFLECTIVE SIGNS NUMBER & | CUTLER | CUTLER BRANDS PTY LTD | ENERGE-11623 | CURRENT | 2
11624 | NUMERAL,SIGN | NUMBER 4;VINYL,BLACK;25 MM H; STICK ON;AS1744 SERIES C NUMERALS;ON APPLICATION PAPER;STRIPS OF 10;FOR U/W RETROREFLECTIVE SIGNS;NUMBER & | IDENMARK | IDENTIMARK SOLUTIONS - 310679 | 11624 | CURRENT | 1
11624 | NUMERAL,SIGN | NUMBER 4;VINYL,BLACK;25 MM H; STICK ON;AS1744 SERIES C NUMERALS;ON APPLICATION PAPER;STRIPS OF 10;FOR U/W RETROREFLECTIVE SIGNS;NUMBER & | CUTLER | CUTLER BRANDS PTY LTD | ENERGE-11624 | CURRENT | 2
11625 | NUMERAL,SIGN | NUMBER 5;VINYL,BLACK;25 MM H; STICK ON;AS1744 SERIES C NUMERALS;ON APPLICATION PAPER;STRIPS OF 10;FOR U/W RETROREFLECTIVE SIGNS;NUMBER & | IDENMARK | IDENTIMARK SOLUTIONS - 310679 | 11625 | CURRENT | 1
11625 | NUMERAL,SIGN | NUMBER 5;VINYL,BLACK;25 MM H; STICK ON;AS1744 SERIES C NUMERALS;ON APPLICATION PAPER;STRIPS OF 10;FOR U/W RETROREFLECTIVE SIGNS;NUMBER & | CUTLER | CUTLER BRANDS PTY LTD | ENERGE-11625 | CURRENT | 2
11626 | NUMERAL,SIGN | NUMBER 6;VINYL,BLACK;25 MM H; STICK ON;AS1744 SERIES C NUMERALS;ON APPLICATION PAPER;STRIPS OF 10; FOR U/W RETROREFLECTIVE SIGNS;NUMBER & | IDENMARK | IDENTIMARK SOLUTIONS - 310679 | 11626 | CURRENT | 1
11626 | NUMERAL,SIGN | NUMBER 6;VINYL,BLACK;25 MM H; STICK ON;AS1744 SERIES C NUMERALS;ON APPLICATION PAPER;STRIPS OF 10; FOR U/W RETROREFLECTIVE SIGNS;NUMBER & | CUTLER | CUTLER BRANDS PTY LTD | ENERGE-11626 | CURRENT | 2
11627 | NUMERAL,SIGN | NUMBER 7;VINYL,BLACK;25 MM H; STICK ON;AS1744 SERIES C NUMERALS;ON APPLICATION PAPER;STRIPS OF 10; FOR U/W RETROREFLECTIVE SIGNS;NUMBER & | IDENMARK | IDENTIMARK SOLUTIONS - 310679 | 11627 | CURRENT | 1
11627 | NUMERAL,SIGN | NUMBER 7;VINYL,BLACK;25 MM H; STICK ON;AS1744 SERIES C NUMERALS;ON APPLICATION PAPER;STRIPS OF 10; FOR U/W RETROREFLECTIVE SIGNS;NUMBER & | CUTLER | CUTLER BRANDS PTY LTD | ENERGE-11627 | CURRENT | 2
11628 | NUMERAL,SIGN | NUMBER 8;VINYL,BLACK;25 MM H; STICK ON;AS1744 SERIES C NUMERALS; ON APPLICATION PAPER;STRIPS OF 10;FOR U/W RETROREFLECTIVE SIGNS;NUMBER & | IDENMARK | IDENTIMARK SOLUTIONS - 310679 | 11628 | CURRENT | 1
11628 | NUMERAL,SIGN | NUMBER 8;VINYL,BLACK;25 MM H; STICK ON;AS1744 SERIES C NUMERALS; ON APPLICATION PAPER;STRIPS OF 10;FOR U/W RETROREFLECTIVE SIGNS;NUMBER & | CUTLER | CUTLER BRANDS PTY LTD | ENERGE-11628 | CURRENT | 2
11629 | NUMERAL,SIGN | NUMBER 9;VINYL,BLACK;25 MM H; STICK ON;AS1744 SERIES C NUMERALS;ON APPLICATION PAPER;STRIPS OF 10;FOR U/W RETROREFLECTIVE SIGNS;NUMBER & | IDENMARK | IDENTIMARK SOLUTIONS - 310679 | 11629 | CURRENT | 1
11629 | NUMERAL,SIGN | NUMBER 9;VINYL,BLACK;25 MM H; STICK ON;AS1744 SERIES C NUMERALS;ON APPLICATION PAPER;STRIPS OF 10;FOR U/W RETROREFLECTIVE SIGNS;NUMBER & | CUTLER | CUTLER BRANDS PTY LTD | ENERGE-11629 | CURRENT | 2
11630 | NUMERAL,SIGN | NUMBER 0;VINYL,BLACK;25 MM H; STICK ON;AS1744 SERIES C NUMERALS;ON APPLICATION PAPER;STRIPS OF 10;FOR U/W RETROREFLECTIVE SIGNS;NUMBER & | IDENMARK | IDENTIMARK SOLUTIONS - 310679 | 11630 | CURRENT | 1
11630 | NUMERAL,SIGN | NUMBER 0;VINYL,BLACK;25 MM H; STICK ON;AS1744 SERIES C NUMERALS;ON APPLICATION PAPER;STRIPS OF 10;FOR U/W RETROREFLECTIVE SIGNS;NUMBER & | CUTLER | CUTLER BRANDS PTY LTD | ENERGE-11630 | CURRENT | 2
11631 | LETTER,SIGN | LETTER A;VINYL,BLACK;25 MM H; STICK ON;AS1744 SERIES C LETTERS;ON APPLICATION PAPER;STRIPS OF 10;FOR U/W RETROREFLECTIVE & PORCELAIN & ENAMEL | IDENMARK | IDENTIMARK SOLUTIONS - 310679 | 11631 | PURCHASE AS REQUIRED | 1
11631 | LETTER,SIGN | LETTER A;VINYL,BLACK;25 MM H; STICK ON;AS1744 SERIES C LETTERS;ON APPLICATION PAPER;STRIPS OF 10;FOR U/W RETROREFLECTIVE & PORCELAIN & ENAMEL | SAFESIGN | SAFE SIGN AUATRALIA PTY LTD | LETTER A;VINYL,BLACK | PURCHASE AS REQUIRED | 2
11631 | LETTER,SIGN | LETTER A;VINYL,BLACK;25 MM H; STICK ON;AS1744 SERIES C LETTERS;ON APPLICATION PAPER;STRIPS OF 10;FOR U/W RETROREFLECTIVE & PORCELAIN & ENAMEL | APPLETON | APPLETON TRAFFIC EQUIPMENT P/L | LETTER,SIGN A | PURCHASE AS REQUIRED | 2
11631 | LETTER,SIGN | LETTER A;VINYL,BLACK;25 MM H; STICK ON;AS1744 SERIES C LETTERS;ON APPLICATION PAPER;STRIPS OF 10;FOR U/W RETROREFLECTIVE & PORCELAIN & ENAMEL | MARKIT |  | LETTER A | PURCHASE AS REQUIRED | 2
11632 | LETTER,SIGN | LETTER B;VINYL,BLACK;25 MM H; STICK ON;AS1744 SERIES C LETTERS;ON APPLICATION PAPER;STRIPS OF 10;FOR U/W RETROREFLECTIVE & PORCELAIN & ENAMEL | CUTLER | CUTLER BRANDS PTY LTD | ENERGE-11632 | PURCHASE AS REQUIRED | 2
11632 | LETTER,SIGN | LETTER B;VINYL,BLACK;25 MM H; STICK ON;AS1744 SERIES C LETTERS;ON APPLICATION PAPER;STRIPS OF 10;FOR U/W RETROREFLECTIVE & PORCELAIN & ENAMEL | IDENMARK | IDENTIMARK SOLUTIONS - 310679 | 11632 | PURCHASE AS REQUIRED | 1
11633 | LETTER,SIGN | LETTER C;VINYL,BLACK;25 MM H; STICK ON;AS1744 SERIES C LETTERS;ON APPLICATION PAPER;STRIPS OF 10;FOR U/W RETROREFLECTIVE & PORCELAIN & ENAMEL | IDENMARK | IDENTIMARK SOLUTIONS - 310679 | 11633 | CURRENT | 1
11633 | LETTER,SIGN | LETTER C;VINYL,BLACK;25 MM H; STICK ON;AS1744 SERIES C LETTERS;ON APPLICATION PAPER;STRIPS OF 10;FOR U/W RETROREFLECTIVE & PORCELAIN & ENAMEL | CUTLER | CUTLER BRANDS PTY LTD | ENERGE-11633 | CURRENT | 2
11637 | LETTER,SIGN | LETTER G;VINYL,BLACK;25 MM H; STICK ON;AS1744 SERIES C LETTERS;ON APPLICATION PAPER;STRIPS OF 10;FOR U/W RETROREFLECTIVE & PORCELAIN ENAMEL | IDENMARK | IDENTIMARK SOLUTIONS - 310679 | 11637 | CURRENT | 1
11637 | LETTER,SIGN | LETTER G;VINYL,BLACK;25 MM H; STICK ON;AS1744 SERIES C LETTERS;ON APPLICATION PAPER;STRIPS OF 10;FOR U/W RETROREFLECTIVE & PORCELAIN ENAMEL | CUTLER | CUTLER BRANDS PTY LTD | ENERGE-11637 | CURRENT | 2
11649 | LETTER,SIGN | LETTER S;VINYL,BLACK;25 MM H;STICK ON; AS1744 SERIES C LETTERS;FOR U/W RETROREFLECTIVE & PORCELAIN ENAMEL SIGNS;LETTER & MATERIAL AS PER DWG; | IDENMARK | IDENTIMARK SOLUTIONS - 310679 | 11649 | CURRENT | 1
11649 | LETTER,SIGN | LETTER S;VINYL,BLACK;25 MM H;STICK ON; AS1744 SERIES C LETTERS;FOR U/W RETROREFLECTIVE & PORCELAIN ENAMEL SIGNS;LETTER & MATERIAL AS PER DWG; | CUTLER | CUTLER BRANDS PTY LTD | ENERGE-11649 | CURRENT | 2
11684 | CAPACITOR UNIT. | 6.93 KV;326.7 KVAR;1 PHASE;21.7 UF (+10,-0%);47.1 AMP CONT @ 50 HZ;50 HZ; NON PCB IMPREG;SUPPLY W/NUTS,SPRING, FLAT WASHERS;INT FUSED;2 BUSHINGS; | NOKIAN | NOKIAN CAPACITORS PTY LTD | PILP327 | CURRENT | 1
11685 | PLATE,ADAPTOR,POLE. | CLAMPED;ALUMINIUM;ANODISED;50 MM W, 450 MM LG,1.2 MM THK;BAG OF 85,PACK WEIGHT 9.3 KG;FOR NUMBERING CONCRETE POLES ,FOR VINYL;25 MM H NUMBERING,40 MM | ENI | ENI INDUSTRIES PL | 84112 | CURRENT | 1
11687 | PLATE,ADAPTOR,POLE. | CLAMPED;STEEL;GALV;50 MM W,130 MM LG, 16 MM THK;20 MM DIA,130 MM LG,ROD; M16 BOLT;ONE BOLT ATTACHMENT;BAG OF 10, PACK WEIGHT 16 KG; | HAYMAN | HAYMANS INDUSTRIES PTY LTD | 11687 | CURRENT | 1
11687 | PLATE,ADAPTOR,POLE. | CLAMPED;STEEL;GALV;50 MM W,130 MM LG, 16 MM THK;20 MM DIA,130 MM LG,ROD; M16 BOLT;ONE BOLT ATTACHMENT;BAG OF 10, PACK WEIGHT 16 KG; | GLOBAL | GLOBAL MANUFACTURING GROUP | ENERGEX-2675-A4 | CURRENT | 2
11693 | BRACKET,POLE | CROSSARM;STEEL;GALV;100 MM CROSSARM SUPPORT;PACK OF 2,PACK WEIGHT 3 KG; FOR USE ON WOOD & CONCRETE POLES; | HAYMAN | HAYMANS INDUSTRIES PTY LTD | 11693 | CURRENT | 1
11693 | BRACKET,POLE | CROSSARM;STEEL;GALV;100 MM CROSSARM SUPPORT;PACK OF 2,PACK WEIGHT 3 KG; FOR USE ON WOOD & CONCRETE POLES; | LIVINGST | LIVINGSTONE ENGINEERING | 11693 | CURRENT | 2
11697 | TRANSFORMER,CURRENT | INTERPOSING;5 AMP/5 MA;0.003 VA;CLASS 0.5;EXT 200%;SINGLE PHASE;50 HZ; 10 MM DIA CENTRE HOLE;100 OHM BURDEN; 10 AMP THERMAL LIMIT CURRENT;2.5 KV | STEMAR |  | 11697 | CURRENT | 1
11698 | TRANSFORMER,VOLTAGE | INTERPOSING;110 V/24 V RATIO;2.5 MS PER PH BURDEN;SINGLE PHASE;50 HZ;2.5 KV RATED INSUL LEVEL;CLASS 1M5P;1.1 V FACTOR;TOROIDAL CONSTRUCTION; | TOREMA |  | 5034 | CURRENT | 1
11699 | POLE,LINE CONSTRUCTION,CONCRETE | 12.5m Lg, 16kN, Spun Reinforced, Type Key Pole | AMATROC | ROCLA CONCRETE POLES | POLE,LINE CONCRETE 12.5 M LG | PHASING | 1
11704 | SPLICE,CONDUCTOR | DOUBLE SCREW INSULATED CLAMP TYPE; BRASS IN PLASTIC SHROUD;6 SQ MM BY 3; PACK OF 50; | CNWPL | CNW PL - SLACKS CREEK | CAAC32A2 | CURRENT | 2
11704 | SPLICE,CONDUCTOR | DOUBLE SCREW INSULATED CLAMP TYPE; BRASS IN PLASTIC SHROUD;6 SQ MM BY 3; PACK OF 50; | CNWPL | CNW PL - SLACKS CREEK | C32A2 | CURRENT | 1
11704 | SPLICE,CONDUCTOR | DOUBLE SCREW INSULATED CLAMP TYPE; BRASS IN PLASTIC SHROUD;6 SQ MM BY 3; PACK OF 50; | CABLACES | CABLACES | CAAC32A2 | CURRENT | 5
11707 | INSULATION SLEEVING,ELEC,SPEC | RIGHT ANGLE;HV,HEAT SHRINK;15 TO 25 MM DIA,CABLE END;35 TO 70 MM DIA,BUSHING END KIT OF 3;UJ MANUAL 2.09 D (95 SQ MM) ;PACK OF 1,PACK WEIGHT 2 KG; | TECONN | TE CONNECTIVITY LTD | RSRB-4044 | CURRENT | 1
11708 | INSULATION SLEEVING,ELEC,SPEC | RIGHT ANGLE;HV,HEAT SHRINK;25 MM TO 50 MM DIA,CABLE END;34 TO 70 MM DIA, BUSHING END KIT OF 1;UJ MANUAL 2.902D (185,240 & 300 SQ MM); | TECONN | TE CONNECTIVITY LTD | RSRB-4046 | CURRENT | 1
11710 | INSULATION SLEEVING,ELEC,SPEC | STRAIGHT,STEPPED;HV,HEAT SHRINK; 24 TO 50 MM DIA,50 MM LG,SMALL DIA END; 32 TO 70 MM DIA,160 MM LG,LARGE DIA END; KIT OF 1;UJ MANUAL 2.902D (185 TO 400 | TECONN | TE CONNECTIVITY LTD | RSRB-4026 | CURRENT | 1
11711 | INSULATION SLEEVING,ELEC,SPEC | POLYOLEFIN,HV HEAT SHRINK;89 MM MIN ID EXP,45.5 MM MAX ID RECOVERED;250 MM LG; HV TRACK-RESISTANT;KIT OF 1;UJ MANUAL 2.09,(630-1000 SQ MM;UJ MANUAL 2.902D; | TECONN | TE CONNECTIVITY LTD | AUST-SQB136 | CURRENT | 1
11716 | TRANSFORMER,VOLTAGE | METERING PROTECTN;11 KV/110 V,PRI-SEC V;100 VA OUTPUT,8 MS PER PHASE BURDEN; 3 PHASE;50 HZ;MINERAL OIL INSUL;CLASS 0.5 M,CAT A PERFORMANCE; | HANSOM |  | TRANSFORMER, 11 KV/110 V | MAINTENANCE STOCK | 1
11908 | TAG,MARKER | ;ALUMINIUM;50 MM DIA DISK,1 MM THK; W/3 MM CENTRAL FIXING HOLE;REFLECTIVE SURFACE TO BE RED 3M CLASS 2; HI-INTENSITY SHEETING;PACK SIZE 20; | ARTCRAFT | ARTCRAFT PTY LTD | 11908 | CURRENT | 1
11909 | TAG,MARKER | ALUMINIUM;50 MM DIA DISK,1 MM THK; W/3 MM CENTRAL FIXING HOLE;REFLECTIVE SURFACE TO BE BLUE 3M HI-INTENSITY SHEETING;PACK SIZE 20;USED TO MARK WOOD | ASSMETPD |  | AS ALUMINIUM 50 MM | CURRENT | 1
11919 | SWITCH,ROTARY | 660 V AC;20 AMP NOM;2 POLE DT,2 POSN; PANEL MTG;BLACK HANDLE G001;60 DEG SWITCHING;ESCUTCHEON PLATE-COUPLING CELL "OUT OF SERVICE-IN SERVICE",BASED ON | KRAUSNMR | KRAUS & NAIMER (MANUFACTURER) | CAD12B AU4 R29 | CURRENT | 1
11924 | INSULATOR,STRAIN | LONG ROD;SYNTHETIC COMPOSITE;33 KV NOM V;23 KN MAX WORKING LOAD;450 MM NOM COUPLING;900 MM MIN CREEPAGE;16 MM TONGUE & 20 MM CLIVIS;C/W DOUBLE ENDED | GRAPHSOL | GRAPH SOLUTIONS PTY LTD | 2420AA.2(I) | CURRENT | 1
11924 | INSULATOR,STRAIN | LONG ROD;SYNTHETIC COMPOSITE;33 KV NOM V;23 KN MAX WORKING LOAD;450 MM NOM COUPLING;900 MM MIN CREEPAGE;16 MM TONGUE & 20 MM CLIVIS;C/W DOUBLE ENDED | FLOWLINE | FLOWLINE INDUSTRIES PTY LTD | EH144070044 | CURRENT | 2
11925 | INSULATOR,STRAIN | LONG ROD;SYNTHETIC COMPOSITE;11 KV NOM V;23 KN MAX WORKING LOAD;300 MM NOM COUPLING;350 MM MIN CREEPAGE;16 MM TONGUE & 20 MM CLEVIS;C/W DOUBLE ENDED | GRAPHSOL | GRAPH SOLUTIONS PTY LTD | 10218A(I) | CURRENT | 1
11925 | INSULATOR,STRAIN | LONG ROD;SYNTHETIC COMPOSITE;11 KV NOM V;23 KN MAX WORKING LOAD;300 MM NOM COUPLING;350 MM MIN CREEPAGE;16 MM TONGUE & 20 MM CLEVIS;C/W DOUBLE ENDED | TYCO | TYCO | 1KV COMP LONG ROD INSULATOR | CURRENT | 2
11925 | INSULATOR,STRAIN | LONG ROD;SYNTHETIC COMPOSITE;11 KV NOM V;23 KN MAX WORKING LOAD;300 MM NOM COUPLING;350 MM MIN CREEPAGE;16 MM TONGUE & 20 MM CLEVIS;C/W DOUBLE ENDED | FLOWLINE | FLOWLINE INDUSTRIES PTY LTD | EH144015044 | CURRENT | 2
11925 | INSULATOR,STRAIN | LONG ROD;SYNTHETIC COMPOSITE;11 KV NOM V;23 KN MAX WORKING LOAD;300 MM NOM COUPLING;350 MM MIN CREEPAGE;16 MM TONGUE & 20 MM CLEVIS;C/W DOUBLE ENDED | THEWMCAN | TMAC THEW & MCCANN GROUP | 911101 | CURRENT | 2
11927 | CABLE,POWER,ELECTRICAL | 0.6/1 KV;95 SQ MM;COMPACTED AL;4 CORE;BLACK XLPE INSULATED; AERIAL BUNDLED CABLE;AS3560;650 M DRUM SIZE,DRUM WEIGHT 780 KG; | MIDLANDS | MIDLAND METALS | 0.6/1 KV;95 SQ MM;4 CORE; | CURRENT | 1
11930 | CABLE,POWER,ELECTRICAL | 6.35/11 KV;630 SQ MM;COMPACTED STRANDED; COPPER CONDUCTOR;SINGLE CORE;XLPE INSULATED,STRANDED COPPER SCREEN 6 KA FOR 1 SEC,PVC OUTER SHEATH; | OLEX | OLEX AUSTRALIA PTY LTD | XJIP32RP001CXAA | PURCHASE AS REQUIRED | 1
11938 | HAT,UTILITY. | GREY/BLUE;UNIFORM DRESS;SQUATTER'S STYLE;MAN'S,SIZE 7-3/8 IN (60);FUR FELT, RAW EDGE; | SUPRCRFT |  | HAT,UTILITY 7-3/8 IN (60) | PURCHASE AS REQUIRED | 1
11940 | TRANSFORMER,METERING | OUTDOOR TYPE;FREE STANDING;11/12 KV;OIL FILLED TANK;HV FUSES INSIDE TANK;2 CT'S, CLASS 0.5,15 VA;RATIO 50/25/5 AMP;1 VT,C LASS 0.5M OUTPUT 100/200 VA PHASE; | T/FMRPRD |  | METERING,TRANSFORMER,2 CT'S | PURCHASE AS REQUIRED | 1
11940 | TRANSFORMER,METERING | OUTDOOR TYPE;FREE STANDING;11/12 KV;OIL FILLED TANK;HV FUSES INSIDE TANK;2 CT'S, CLASS 0.5,15 VA;RATIO 50/25/5 AMP;1 VT,C LASS 0.5M OUTPUT 100/200 VA PHASE; | AMPHENOL |  | METERING TRANSFORMER 2 CT'S | PURCHASE AS REQUIRED | 2
11941 | TRANSFORMER,METERING | INDOOR TYPE;FREE STANDING;11/12 KV;OIL F ILLED TANK;HV FUSES INSIDE TANK;2 CT'S,C LASS 0.5,15 VA;RATIO 100/50/5 AMP;1 VT,C LASS 0.5 M OUTPUT 100/200 VA PHASE; | AMPHENOL |  | METERING TRANSFORMER,100/50/5 | PURCHASE AS REQUIRED | 2
11941 | TRANSFORMER,METERING | INDOOR TYPE;FREE STANDING;11/12 KV;OIL F ILLED TANK;HV FUSES INSIDE TANK;2 CT'S,C LASS 0.5,15 VA;RATIO 100/50/5 AMP;1 VT,C LASS 0.5 M OUTPUT 100/200 VA PHASE; | T/FMRPRD |  | METERIN, TRANSFORMER 100/50/5 | PURCHASE AS REQUIRED | 1
11942 | TRANSFORMER,METERING | OUTDOOR TYPE;FREE STANDING;11/12 KV;OIL FILLED TANK;HV FUSES INSIDE TANK;2 CT'S, CLASS 0.5,15 VA;RATIO 200/100/5 AMP;1 VT ,CLASS 0.5M OUTPUT 100/200 VA PHASE; | AMPHENOL |  | METERING TRANSFORMER,200/100/5 | PURCHASE AS REQUIRED | 2
11942 | TRANSFORMER,METERING | OUTDOOR TYPE;FREE STANDING;11/12 KV;OIL FILLED TANK;HV FUSES INSIDE TANK;2 CT'S, CLASS 0.5,15 VA;RATIO 200/100/5 AMP;1 VT ,CLASS 0.5M OUTPUT 100/200 VA PHASE; | T/FMRPRD |  | METERIN, TRANSFORMER 200/100/5 | PURCHASE AS REQUIRED | 1
11971 | TRANSFORMER,CURRENT | MEASUREMENT,WINDOW TYPE;TOROIDAL;INDOOR FOR METERING;660 V;3000/1600/800/5 AMP; 5 VA;CLASS 1,EXT 200% ON 800/5 AMP; SINGLE PHASE;50 HZ;114 MM INTERNAL DIA, | TWS | TWS ENERGY CONTROLS | SCB30 | CURRENT | 1
11973 | RELAY,PHASE FAILURE | PHASE SEQUENCE VOLTAGE TYPE;3 PHASE, 120 V AC,50 HZ;11 PIN PLUG CONNECTION; L.E.D.INDICATION;PACK OF 1; | REXEL | REXEL PTY LTD | EATSP430/11DACDP | CURRENT | 1
11973 | RELAY,PHASE FAILURE | PHASE SEQUENCE VOLTAGE TYPE;3 PHASE, 120 V AC,50 HZ;11 PIN PLUG CONNECTION; L.E.D.INDICATION;PACK OF 1; | HAYMANS | HAYMANS ELECTRICAL | RHOSP430/110AP-DP | CURRENT | 2
11975 | TERMINAL,LUG | TUBULAR ALUMINIUM,SECTOR SHAPED,CRIMP TYPE;FOR 240 SQ MM SOLID SECTOR 3 CORE ALUMINIUM CONDUCTOR;M12 PALM HOLE SIZE; PRE-FILLED W/JOINTING COMPOUND; | TYCO | TYCO | AGS3I240M12/1 (H8615/1 | CURRENT | 1
11975 | TERMINAL,LUG | TUBULAR ALUMINIUM,SECTOR SHAPED,CRIMP TYPE;FOR 240 SQ MM SOLID SECTOR 3 CORE ALUMINIUM CONDUCTOR;M12 PALM HOLE SIZE; PRE-FILLED W/JOINTING COMPOUND; | UTILUX |  | H8615/1 | CURRENT | 5
11976 | TERMINAL,LUG | LONG BARREL,DRILLED SEALED PALM,TINNED COPPER,CRIMP TYPE;FOR 240 SQ MM COPPER CONDUCTOR;65 MM LG BARREL;PALM HOLE FOR M12;PALM WIDTH 35 MM; | UTILUX |  | H16036X01/1 | PHASING | 1
11976 | TERMINAL,LUG | LONG BARREL,DRILLED SEALED PALM,TINNED COPPER,CRIMP TYPE;FOR 240 SQ MM COPPER CONDUCTOR;65 MM LG BARREL;PALM HOLE FOR M12;PALM WIDTH 35 MM; | BURNDY | BURNDY CABLE SUPPORT SYSTEMS | B240M12SP | PHASING | 2
11985 | FUSEHOLDER | SURFACE MTG;BACK CONNECTING UP TO 70 SQ MM CABLE;100 AMP;415 V AC;BOLT-IN; OFFSET TAGS;BLACK;AS2005;FOR CARTRIDGES- 100 AMP/STOCK CODE 04459;W/ADAPTOR | REXEL | REXEL PTY LTD | ALSRS100P | PURCHASE AS REQUIRED | 1
11985 | FUSEHOLDER | SURFACE MTG;BACK CONNECTING UP TO 70 SQ MM CABLE;100 AMP;415 V AC;BOLT-IN; OFFSET TAGS;BLACK;AS2005;FOR CARTRIDGES- 100 AMP/STOCK CODE 04459;W/ADAPTOR | ALSTOM | ALSTOM GRID AUSTRALIA LIMITED | EEFRS100P | PURCHASE AS REQUIRED | 2
11990 | LINK,ELECTRICAL BRIDGING. | 10 WAY BRIDGING LINK;FOR 5.2 MM TERMINAL BLOCK;SUIT TERMINAL BLOCK (STOCK CODE 11988);PACK OF 1; | HAYMANS | HAYMANS ELECTRICAL | PHO1401132 | CURRENT | 1
11990 | LINK,ELECTRICAL BRIDGING. | 10 WAY BRIDGING LINK;FOR 5.2 MM TERMINAL BLOCK;SUIT TERMINAL BLOCK (STOCK CODE 11988);PACK OF 1; | PHOENIX | PHOENIX CONTACT PTY LTD | PHO1401132 | CURRENT | 2
11996 | COIL,ELECTRICAL | CIRCUIT BREAKER CLOSING SPRING RELEASE COIL TYPE;110 V DC;MEIDENSHA CB TYPE VBE ,12 KV; | MEDENSHA |  | COIL,ELECTRICAL OIL TYPE | MAINTENANCE STOCK | 1
11997 | COIL,ELECTRICAL | CIRCUIT BREAKER TRIP COIL TYPE;110 V DC; MEIDENSHA TYPE VBE,12 KV; | ENERGEX | ENERGEX | COIL,ELECTRICAL CIRCUIT BRK | MAINTENANCE STOCK | 1
12010 | FUSE LINK,RING MAIN UNIT. | 12 KV;6.3 AMP HRC FUSE;FOR SF6/AIR/EPOXY INSULATED SWITCHGEAR;50 - 63 KVA TRANSFORMER;PACK OF 3;PACK WEIGHT 1.6 KG; | FUSECO | FUSECO PTY LTD | 3000403/6.3 | CURRENT | 1
12013 | CABLE,CONTROL,ELECTRICAL | 0.6/1 KV;SUBSTATION CONTROL;8 CORES; 4 SQ MM-7/0.85 MM;PVC/PVC,BLACK SHEATH; CORES NUMBERED,WHITE CHARACTERS ON BLACK,CABLE LG MARKED AT ONE M;WHEN | OLEX | OLEX AUSTRALIA PTY LTD | CABLE,CONTROL 8 CORES | CURRENT | 2
12015 | TERMINAL BLOCK | POLYAMIDE 6.6;4 TERMINAL DOUBLE DECK TYPE;440 V;27 AMP;RAIL MTG (G32 RAIL) ;0.5-4 SQ MM CONDUCTOR SIZE;6 MM THK,5 56.5 MM H,50 MM W;W/CROSS CONNECTION | HAYMANS | HAYMANS ELECTRICAL | KLI0590260000 | CURRENT | 1
12015 | TERMINAL BLOCK | POLYAMIDE 6.6;4 TERMINAL DOUBLE DECK TYPE;440 V;27 AMP;RAIL MTG (G32 RAIL) ;0.5-4 SQ MM CONDUCTOR SIZE;6 MM THK,5 56.5 MM H,50 MM W;W/CROSS CONNECTION | KLIPPON |  | KLI0590260000 | CURRENT | 2
12016 | BASE,RELAY | RECT,SURFACE OR TM35 RAIL MTG;11 FEMALE CONT;SCREW CONN TERM;PLASTIC BODY; PACK OF 1;SUITABLE FOR 11 PIN RELAYS & TIMERS MTG; | CNWPL | CNW PL - SLACKS CREEK | OMRP2CF11 | CURRENT | 2
12016 | BASE,RELAY | RECT,SURFACE OR TM35 RAIL MTG;11 FEMALE CONT;SCREW CONN TERM;PLASTIC BODY; PACK OF 1;SUITABLE FOR 11 PIN RELAYS & TIMERS MTG; | CNWPL | CNW PL - SLACKS CREEK | P2CF-11 | CURRENT | 1
12016 | BASE,RELAY | RECT,SURFACE OR TM35 RAIL MTG;11 FEMALE CONT;SCREW CONN TERM;PLASTIC BODY; PACK OF 1;SUITABLE FOR 11 PIN RELAYS & TIMERS MTG; | OMRON | OMRON ELECTRONICS PTY LTD | OMRP2CF-11 | CURRENT | 2
12018 | RELAY,PHASE FAILURE | 415 V AC,50 HZ;SENSITIVITY 5-15% ADJ PHASE DIFFERENCE,OUTPUT CONTACTS 2-C/O 240 V 8 AMP (RES) RATING,PLUG-IN TYPE ZA12 CASE INCL BASE SUITABLE FOR | RMS | RELAY MONITORING SYSTEMS PL | 2P740-E- | CURRENT | 1
12019 | TIMER,MULTIFUNCTION | TIME RANGE 0.1 SEC TO 9990 HRS; 8 MODE ELECTRONIC OPERATION;24-240 V AC OR 12-240 V DC SUPPLY;1 C/O OUTPUT CONTACT 250 V AC 3 AMP RESISTIVE | CNWPL | CNW PL - SLACKS CREEK | H3CA-A | CURRENT | 1
12019 | TIMER,MULTIFUNCTION | TIME RANGE 0.1 SEC TO 9990 HRS; 8 MODE ELECTRONIC OPERATION;24-240 V AC OR 12-240 V DC SUPPLY;1 C/O OUTPUT CONTACT 250 V AC 3 AMP RESISTIVE | CNWPL | CNW PL - SLACKS CREEK | OMRH3CA-A | CURRENT | 2
12019 | TIMER,MULTIFUNCTION | TIME RANGE 0.1 SEC TO 9990 HRS; 8 MODE ELECTRONIC OPERATION;24-240 V AC OR 12-240 V DC SUPPLY;1 C/O OUTPUT CONTACT 250 V AC 3 AMP RESISTIVE | OMRON | OMRON ELECTRONICS PTY LTD | OMRH3CA-A | CURRENT | 5
12020 | COVER,PROTECTIVE,TIMER. | CLIP-ON,CLEAR HARD PLASTIC COVER TO PROTECT TIMER LCD DISPLAY & SELECTOR PANEL FROM DUST & ACCIDENTAL ALTERATION OF MODE & SETTING;PACK OF 1; | REXEL | REXEL PTY LTD | OMRY92A48B | CURRENT | 1
12020 | COVER,PROTECTIVE,TIMER. | CLIP-ON,CLEAR HARD PLASTIC COVER TO PROTECT TIMER LCD DISPLAY & SELECTOR PANEL FROM DUST & ACCIDENTAL ALTERATION OF MODE & SETTING;PACK OF 1; | OMRON | OMRON ELECTRONICS PTY LTD | OMRY92A-48B | CURRENT | 2
12026 | MOTOR-GENERATOR | AUDIO FREQ SIGNAL GENERATION;9.4 KW, 3 PHASE,MOTOR;400 V AC,50 HZ;3000 RPM; SQUIRREL CAGE;0.7% MAX SLIP;8 KVA, 3 PHASE,GENERATOR;450-500 V,1050 HZ; | ZELLWEGR |  | DWG 141559-1 | PHASING | 1
12027 | MOTOR-GENERATOR | AUDIO FREQ SIGNAL GENERATION;16.5 KW, 3 PHASE,MOTOR;400 V AC,50 HZ;3000 RPM; SQUIRREL CAGE;0.7% MAX SLIP;14 KVA, 3 PHASE,GENERATOR;450-500 V,1050 HZ; | ZELLWEGR |  | DWG 141559-1 | MAINTENANCE STOCK | 1
12028 | MOTOR-GENERATOR | AUDIO FREQ SIGNAL GENERATION;30 KW, 3 PHASE,MOTOR;400 V AC,50 HZ;3000 RPM; SQUIRREL CAGE;0.7% MAX SLIP;25 KVA, 3 PHASE,GENERATOR;450-500 V,1050 HZ; | ZELLWEGR |  | DWG 141559-1 | MAINTENANCE STOCK | 1
12029 | MOTOR-GENERATOR | AUDIO FREQ SIGNAL GENERATION;45 KW, 3 PHASE,MOTOR;400 V AC,50 HZ;3000 RPM; SQUIRREL CAGE;0.5% MAX SLIP;40 KVA, 3 PHASE,GENERATOR;450-500 V,1050 HZ; | ZELLWEGR |  | DWG 141559-1 | MAINTENANCE STOCK | 1
12038 | COIL,TUNING,AUDIO FREQUENCY. | 6.7 MH;32 AMP MAX INT TRANSIT CURRENT @ 1050 HZ;8.4 AMP CONTINUOUS @ 50 HZ;50 TRANSMISSIONS PER HR INT SERVICE;HIGH INSULATED LOW LOSS LITZ WIRE WINDINGS; | ZELLWEGR |  | DWG 165322 | PHASING | 1
12040 | COIL,TUNING,AUDIO FREQUENCY. | 4.2 MH;71 A MAX TRANSIT CURRENT @ 1050 HZ;13.2 A RATED RETURN CURRENT;HIGH INSULATED LOW LOSS LITZ WIRE WINDINGS; 100 KG; | ZELLWEGR |  | DWG 166287-0 (TYPE 72) | STRATEGIC SPARE | 1
12044 | CAPACITOR UNIT. | 7 KV;SINGLE PHASE;4.5 UF PER PHASE; 9.9 AMP CONT @ 50 HZ;NON PCB IMPREGNANT; 2 BUSHINGS PER UNIT;COUPLING CAPACITOR FOR ZELLWEGER A/F LOAD CONTROL;35 KG; | FRIBOURG |  | CONDIS MW500 | PURCHASE AS REQUIRED | 1
12044 | CAPACITOR UNIT. | 7 KV;SINGLE PHASE;4.5 UF PER PHASE; 9.9 AMP CONT @ 50 HZ;NON PCB IMPREGNANT; 2 BUSHINGS PER UNIT;COUPLING CAPACITOR FOR ZELLWEGER A/F LOAD CONTROL;35 KG; | ABB | ABB FAN PTY LTD | CHE 400 B | PURCHASE AS REQUIRED | 2
12045 | CAPACITOR UNIT. | 7 KV;SINGLE PHASE;6 UF PER PHASE;1 13.2 AMP CONT @ 50 HZ;NON PCB IMPREGNANT ;2 BUSHINGS PER UNIT;COUPLING CAPACITOR ;FOR ZELLWEGER A/F LOAD CONTROL; | FRIBOURG |  | CONDIS MW800 | PURCHASE AS REQUIRED | 1
12045 | CAPACITOR UNIT. | 7 KV;SINGLE PHASE;6 UF PER PHASE;1 13.2 AMP CONT @ 50 HZ;NON PCB IMPREGNANT ;2 BUSHINGS PER UNIT;COUPLING CAPACITOR ;FOR ZELLWEGER A/F LOAD CONTROL; | ABB | ABB FAN PTY LTD | CHD,CHE 570 B | PURCHASE AS REQUIRED | 2
12051 | CONTACTOR | TP;IMPULSE;500 V AC;1050 HZ FREQ;240 V AC COIL;C/W 3 WAVE TRAP COILS;ZELLWEGER TYPE SS25 TO DWG 166290;32 KG; | SPRECHER | SPRECHER + SCHUH | SS25 | PHASING | 1
12060 | SEAL,STRAPPING | Open Type, Corrosion Resistant, suit 31.8mm S/Steel Strapping (P25) | WIREMARK | WIREMARKERS AUSTRALIA | BK304-32017T | CURRENT | 2
12060 | SEAL,STRAPPING | Open Type, Corrosion Resistant, suit 31.8mm S/Steel Strapping (P25) | PLP AUST | PREFORMED LINE PRODUCTS (AUST) | SSSB-32 | CURRENT | 1
12060 | SEAL,STRAPPING | Open Type, Corrosion Resistant, suit 31.8mm S/Steel Strapping (P25) | BANDIT | BAND-IT AUSTRALIA | G442 | CURRENT | 2
12061 | STRAPPING | Giant Band, S/Steel Gde 201, 31.8mm W, 30.4m Lg, 1.1mm Thk | BLKWOODS | J BLACKWOOD & SON LTD | 3315756 | CURRENT | 1
12061 | STRAPPING | Giant Band, S/Steel Gde 201, 31.8mm W, 30.4m Lg, 1.1mm Thk | WIREMARK | WIREMARKERS AUSTRALIA | SST304-3211 | CURRENT | 2
12061 | STRAPPING | Giant Band, S/Steel Gde 201, 31.8mm W, 30.4m Lg, 1.1mm Thk | STATEWD | STATEWIDE FSTNERS & ENG SPLS PL | STRAPPING | CURRENT | 2
12061 | STRAPPING | Giant Band, S/Steel Gde 201, 31.8mm W, 30.4m Lg, 1.1mm Thk | BANDIT | BAND-IT AUSTRALIA | G432 | CURRENT | 5
12067 | PRINTED CIRCUIT BOARD | PARALLEL INPUT/OUTPUT BOARD;165 MM X 115 MM;STD-BUS COMPATIBLE;PROVIDES 24 BIT PROGRAMMABLE TTL I/O LINES ON A 50-WAY CONNECTOR;USED IN MINI SACS; | PRO-LOG |  | 7507 | PURCHASE AS REQUIRED | 1
12078 | CONNECTOR,ELECTRICAL | PLUG,FEMALE,TELEPHONE;PLASTIC;IVORY; TERMINATES STD 4 CORE TELEPHONE CABLE; USED IN MINI-SACS EQUIPMENT;PACK OF 50; | HAYMANS | HAYMANS ELECTRICAL | ACCP6364IVO | CURRENT | 1
12082 | SHELF,ELECTRICAL EQUIPMENT | MODEM MTG IN A 19 IN RACK;3 U H,325 MM D ; | ENERGEX | ENERGEX | SHELF,ELECTRICAL MODEM | PURCHASE AS REQUIRED | 1
12085 | INTERFACE MICROPROCESSOR MODULE. | DC OUTPUT;SOLID STATE; 60 V DC MAX LOAD V;;3.5 AMP MAX LOAD CURRENT (CONT); PLUGS INTO A RACK;RED COLOUR MODULE; | OPTO-22 | OPTO-22 | ODC5 | CURRENT | 1
12086 | INTERFACE MICROPROCESSOR MODULE. | DC INPUT;SOLID STATE,PHOTO ISOLATED; 30 V DC MAX INPUT V;25 MA MAX INPUT CURRENT;PLUGS INTO A RACK;WHITE COLOUR MODULE; | B&J ELEC | B & J ELECTRONICS PTY LTD | IB5S | CURRENT | 1
12087 | MTG RACK,ELECTRICAL-ELECTRONIC COMPONENT | FOR 24-WAY ISOLATING INPUT/OUTPUT MODULES;PARALLEL TTL-COMPATIBLE INTERFACE TO COMPUTER HARDWARE VIA 50-WAY RIBBON CABLE;FOR U/W MINI-SACS; | OPTO-22 | OPTO-22 | PB-24 | PURCHASE AS REQUIRED | 1
12087 | MTG RACK,ELECTRICAL-ELECTRONIC COMPONENT | FOR 24-WAY ISOLATING INPUT/OUTPUT MODULES;PARALLEL TTL-COMPATIBLE INTERFACE TO COMPUTER HARDWARE VIA 50-WAY RIBBON CABLE;FOR U/W MINI-SACS; | INTRECT |  | MS-24H | PURCHASE AS REQUIRED | 2
12095 | TRANSFORMER,VOLTAGE | METERING PROTECTION;O/D,STN TYPE; 33 KV/110 V/110 V,ALL SEC LEADS BROUGHT OUT;200/100 VA OUTPUT,48/8 MS PER PHASE BURDEN;3 PHASE;50 HZ;MINERAL OIL INSUL; | HANSOM |  | TRANSFORMER 200/100 VA | PURCHASE AS REQUIRED | 1
12096 | SIGN | DANGER-LEAVE RECLOSING DISABLED;PLASTICS -MAGNETIC;90 MM LG,50 MM W,0.9 MM THK; DANGER-WHITE LETTERS 6 MM H ON A RED OVAL;W/1 MM WHITE EDGE,ON A BLACK | ARTCRAFT | ARTCRAFT PTY LTD | SE00555-Q | CURRENT | 1
12096 | SIGN | DANGER-LEAVE RECLOSING DISABLED;PLASTICS -MAGNETIC;90 MM LG,50 MM W,0.9 MM THK; DANGER-WHITE LETTERS 6 MM H ON A RED OVAL;W/1 MM WHITE EDGE,ON A BLACK | CUTLER | CUTLER BRANDS PTY LTD | ENERGE-12096 | CURRENT | 2
12097 | WIRE,ELECTRICAL | BUILDING;COPPER,ANNEALED;25 SQ MM; 19/1.35 MM;0.6/1 KV;PVC INSULATED;BLACK; 100 M DRUM SIZE;WEIGHT 29.23 KG;BRIDGING CONDUCTOR URD FUSE PANEL; | PRYSMIAN | PRYSMIAN POWER CABLES & SYSTEMS AUST | 20199401 | CURRENT | 2
12097 | WIRE,ELECTRICAL | BUILDING;COPPER,ANNEALED;25 SQ MM; 19/1.35 MM;0.6/1 KV;PVC INSULATED;BLACK; 100 M DRUM SIZE;WEIGHT 29.23 KG;BRIDGING CONDUCTOR URD FUSE PANEL; | MIDLANDS | MIDLAND METALS | MMO-1X25 CU PVC BLK | CURRENT | 1
12097 | WIRE,ELECTRICAL | BUILDING;COPPER,ANNEALED;25 SQ MM; 19/1.35 MM;0.6/1 KV;PVC INSULATED;BLACK; 100 M DRUM SIZE;WEIGHT 29.23 KG;BRIDGING CONDUCTOR URD FUSE PANEL; | OLEX | OLEX AUSTRALIA PTY LTD | BAAC17AA001AABK | CURRENT | 2
12120 | END PLATE,TERMINAL BLOCK | TO SUIT KLIPPON DOUBLE TIER TERMINAL BLOCK TYPE DK4;REFER STOCK CODE 12015 FOR TERMINAL BLOCK;PACK OF 20; | KLIPPON |  | KLI1397160000 | CURRENT | 1
12124 | TERMINAL,LUG | DRILLED PALM,TINNED COPPER,CRIMP TYPE;FOR 50 SQ MM,19/1.78 MM COPPER CONDUCTOR;M8 PALM HOLE;BOX OF 25, PACK WEIGHT 0.56 KG; | TECONN | TE CONNECTIVITY LTD | CG50M8/25 | CURRENT | 1
12124 | TERMINAL,LUG | DRILLED PALM,TINNED COPPER,CRIMP TYPE;FOR 50 SQ MM,19/1.78 MM COPPER CONDUCTOR;M8 PALM HOLE;BOX OF 25, PACK WEIGHT 0.56 KG; | LEGEND | LEGEND POWER SYSTEMS | CAL50-8 | CURRENT | 2
12124 | TERMINAL,LUG | DRILLED PALM,TINNED COPPER,CRIMP TYPE;FOR 50 SQ MM,19/1.78 MM COPPER CONDUCTOR;M8 PALM HOLE;BOX OF 25, PACK WEIGHT 0.56 KG; | PLP AUST | PREFORMED LINE PRODUCTS (AUST) | EPTCU-50-10.4AF-M8 | CURRENT | 2
12138 | CABLE,POWER,ELECTRICAL | 110 KV;400 SQ MM;COPPER CONDUCTOR;SINGLE CORE;OIL FILLED,PAPER INSULATED,LOOSE CORRUGATED ALUMINIUM SHEATH,PVC OUTER SHEATH;DRUM SECURITY STOCK F807; | BICC |  | DWG NO CSD 110/11862 | STRATEGIC SPARE | 1
12141 | PIPE,PLASTIC | UPVC,GREY;PLAIN ENDS;150 MM NOM SIZE, SW V PIPE;160 MM OD,4 MM THK,600 MM LG; UV RESISTANT;AS1415;CUT IN 600 MM NOM LG ;FOR LV CABLE POLE TERMINATION,UJ MANUAL | VINIDEX |  | 19070 | CURRENT | 2
12141 | PIPE,PLASTIC | UPVC,GREY;PLAIN ENDS;150 MM NOM SIZE, SW V PIPE;160 MM OD,4 MM THK,600 MM LG; UV RESISTANT;AS1415;CUT IN 600 MM NOM LG ;FOR LV CABLE POLE TERMINATION,UJ MANUAL | TRI UGRD | TRI UNDERGROUND AUSTRALIA PTY LTD | CONMD150SWV | CURRENT | 1
12142 | CAP,PIPE. | UPVC,GREY;PRESSED;SUIT 150 MM SWV PIPE (160 TO 160.5 MM OD),17 MM H,2 MM THK, (FROM 3 MM SHEET);UV RESISTANT;FOR LV CABLE POLE TERMINATION,UJ MANUAL1.351D | HAYMANS | HAYMANS ELECTRICAL | FAB262P150 | CURRENT | 1
12142 | CAP,PIPE. | UPVC,GREY;PRESSED;SUIT 150 MM SWV PIPE (160 TO 160.5 MM OD),17 MM H,2 MM THK, (FROM 3 MM SHEET);UV RESISTANT;FOR LV CABLE POLE TERMINATION,UJ MANUAL1.351D | VINIDEX |  | 47380 | CURRENT | 2
12144 | JOINT,ELECTRICAL POWER CABLE | 110 KV;FOR 400 SQ MM,COPPER CONDUCTOR, 3 CORE TO 3 X SINGLE CORE LOOSE SHEATH, OIL FILLED,PAPER INSULATED CABLE; TRIFURCATING TYPE;STEEL SLEEVE W/4 | BICC |  | SK 33181,SK 33178 | STRATEGIC SPARE | 2
12144 | JOINT,ELECTRICAL POWER CABLE | 110 KV;FOR 400 SQ MM,COPPER CONDUCTOR, 3 CORE TO 3 X SINGLE CORE LOOSE SHEATH, OIL FILLED,PAPER INSULATED CABLE; TRIFURCATING TYPE;STEEL SLEEVE W/4 | BICC |  | JI 3935,DWG E95580-D1 | STRATEGIC SPARE | 1
12145 | TERMINATION,ELECTRICAL POWER CABLE | 110 KV;SF6 IMMERSED;SINGLE PHASE; FOR 400 SQ MM,COPPER CONDUCTOR,OIL FILLED,PAPER INSULATED CABLE;MOULDED INSULATOR;SECURITY STOCK F807;ITEM | BICC |  | SK 33184,SK 33191 | STRATEGIC SPARE | 2
12145 | TERMINATION,ELECTRICAL POWER CABLE | 110 KV;SF6 IMMERSED;SINGLE PHASE; FOR 400 SQ MM,COPPER CONDUCTOR,OIL FILLED,PAPER INSULATED CABLE;MOULDED INSULATOR;SECURITY STOCK F807;ITEM | BICC |  | JI 3938,DWG E95582-D1 | STRATEGIC SPARE | 1
12152 | CABLE BOX. | 12 KV;AIR INSULATED;TOP ENTRY; SINGLE GLAND;TO SUIT LUCY TYPE "F" RMU RING MAIN SECT AND TEE-OFF SECT; | LUCY |  | CABLE BOX AIR INSUL | PURCHASE AS REQUIRED | 1
12152 | CABLE BOX. | 12 KV;AIR INSULATED;TOP ENTRY; SINGLE GLAND;TO SUIT LUCY TYPE "F" RMU RING MAIN SECT AND TEE-OFF SECT; | ENERGEX | ENERGEX |  | PURCHASE AS REQUIRED | 2
12155 | WASHER,FLAT | STEEL;GALV;26 MM ID;150 MM SQ;16 MM THK; BAG OF 10,PALLET OF 10;FOR USE WITH M24 STAY ROD; | HAYMAN | HAYMANS INDUSTRIES PTY LTD | 12155 | CURRENT | 1
12155 | WASHER,FLAT | STEEL;GALV;26 MM ID;150 MM SQ;16 MM THK; BAG OF 10,PALLET OF 10;FOR USE WITH M24 STAY ROD; | STEELWAY |  | E12155 | CURRENT | 2
12170 | CHART,RECORDING INSTRUMENT. | FOR U/W ESTERLINE ANGUS RECORDER MODEL MS 401E (ZELLWEGER 1050 HZ RECORDER); FOLD CHART;30 DAY DURATION;PLAIN; 1 BOX = 6 PACKS; | ESTANGUS |  | 59019 | PHASING | 1
12180 | BOX,ELECTRICAL,MULTIAPPLICATION. | STEEL,POLYESTER BASE COATING- 800 MM H,600 MM W,320 MM D; WEATHERPROOF TO IP55,HINGED DOOR, REMOVABLE EQUIPMENT MTG PLATE EARTH STUD | CNWPL | CNW PL - SLACKS CREEK | NHPMAS0806030R5 | CURRENT | 2
12180 | BOX,ELECTRICAL,MULTIAPPLICATION. | STEEL,POLYESTER BASE COATING- 800 MM H,600 MM W,320 MM D; WEATHERPROOF TO IP55,HINGED DOOR, REMOVABLE EQUIPMENT MTG PLATE EARTH STUD | NHP | NHP ELECTRICAL ENGINEERING | ELDMAS0806030 | CURRENT | 2
12180 | BOX,ELECTRICAL,MULTIAPPLICATION. | STEEL,POLYESTER BASE COATING- 800 MM H,600 MM W,320 MM D; WEATHERPROOF TO IP55,HINGED DOOR, REMOVABLE EQUIPMENT MTG PLATE EARTH STUD | CNWPL | CNW PL - SLACKS CREEK | MAS0806030R5 | CURRENT | 1
12182 | TRANSFORMER,METERING | OUTDOOR TYPE;POLE/PLATFORM MTD;11/12 KV; OIL FILLED TANK;HV FUSES INSIDE TANK; 2 CT'S,CLASS 0.5,15 VA;RATIO 25/5 AMP; 1 VT,CLASS 0.5M OUTPUT 100/200 VA/ | AMPHENOL |  | METERING TRANSFORMER HV | PURCHASE AS REQUIRED | 2
12182 | TRANSFORMER,METERING | OUTDOOR TYPE;POLE/PLATFORM MTD;11/12 KV; OIL FILLED TANK;HV FUSES INSIDE TANK; 2 CT'S,CLASS 0.5,15 VA;RATIO 25/5 AMP; 1 VT,CLASS 0.5M OUTPUT 100/200 VA/ | T/FMRPRD |  | METERIN, TRANSFORMER,HV | PURCHASE AS REQUIRED | 1
12185 | TRANSFORMER,METERING | OUTDOOR TYPE;FREE STANDING;11/12 KV;OIL FILLED TANK;HV FUSES INSIDE TANK;2 CT'S, CLASS 0.5,15 VA;RATIO 50/5 AMP;1 VT,CLAS S 0.5M OUTPUT 100/200 VA PHASE; | AMPHENOL |  | METERING,TYPE FREE STANDING | PURCHASE AS REQUIRED | 2
12185 | TRANSFORMER,METERING | OUTDOOR TYPE;FREE STANDING;11/12 KV;OIL FILLED TANK;HV FUSES INSIDE TANK;2 CT'S, CLASS 0.5,15 VA;RATIO 50/5 AMP;1 VT,CLAS S 0.5M OUTPUT 100/200 VA PHASE; | T/FMRPRD |  | METERING TYPE FREE STANDING | PURCHASE AS REQUIRED | 1
12195 | SIGN | HEAD PROTECTION MUST BE WORN;ALUMINIUM; RETROREFLECTIVE;320 MM DIA,2 MM THK; AS1319-1983;PACK OF 1; | ARTCRAFT | ARTCRAFT PTY LTD | SE014-Q | CURRENT | 1
12198 | SIGN | Warning Sign, Al, "DANGER HIGH VOLTAGE", Size 3, RetroReflective Class 2, 100 x 180 x 1.6mm, Pack of 10 | ARTCRAFT | ARTCRAFT PTY LTD | SE0072-Q | CURRENT | 1
12199 | SIGN | DANGER-HIGH VOLTAGE TESTING KEEP CLEAR, DANGER VERTICALLY ON BACK;ABS PLASTIC; SCREEN PRINTED;360 MM LG,400 MM W,3 MM THK;C/W CORD 2 M LG (STOCK CODE 03227); | ARTCRAFT | ARTCRAFT PTY LTD | SE01555-Q | CURRENT | 1
12199 | SIGN | DANGER-HIGH VOLTAGE TESTING KEEP CLEAR, DANGER VERTICALLY ON BACK;ABS PLASTIC; SCREEN PRINTED;360 MM LG,400 MM W,3 MM THK;C/W CORD 2 M LG (STOCK CODE 03227); | CUTLER | CUTLER BRANDS PTY LTD | ENERGE-12199 | CURRENT | 2
12200 | SIGN | DANGER-LIVE HIGH VOLTAGE CONDUCTORS, ABOVE OR BEYOND;ABS PLASTIC;SCREENED PRINTED;360 MM LG,340 MM W,3 MM THK;C/W CORD 2 M LG; 2 X DANGER DECALS ON BLANK | ARTCRAFT | ARTCRAFT PTY LTD | 12200 | CURRENT | 1
12200 | SIGN | DANGER-LIVE HIGH VOLTAGE CONDUCTORS, ABOVE OR BEYOND;ABS PLASTIC;SCREENED PRINTED;360 MM LG,340 MM W,3 MM THK;C/W CORD 2 M LG; 2 X DANGER DECALS ON BLANK | CUTLER | CUTLER BRANDS PTY LTD | ENERGE-12200 | CURRENT | 2
12201 | SIGN | DANGER-HIGH VOLTAGE (SIZE 2);ALUMINIUM; RETROREFLECTIVE;360 MM LG,200 MM W, 2 MM THK;AS1319-1983;PACK OF 10; | ARTCRAFT | ARTCRAFT PTY LTD | SE00802-Q | CURRENT | 1
12202 | SIGN | DANGER-DO NOT OPERATE,ENERGEX; ABS PLASTIC;SCREEN PRINTED;180 MM LG, 100 MM W,3 MM THK;C/W CORD(STOCK CODE 03224);THIS SIGN TO BE PRINTED ON BOTH | ARTCRAFT | ARTCRAFT PTY LTD | 12202 | CURRENT | 1
12202 | SIGN | DANGER-DO NOT OPERATE,ENERGEX; ABS PLASTIC;SCREEN PRINTED;180 MM LG, 100 MM W,3 MM THK;C/W CORD(STOCK CODE 03224);THIS SIGN TO BE PRINTED ON BOTH | CUTLER | CUTLER BRANDS PTY LTD | ENERGE-12202 | CURRENT | 2
12203 | SIGN | Al, "DANGER DO NOT OPERATE" Screen Printed, RetroReflective Class 2, Legend Double Sided, 90 x 50 x 1.6mm, AS1319-1983 | CUTLER | CUTLER BRANDS PTY LTD | ENERGE-12203 | CURRENT | 1
12203 | SIGN | Al, "DANGER DO NOT OPERATE" Screen Printed, RetroReflective Class 2, Legend Double Sided, 90 x 50 x 1.6mm, AS1319-1983 | ARTCRAFT | ARTCRAFT PTY LTD | SE015-Q | CURRENT | 2
12206 | SIGN | CAUTION-STAND ON MAT;YELLOW SCOTCHCAL; SCREEN PRINTED;180 MM x 100 MM;STICK ON FOR USE ON PILOT ISOLATION CUBICLES; AS1319-1983;PACK OF 10; | ARTCRAFT | ARTCRAFT PTY LTD | 12206 | CURRENT | 1
12206 | SIGN | CAUTION-STAND ON MAT;YELLOW SCOTCHCAL; SCREEN PRINTED;180 MM x 100 MM;STICK ON FOR USE ON PILOT ISOLATION CUBICLES; AS1319-1983;PACK OF 10; | CUTLER | CUTLER BRANDS PTY LTD | ENERGE-12206 | CURRENT | 2
12207 | SIGN | Al, (LOGO) ENERGEX STATION (Designation Blank), 360 x 200 x 1.6mm, White Class 2 RetroReflective, Lettering & Colouring as per Dwg, for Distribution Stations & | ARTCRAFT | ARTCRAFT PTY LTD | SE016-Q | CURRENT | 1
12375 | RETAINER,ASSEMBLED NUT | ;M6 X 1.0;ISO M THREAD;CAGE & NUT STEEL; YELLOW ZINC PASSIVATED;0.70 TO 1.60 MM PANEL RANGE; | COVENTRY | COVENTRY FASTENERS QLD | 6MCA8EN | CURRENT | 2
12381 | GREASE,GENERAL PURPOSE | CASTROL LM;450 G CARTRIDGE;24 PER CTN; FOR USE ON PLANT W/AUTOMATIC GREASING SYSTEM; | CASTROL | CASTROL | 3364327 - SPHEEROL EPL2 | CURRENT | 1
12382 | RACEWAY,NONMETALLIC | OPEN SLOTTED WALLS;PVC,RIGID;GREY; 40 MM W,60 MM H;C/W LID;2 M LG;PACKED IN PROTECTIVE PLASTIC BAG & BOUND WITH PALLETISING TAPE (NON-RESIDUE) OR CORD | REXEL | REXEL PTY LTD | IBOT140.60 | CURRENT | 2
12382 | RACEWAY,NONMETALLIC | OPEN SLOTTED WALLS;PVC,RIGID;GREY; 40 MM W,60 MM H;C/W LID;2 M LG;PACKED IN PROTECTIVE PLASTIC BAG & BOUND WITH PALLETISING TAPE (NON-RESIDUE) OR CORD | IBOCO | IBOCO | BOCT1-40-60 | CURRENT | 2
12382 | RACEWAY,NONMETALLIC | OPEN SLOTTED WALLS;PVC,RIGID;GREY; 40 MM W,60 MM H;C/W LID;2 M LG;PACKED IN PROTECTIVE PLASTIC BAG & BOUND WITH PALLETISING TAPE (NON-RESIDUE) OR CORD | CNWPL | CNW PL - SLACKS CREEK | T14060 | CURRENT | 1
12390 | INSULATION SLEEVE,ELEC,BRANCHED | 4-WAY;L/V;15 TO 35 MM DIA,CABLE END,5 TO 13 MM DIA,FINGER END,MIN O/A LENGTH 90 MM,MIN FINGER LENGTH 20 MM;ADHESIVE LINED;TO SUIT 4 CORE 16 & 25 SQ MM | LEGEND | LEGEND POWER SYSTEMS | KEV420 | CURRENT | 2
12390 | INSULATION SLEEVE,ELEC,BRANCHED | 4-WAY;L/V;15 TO 35 MM DIA,CABLE END,5 TO 13 MM DIA,FINGER END,MIN O/A LENGTH 90 MM,MIN FINGER LENGTH 20 MM;ADHESIVE LINED;TO SUIT 4 CORE 16 & 25 SQ MM | SICAME | SICAME AUSTRALIA PTY LTD | LVH4B38/14-C | CURRENT | 1
12392 | SIGN | SMOKING PROHIBITED;ABS PLASTIC;SCREEN PRINTED;160 MM DIA,3 MM THK;AS1319-1983; PACK OF 1; | ARTCRAFT | ARTCRAFT PTY LTD | 12392 | PURCHASE AS REQUIRED | 1
12392 | SIGN | SMOKING PROHIBITED;ABS PLASTIC;SCREEN PRINTED;160 MM DIA,3 MM THK;AS1319-1983; PACK OF 1; | CUTLER | CUTLER BRANDS PTY LTD | ENERGE-12392 | PURCHASE AS REQUIRED | 2
12392 | SIGN | SMOKING PROHIBITED;ABS PLASTIC;SCREEN PRINTED;160 MM DIA,3 MM THK;AS1319-1983; PACK OF 1; | ENERGEX | ENERGEX | SIGN SMOKING PROHIBITED | PURCHASE AS REQUIRED | 2
12417 | TERMINATION COMPONENTS,ELEC POWER CABLE | 11 KV;KRONE,SWITCHGEAR;FOR 16 TO 95 SQ MM COPPER CONDUCTOR 3 X SINGLE CORE SCREENED,XLPE/PVC CABLE; | KRONE | ADC COMMUNICATIONS (AUSTRALIA) LTD | TERMINATION 16 TO 95 SQ MM | PURCHASE AS REQUIRED | 1
12420 | CIRCUIT BREAKER | MINIATURE,SP;250 V AC;10 AMP;6 KA BKG CAP;FOR USE IN MINOR ROADS,S/L PANEL STOCK CODE 05487;PACK OF 1; | REXEL | REXEL PTY LTD | TERDTM6110C | CURRENT | 1
12423 | CONTROL BOX,LIGHTING FIXTURE. | SODIUM VAPOUR HP;150 W;250 V;INCL CHOKE, IGNITOR,CAPACITOR;BLOCKING INDUCTOR; NEMA PE BASE & TERMINAL BLOCK;FITTED W/20 AMP 10 KA MINIATURE CIRCUIT | PJMARTIN | PETER J MARTIN SALES PTY LTD | PHS150D430P | CURRENT | 1
12424 | CONTROL BOX,LIGHTING FIXTURE. | SODIUM VAPOUR HP;250 W;250 V;INCL CHOKE, IGNITOR, CAPACITOR;BLOCKING INDUCTOR; NEMA PE BASE & TERMINAL BLOCK;FITTED W/20 AMP 10 KA MINIATURE CIRCUIT | PJMARTIN | PETER J MARTIN SALES PTY LTD | PHS250D430P | CURRENT | 1
12425 | CONTROL BOX,LIGHTING FIXTURE. | SODIUM VAPOUR HP;400 W;250 V;INCL CHOKE, IGNITOR,CAPACITOR;BLOCKING INDUCTOR; NEMA PE BASE & TERMINAL BLOCK;FITTED W/20 AMP 10 KA MINIATURE CIRCUIT | PJMARTIN | PETER J MARTIN SALES PTY LTD | PHS400D430P | CURRENT | 1
12427 | TUBE,METALLIC | ALUMINIUM GDE 6060;RD CROSS SECT SHAPE; 6.5 M LG;40 MM OD;3 MM WALL THK;T5; | CAPRAL | CAPRAL ALUMINIUM CENTRE | 814070 | PURCHASE AS REQUIRED | 1
12428 | TAPE,PRESSURE SENSITIVE ADHESIVE | DOUBLE SIDED;BLACK;12 MM W,66 M LG,0.8 MM THK;24 ROLLS PER CARTON,PACK WEIGHT 9.0 KG; | ATOMSUPP | ATOM SUPPLY | 33760001 | CURRENT | 1
12428 | TAPE,PRESSURE SENSITIVE ADHESIVE | DOUBLE SIDED;BLACK;12 MM W,66 M LG,0.8 MM THK;24 ROLLS PER CARTON,PACK WEIGHT 9.0 KG; | CORPEXPR | CORPORATE EXPRESS PO BOX 346 RICHLANDS | 87092150 | CURRENT | 2
12431 | SUPPORT,ELEC EQUIP | STEEL,GDE 250;GALV;100 MM W;75 MM H; W/16 MM DIA HOLE & SLOT EACH END; 10 (UA) UNEQUAL ANGLE;AS3679; 1400 MM LG;USED AS RMU SUPPORT STEEL; | HAYMAN | HAYMANS INDUSTRIES PTY LTD | 12431 | CURRENT | 1
12431 | SUPPORT,ELEC EQUIP | STEEL,GDE 250;GALV;100 MM W;75 MM H; W/16 MM DIA HOLE & SLOT EACH END; 10 (UA) UNEQUAL ANGLE;AS3679; 1400 MM LG;USED AS RMU SUPPORT STEEL; | GREATWST |  | 12431 | CURRENT | 2
12435 | CUTTER,STEEL STRAPPING | STRAIGHT BLADE;METAL PACKING STRAP CUTTING; | STATEWD | STATEWIDE FSTNERS & ENG SPLS PL | PDC7004 | CURRENT | 1
12435 | CUTTER,STEEL STRAPPING | STRAIGHT BLADE;METAL PACKING STRAP CUTTING; | PROMARK | PROMARK PACKAGING PTY LTD GEEBUNG | DC7004 | CURRENT | 2
12437 | HANDLE,DOOR | CAST STEEL ALLOY,CHROME;T SHAPED; NON LOCKING 180 DEG TURN WITH VERTICAL MOUNT; | MPOROUKE |  | 999 PLAIN FRONT FIXING | CURRENT | 1
12444 | WASHER,FLAT | STEEL;ZINC PLATED;M8 BOLT SIZE; Pack of 1000 | HOBSON | HOBSON ENGINEERING CO PTY LTD 393904 | FSWRMSZM08 | CURRENT | 1
12444 | WASHER,FLAT | STEEL;ZINC PLATED;M8 BOLT SIZE; Pack of 1000 | STATEWD | STATEWIDE FSTNERS & ENG SPLS PL | WFZM817 | CURRENT | 2
12445 | WASHER,FLAT | NYLON;M6 BOLT SIZE;Pack of 200. | HOBSON | HOBSON ENGINEERING CO PTY LTD 393904 | WR66PM060120010 | CURRENT | 1
12445 | WASHER,FLAT | NYLON;M6 BOLT SIZE;Pack of 200. | STATEWD | STATEWIDE FSTNERS & ENG SPLS PL | WFBM6 | CURRENT | 2
12450 | INTERRUPTER,VACUUM | 12 KV;800 AMP;TO SUIT HAWKER SIDDELEY TYPE FV CIRCUIT BREAKER;AS2006; | ENERGEX | ENERGEX | V801 | CURRENT | 1
12451 | INTERRUPTER,VACUUM | 12 KV;1600 AMP;TO SUIT HAWKER SIDDELEY TYPE FV CIRCUIT BREAKER;AS2006; | ENERGEX | ENERGEX | V501 | CURRENT | 1
12454 | FUSE,CARTRIDGE | ;57.0 MM LG,22.2 MM DIA;100 AMP;415 V AC ;33 KA RATED BREAKING CAPACITY;AS2005, PT 10,ASTA 20 CERTIFIED;PACK OF 20,PACK WEIGHT 15 KG,PALLET OF 2000;SUIT | FLOWLINE | FLOWLINE INDUSTRIES PTY LTD | EM782090 | CURRENT | 1
12461 | RELAY,PILOT SUPERVISION. | 1 PSVN SEND RELAY;110 V AC;DO CASE; 5 KV ISOLATION;IEC255;ITEM 10 OF CONTRACT C44/83; | REYROLLE |  | SOLKOR RF | MAINTENANCE STOCK | 1
12463 | TAPE,PRESSURE SENSITIVE ADHESIVE | DOUBLE SIDED;BLACK;24 MM W,61 M LG, 0.8 MM THK;CARTON OF 12,PACK WEIGHT 9.0 KG; | ATOMSUPP | ATOM SUPPLY | 33760002 | CURRENT | 1
12463 | TAPE,PRESSURE SENSITIVE ADHESIVE | DOUBLE SIDED;BLACK;24 MM W,61 M LG, 0.8 MM THK;CARTON OF 12,PACK WEIGHT 9.0 KG; | CORPEXPR | CORPORATE EXPRESS PO BOX 346 RICHLANDS | 87092153 | CURRENT | 2
12464 | WASHER,LOCK | EXT TOOTH,FLAT TYPE;STEEL,MILD;ZINC PLATED;M12 BOLT SIZE;23.82 MM OD;BAKED & HARDENED TO 55 ON ROCKWELL SCALE; ;2 = 1 SET;U/W M12 BOLTS,TO ATTACH OMEGA | STATEWD | STATEWIDE FSTNERS & ENG SPLS PL | WDLM12 | CURRENT | 2
12465 | INSULATION SLEEVING,ELECTRICAL | POLYOLEFIN,HEAT SHRINKABLE;110 MM MIN ID EXP,29 MM MAX ID RECOVERED;3.3 MM MIN THK RECOVERED;300 MM LG;BLACK;MELTABLE INNER LINING;FOR 630 SQ MM 11 KV XLPE | TECONN | TE CONNECTIVITY LTD | MWTM-115/3 | CURRENT | 1
12465 | INSULATION SLEEVING,ELECTRICAL | POLYOLEFIN,HEAT SHRINKABLE;110 MM MIN ID EXP,29 MM MAX ID RECOVERED;3.3 MM MIN THK RECOVERED;300 MM LG;BLACK;MELTABLE INNER LINING;FOR 630 SQ MM 11 KV XLPE | LEGEND | LEGEND POWER SYSTEMS | SMDW120/35TK-300 | CURRENT | 2
12465 | INSULATION SLEEVING,ELECTRICAL | POLYOLEFIN,HEAT SHRINKABLE;110 MM MIN ID EXP,29 MM MAX ID RECOVERED;3.3 MM MIN THK RECOVERED;300 MM LG;BLACK;MELTABLE INNER LINING;FOR 630 SQ MM 11 KV XLPE | TECONN | TE CONNECTIVITY LTD | MWTM-115/34-300/S(S10) | CURRENT | 1
12466 | BRACKET,ANGLE | L SHAPED BRACKET;STEEL,FLAT MILD;GALV; FOR SUPPORTING SERVICE BRIDGING CABLES ON CROSSARMS;BAGS OF 100, WEIGHT 5.0 KG; ;FOR LV BRIDGING SUPPORT ON CROSSARMS; | SEWELFRG | GREG SEWELL FORGINGS PTY LTD | 6145 | CURRENT | 1
12468 | ADAPTOR,POLE TO INSULATOR. | FIXED BOW TYPE;M16 & M20 STEEL,GDE 250; GALV;220 MM LG,56 MM W,136 MM H;20 DEG MIN RAD;FOR ATTACHING DISC INSULATOR TO CONCRETE POLE,W/STAINLESS STEEL | HAYMAN | HAYMANS INDUSTRIES PTY LTD | 12468 | CURRENT | 1
12468 | ADAPTOR,POLE TO INSULATOR. | FIXED BOW TYPE;M16 & M20 STEEL,GDE 250; GALV;220 MM LG,56 MM W,136 MM H;20 DEG MIN RAD;FOR ATTACHING DISC INSULATOR TO CONCRETE POLE,W/STAINLESS STEEL | GLOBAL | GLOBAL MANUFACTURING GROUP | ENERGEX 2896-A4 | CURRENT | 2
12473 | COIL,ELECTRICAL | CONTACTOR TYPE;240 V;ENCAPSULATED; SUITS (NEW TYPE) CONTACTORS,STOCK CODE 05376 & 05377; | HAWKSIDD | HAWKER SIDDELEY SWITCHGEAR LTD | CL04 P/NO C07689 | PURCHASE AS REQUIRED | 1
12473 | COIL,ELECTRICAL | CONTACTOR TYPE;240 V;ENCAPSULATED; SUITS (NEW TYPE) CONTACTORS,STOCK CODE 05376 & 05377; | HAWKSIDD | HAWKER SIDDELEY SWITCHGEAR LTD | ARTICLE NO 4422432 | PURCHASE AS REQUIRED | 2
12475 | BEND,NONMETALLIC RIGID CONDUIT | UPVC;ORANGE;80 MM NOM DIA;LIGHT DUTY; 90 DEG;0.45 M RAD;SOCKET MOULDED ONE END ;MARKED "ELECTRICITY SUPPLY CABLES"; AS2053;PACK OF 1,PACK WEIGHT 1.06 KG; | TRI UGRD | TRI UNDERGROUND AUSTRALIA PTY LTD | LDE8090450MFS | CURRENT | 1
12475 | BEND,NONMETALLIC RIGID CONDUIT | UPVC;ORANGE;80 MM NOM DIA;LIGHT DUTY; 90 DEG;0.45 M RAD;SOCKET MOULDED ONE END ;MARKED "ELECTRICITY SUPPLY CABLES"; AS2053;PACK OF 1,PACK WEIGHT 1.06 KG; | HAYMANS | HAYMANS ELECTRICAL | CONX80LD450R90MF | CURRENT | 2
12475 | BEND,NONMETALLIC RIGID CONDUIT | UPVC;ORANGE;80 MM NOM DIA;LIGHT DUTY; 90 DEG;0.45 M RAD;SOCKET MOULDED ONE END ;MARKED "ELECTRICITY SUPPLY CABLES"; AS2053;PACK OF 1,PACK WEIGHT 1.06 KG; | VINIDEX |  | 32083 | CURRENT | 2
12478 | COUPLING,ADAPTOR,NONMETALLIC CONDUIT | RIGID UPVC;ORANGE;40 MM;HEAVY DUTY;TO 40 MM HVY DUTY CONDUIT;DOUBLE ENDED SOCKET AS2053;PACK OF 20,PACK WEIGHT 0.2 KG; | TRI UGRD | TRI UNDERGROUND AUSTRALIA PTY LTD | HDE40COUPFF | CURRENT | 1
12478 | COUPLING,ADAPTOR,NONMETALLIC CONDUIT | RIGID UPVC;ORANGE;40 MM;HEAVY DUTY;TO 40 MM HVY DUTY CONDUIT;DOUBLE ENDED SOCKET AS2053;PACK OF 20,PACK WEIGHT 0.2 KG; | HAYMANS | HAYMANS ELECTRICAL | CONXC40HD | CURRENT | 2
12478 | COUPLING,ADAPTOR,NONMETALLIC CONDUIT | RIGID UPVC;ORANGE;40 MM;HEAVY DUTY;TO 40 MM HVY DUTY CONDUIT;DOUBLE ENDED SOCKET AS2053;PACK OF 20,PACK WEIGHT 0.2 KG; | VINIDEX |  | 31200 | CURRENT | 2
12483 | WASHER,FLAT | STAINLESS STEEL,GDE 304 OR 316;M12 BOLT SIZE,13.5 MM ID;44.5 MM OD;6 MM THK; BOX OF 100;FOR U/W 400 & 600 SQ MM LUGS, STOCK CODES 10887 & 10888;REFER UJ | HOBSON | HOBSON ENGINEERING CO PTY LTD 393904 | WX16PLM12 | CURRENT | 1
12483 | WASHER,FLAT | STAINLESS STEEL,GDE 304 OR 316;M12 BOLT SIZE,13.5 MM ID;44.5 MM OD;6 MM THK; BOX OF 100;FOR U/W 400 & 600 SQ MM LUGS, STOCK CODES 10887 & 10888;REFER UJ | SUMMIT | SUMMIT GROUP | 6WRMS212044.506 | CURRENT | 2
12483 | WASHER,FLAT | STAINLESS STEEL,GDE 304 OR 316;M12 BOLT SIZE,13.5 MM ID;44.5 MM OD;6 MM THK; BOX OF 100;FOR U/W 400 & 600 SQ MM LUGS, STOCK CODES 10887 & 10888;REFER UJ | STATEWD | STATEWIDE FSTNERS & ENG SPLS PL | WSS4M12 | CURRENT | 2
12485 | RUBBER MATTING,SOLID. | RAW NATURAL/SYNTHETIC;GREY;3 MM THK, 1 MM TREAD PATT;915 MM W,5.4 M LG;RAISED DIAMOND PATT,SMOOTH REVERSE;AS/NZS2978- 1995 CLASS B;MAX WORKING 650 V AC OR DC; | QLDRUBB |  | 12485 | PURCHASE AS REQUIRED | 1
12486 | RELAY,ELECTROMAGNETIC | CIRCUIT BREAKER TYPE;32 V DC COIL;LIMIT SWITCH AUX;MEIDENSHA CB TYPE VBE,12 KV; | NHP | NHP ELECTRICAL ENGINEERING | CA712CM2248VDC | CURRENT | 1
12770 | CABLE,POWER,ELECTRICAL | 6.35/11 KV;35 SQ MM;COMPACTED AL;3 CORE; XLPE INSULATED,BLACK HDPE SHEATH;19/2.00 SC/GZ CATENARY;LIGHT DUTY COPPER WIRE SCREENED HV-ABC;AS3599.1;500 M DRUM, | MIDLANDS | MIDLAND METALS | MMO-11KV HVABC 3X35 AL X HDPE | CURRENT | 1
12770 | CABLE,POWER,ELECTRICAL | 6.35/11 KV;35 SQ MM;COMPACTED AL;3 CORE; XLPE INSULATED,BLACK HDPE SHEATH;19/2.00 SC/GZ CATENARY;LIGHT DUTY COPPER WIRE SCREENED HV-ABC;AS3599.1;500 M DRUM, | MIDMETAL |  | MMO-11KV HVABC 3X35 AL X HDPE | CURRENT | 2
12770 | CABLE,POWER,ELECTRICAL | 6.35/11 KV;35 SQ MM;COMPACTED AL;3 CORE; XLPE INSULATED,BLACK HDPE SHEATH;19/2.00 SC/GZ CATENARY;LIGHT DUTY COPPER WIRE SCREENED HV-ABC;AS3599.1;500 M DRUM, | OLEX | OLEX AUSTRALIA PTY LTD | CABLE POWER 35 SQ MM 3 CORE | CURRENT | 2
12771 | CABLE,POWER,ELECTRICAL | 6.35/11 KV;120 SQ MM;COMPACTED AL;3 CORE ;XLPE INSULATED,BLACK HDPE SHEATH; 19/2.00 SC/GZ CATENARY;LIGHT DUTY COPPER WIRE SCREENED HV-ABC;AS3599.1;500 M | MIDLANDS | MIDLAND METALS | MMO-11KV HVABC 3X120 AL X HDPE | CURRENT | 1
12775 | CLAMP,SUSPENSION,ELEC CONDUCTOR | ANGLE;HV ABC CABLE;CATENARY-SUPPORTED; 7/4.50 MM AAAC OR 19/2.00 MM SC/GZ; 0-30 DEG DEVIATION;BOX OF 1; | PLP AUST | PREFORMED LINE PRODUCTS (AUST) | IBSH1060 | CURRENT | 1
12779 | HOOK,SUPPORT | GAINBASE MTG;STEEL;GALV;20 MM DIA ROD; R15 MIN PIGTAIL;OR STRAP ATTACHMENT TO POLES,FOR USE WITH LV ABC;PACK OF 50,PALLET WEIGHT 65; | SEWELFRG | GREG SEWELL FORGINGS PTY LTD | 6385 | CURRENT | 1
12780 | CABLE,POWER,ELECTRICAL | 6.35/11 KV;70 SQ MM;COMPACTED AL;3 CORE ;XLPE INSULATED,COPPER WIRE SCREENED BLACK XLPE/HDPE;19/2.00 SC/GZ CATENARY; AERIAL BUNDLED CABLE;AS3599.1; | OLEX | OLEX AUSTRALIA PTY LTD | CABLE,POWER,70 SQ MM 3 CORE | PURCHASE AS REQUIRED | 1
12782 | SLEEVE,COMPRESSION | PRE-INSULATED FULL TENSION COMPRESSION; INSULATED AL ALLOY;COMPACTED AL;95 SQ MM LV ABC;FOR NON-TENSION APPLICATIONS ALSO ;BOX OF 10;U/W DIE,STOCK CODE 17975; | TYCO | TYCO | MJPT95 ALUS | CURRENT | 1
12782 | SLEEVE,COMPRESSION | PRE-INSULATED FULL TENSION COMPRESSION; INSULATED AL ALLOY;COMPACTED AL;95 SQ MM LV ABC;FOR NON-TENSION APPLICATIONS ALSO ;BOX OF 10;U/W DIE,STOCK CODE 17975; | SICAME | SICAME AUSTRALIA PTY LTD | MJPT95-21 | CURRENT | 2
12783 | BOLT,HOOK | STEEL;GALV;M20;ISO M;300 MM LG;R15 MIN PIGTAIL;W/NUT & WASHER;W/COLLAR; BAGS OF 5,PACK WEIGHT 10 KG; USE WITH LVABC; | HAYMAN | HAYMANS INDUSTRIES PTY LTD | 12783 | CURRENT | 1
12783 | BOLT,HOOK | STEEL;GALV;M20;ISO M;300 MM LG;R15 MIN PIGTAIL;W/NUT & WASHER;W/COLLAR; BAGS OF 5,PACK WEIGHT 10 KG; USE WITH LVABC; | SEWELFRG | GREG SEWELL FORGINGS PTY LTD | BOLT,HOOK | CURRENT | 2
12784 | SHIELD,EXPANSION | POLYAMIDE;IMPACT ANCHOR;5 MM HOLE DIA; STAINLESS STEEL SCREW INSERT;33 MM LG; ;PACK OF 100;USED FOR FIXING 3.18 X 38 MM COPPER STRIP IN SUBSTATIONS; | STATEWD | STATEWIDE FSTNERS & ENG SPLS PL | M39S535 | CURRENT | 1
12786 | REGULATOR,STEP VOLTAGE | 11 KV;SINGLE PHASE;50 HZ;200 AMP;ONAN; + OR - 10%;32 STEPS OF .625%;POLE MTG;HV BUSHINGS;MICROPROCESSOR CONTROL CABINET TYPE CL-2 & 5 M CONTROL CABLE;USED IN | MCGRAWED |  | TYPE VR-32 | PHASING | 1
12788 | TERMINAL,LUG | DRILLED PALM,CAST OR FORGED CIRCULAR ALUMINIUM CRIMP TYPE;FOR ANY 120 SQ MM STRANDED CONDUCTOR;FOR M12 BOLT SIZE; PRE-FILLED W/JOINTING COMPOUND;PACK OF | TYCO | TYCO | H15139/1 | CURRENT | 2
12788 | TERMINAL,LUG | DRILLED PALM,CAST OR FORGED CIRCULAR ALUMINIUM CRIMP TYPE;FOR ANY 120 SQ MM STRANDED CONDUCTOR;FOR M12 BOLT SIZE; PRE-FILLED W/JOINTING COMPOUND;PACK OF | LEGEND | LEGEND POWER SYSTEMS | AL 120-12 | CURRENT | 1
12788 | TERMINAL,LUG | DRILLED PALM,CAST OR FORGED CIRCULAR ALUMINIUM CRIMP TYPE;FOR ANY 120 SQ MM STRANDED CONDUCTOR;FOR M12 BOLT SIZE; PRE-FILLED W/JOINTING COMPOUND;PACK OF | CABLACES | CABLACES | AL 120-12 | CURRENT | 2
12888 | CAN,UTILITY | PLASTIC;6 L GASOLINE/2-1/2 L OIL; 2 COMPARTMENT,W/2 SCREW CAPS; FOR CHAINSAW;PACK OF 1; | STATEWD | STATEWIDE FSTNERS & ENG SPLS PL | SSED20 | CURRENT | 2
12888 | CAN,UTILITY | PLASTIC;6 L GASOLINE/2-1/2 L OIL; 2 COMPARTMENT,W/2 SCREW CAPS; FOR CHAINSAW;PACK OF 1; | KEYLINE | KEY-LINE DISTRIBUTORS PTY LTD | SCEPTRE COMBO6/25 | CURRENT | 2
12888 | CAN,UTILITY | PLASTIC;6 L GASOLINE/2-1/2 L OIL; 2 COMPARTMENT,W/2 SCREW CAPS; FOR CHAINSAW;PACK OF 1; | ATOMSUPP | ATOM SUPPLY | 03615(J63) | CURRENT | 1
12889 | NUT,PLAIN,HEXAGON | STAINLESS STEEL,GDE 304;STD;M8;ISO M; AS1444;BOX OF 100,PACK WEIGHT 0.52 KG; | HOBSON | HOBSON ENGINEERING CO PTY LTD 393904 | NH04PCM08 | CURRENT | 1
12889 | NUT,PLAIN,HEXAGON | STAINLESS STEEL,GDE 304;STD;M8;ISO M; AS1444;BOX OF 100,PACK WEIGHT 0.52 KG; | STATEWD | STATEWIDE FSTNERS & ENG SPLS PL | NES4M8 | CURRENT | 2
12893 | INSULATION SLEEVING,ELEC,SPEC | RIGHT ANGLE;HV,HEAT SHRINK;10 TO 25 MM DIA,50 MM LG,CABLE END;32 TO 70 MM DIA, 115 MM LG,BUSHING END;KIT OF 3;UJ MANUAL 2.09 D (25 & 35 SQ MM);PACK OF 1; | TECONN | TE CONNECTIVITY LTD | RSRB-4042 | CURRENT | 1
12898 | MOTOR,DIRECT CURRENT. | CIRCUIT BREAKER CLOSING SPRING CHARGING TYPE;110 V DC;TO SUIT MITSUBISHI TYPE 10VPR25B CIRCUIT BREAKER; | MITSBISH | MITSUBISHI | MOTOR,DIRECT 110 V DC | PURCHASE AS REQUIRED | 1
12902 | INSULATION SLEEVING,ELEC,SPEC | STRAIGHT,STEPPED;HV,HEAT SHRINK;10 TO 25 MM DIA,50 MM LG,SMALL DIA END;32 TO 70 MM DIA,115 MM LG,LARGE DIA END;KIT OF 1; UJ MANUAL 2.0902 D (25, 35 & 70 SQ MM); | TECONN | TE CONNECTIVITY LTD | RSRB-4022 | CURRENT | 1
12917 | ADAPTOR PLATE | Pole Plate 130 x 50 x 16mm, M16 Tapped Hole in Centre, Bar 20mm Dia x 130mm Lg, Galv Steel, for attaching to Concrete or Wood Poles, Pack of 10, Dwg 2989-A4(scm) | HAYMAN | HAYMANS INDUSTRIES PTY LTD | 12917 | CURRENT | 1
12917 | ADAPTOR PLATE | Pole Plate 130 x 50 x 16mm, M16 Tapped Hole in Centre, Bar 20mm Dia x 130mm Lg, Galv Steel, for attaching to Concrete or Wood Poles, Pack of 10, Dwg 2989-A4(scm) | GLOBAL | GLOBAL MANUFACTURING GROUP | ENERGEX-2689-A4 | CURRENT | 2
12932 | WASHER,FLAT | LEAD;M24 BOLT SIZE,26 MM ID;50 MM OD; 1.8 MM NOM THK;BAG OF 50,TOTAL PACK WEIGHT - 26 KG;FOR U/W LV & 11 KV REEL INSULATORS; | COVENTRY | COVENTRY FASTENERS QLD | 13047 | CURRENT | 2
12949 | CHARGER,BATTERY | AUTOMATIC CONSTANT POTENTIAL;240 V AC INPUT;24 V 10 AMP DC OUTPUT;FREE STANDING;W/STORAGE SPACE FOR STANDBY BATTERIES UP TO 38 A/HR U/W CONTROL | CHLORIDE |  | P24-10H | PURCHASE AS REQUIRED | 1
12949 | CHARGER,BATTERY | AUTOMATIC CONSTANT POTENTIAL;240 V AC INPUT;24 V 10 AMP DC OUTPUT;FREE STANDING;W/STORAGE SPACE FOR STANDBY BATTERIES UP TO 38 A/HR U/W CONTROL | ERICSNLM |  | CHARGER BATTERY 240 V10 AMP | PURCHASE AS REQUIRED | 2
12950 | CLAMP,ELECTRICAL | Fence Earth, Single Bolt, Cable to Pipe, for 50 to 120mm2 Single Conductor to 40mm NB Pipe, High Cu Alloy Body, c/w S/Steel U-Bolt, Nuts & Washers, for | PENTA | PENTA AUST (TMAC THEW & MCCANN/HYLEC) | PA22877 | CURRENT | 1
12950 | CLAMP,ELECTRICAL | Fence Earth, Single Bolt, Cable to Pipe, for 50 to 120mm2 Single Conductor to 40mm NB Pipe, High Cu Alloy Body, c/w S/Steel U-Bolt, Nuts & Washers, for | HYLEC | HYLEC PTY LTD | ECP48 | CURRENT | 2
12951 | CLAMP,PARALLEL,ELECTRICAL CONNECTOR. | BARE CONDUCTOR;HIGH COPPER ALLOY BODY; 70-150 SQ MM;10.7-15.75 MM DIA;1 BOLT; UJ MAN 2.303 SHT 4,O/H TO POLE TERM; PACK OF 20,PACK WEIGHT 10 KG; | PENTA | PENTA AUST (TMAC THEW & MCCANN/HYLEC) | PG70150 | CURRENT | 1
12951 | CLAMP,PARALLEL,ELECTRICAL CONNECTOR. | BARE CONDUCTOR;HIGH COPPER ALLOY BODY; 70-150 SQ MM;10.7-15.75 MM DIA;1 BOLT; UJ MAN 2.303 SHT 4,O/H TO POLE TERM; PACK OF 20,PACK WEIGHT 10 KG; | HYLEC | HYLEC PTY LTD | PG70150 | CURRENT | 2
12952 | CONNECTOR,COMPRESSION | Profile C, Cu, Conductor 70-95mm2, Earth Rod 13mm Dia, Die Set DU1315, Bag of 50 (scm) | ERICO | NVENT ERICO PRODUCTS AUSTRALIA P/L | ELT-5 | CURRENT | 1
12952 | CONNECTOR,COMPRESSION | Profile C, Cu, Conductor 70-95mm2, Earth Rod 13mm Dia, Die Set DU1315, Bag of 50 (scm) | ERICO | NVENT ERICO PRODUCTS AUSTRALIA P/L | ELT-5-MM | CURRENT | 2
12952 | CONNECTOR,COMPRESSION | Profile C, Cu, Conductor 70-95mm2, Earth Rod 13mm Dia, Die Set DU1315, Bag of 50 (scm) | PLP AUST | PREFORMED LINE PRODUCTS (AUST) | D-CEC095 | CURRENT | 2
12952 | CONNECTOR,COMPRESSION | Profile C, Cu, Conductor 70-95mm2, Earth Rod 13mm Dia, Die Set DU1315, Bag of 50 (scm) | DULMISON | DULMISON (AUST) PTY LTD | CEC095 | CURRENT | 5
12953 | CLAMP,CABLE | Profile-C, HD Earthing Connector, Compression, Cu, 50 - 70mm2 Conductor, Run to 50 - 70mm2 Tap, Pack of 50 | ERICO | NVENT ERICO PRODUCTS AUSTRALIA P/L | ELT-2 | CURRENT | 1
12953 | CLAMP,CABLE | Profile-C, HD Earthing Connector, Compression, Cu, 50 - 70mm2 Conductor, Run to 50 - 70mm2 Tap, Pack of 50 | ERICO | NVENT ERICO PRODUCTS AUSTRALIA P/L | ELT-2-MM | CURRENT | 2
12953 | CLAMP,CABLE | Profile-C, HD Earthing Connector, Compression, Cu, 50 - 70mm2 Conductor, Run to 50 - 70mm2 Tap, Pack of 50 | PLP AUST | PREFORMED LINE PRODUCTS (AUST) | D-CEC070 | CURRENT | 2
12955 | SIGN | TESTING AND EARTHING TO BE CARRIED OUT THRU APERTURE;ABS PLASTIC;SCREEN PRINTED;250 MM LG,150 MM W,3 MM THK; FOR U/W AF COUPLING EQUIPMENT;PACK OF 1; | ARTCRAFT | ARTCRAFT PTY LTD | 12955 | CURRENT | 1
12955 | SIGN | TESTING AND EARTHING TO BE CARRIED OUT THRU APERTURE;ABS PLASTIC;SCREEN PRINTED;250 MM LG,150 MM W,3 MM THK; FOR U/W AF COUPLING EQUIPMENT;PACK OF 1; | CUTLER | CUTLER BRANDS PTY LTD | ENERGE-12955 | CURRENT | 2
12956 | SIGN | WARNING - DO NOT REMOVE SCREEN UNTIL EQUIPMENT IS TESTED AND EARTHED;ABS PLASTIC SCREEN PRINTED;360 MM LG,200 MM W,3 MM THK;AS1319-1983;FOR U/W AF | UES | UTILITY ENGRAVING & SIGNS | WARNING - DO NOT REMOVE | PURCHASE AS REQUIRED | 1
12962 | FUSE,CARTRIDGE | FERRULE;32 MM LG,6.35 MM DIA CAP (SIZE 0);15 AMP;415 V AC;33 KA BREAKING CAP MOD SPEC DEF-63-A,BS 1361; PACK OF 10;USER PROTECTION USED IN TEST | CNWPL | CNW PL - SLACKS CREEK | BUS011-9926 | CURRENT | 2
12962 | FUSE,CARTRIDGE | FERRULE;32 MM LG,6.35 MM DIA CAP (SIZE 0);15 AMP;415 V AC;33 KA BREAKING CAP MOD SPEC DEF-63-A,BS 1361; PACK OF 10;USER PROTECTION USED IN TEST | CNWPL | CNW PL - SLACKS CREEK | 011-9926 | CURRENT | 1
12962 | FUSE,CARTRIDGE | FERRULE;32 MM LG,6.35 MM DIA CAP (SIZE 0);15 AMP;415 V AC;33 KA BREAKING CAP MOD SPEC DEF-63-A,BS 1361; PACK OF 10;USER PROTECTION USED IN TEST | BUSSMANN | BUSSMANN MANUFACTURING | 011-9926 | CURRENT | 2
12963 | STRAP,METAL | FOR EARTHING SUBSTATION GATES & AFLC CUBICLES;FLEXIBLE COPPER BRAID W/COPPER TERMINAL AT EA END,250 LG MM;TYPE 1 TO DWG; | PENTA | PENTA AUST (TMAC THEW & MCCANN/HYLEC) | PA22359 | CURRENT | 1
12963 | STRAP,METAL | FOR EARTHING SUBSTATION GATES & AFLC CUBICLES;FLEXIBLE COPPER BRAID W/COPPER TERMINAL AT EA END,250 LG MM;TYPE 1 TO DWG; | HYLEC | HYLEC PTY LTD | TME35220-12 | CURRENT | 2
12964 | INSULATION SLEEVING,ELECTRICAL | POLYOLEFIN,HEAT SHRINKABLE;84 MM MIN ID EXP,25 MM MAX ID REC;2.5 MM MIN THK REC; 1.2 M LG;BLACK;MELTABLE INNER LINING;FOR 33 KV HSL CABLE JOINT & TERMINATIONS; | LEGEND | LEGEND POWER SYSTEMS | SMDW92/26TK-EX | CURRENT | 2
12964 | INSULATION SLEEVING,ELECTRICAL | POLYOLEFIN,HEAT SHRINKABLE;84 MM MIN ID EXP,25 MM MAX ID REC;2.5 MM MIN THK REC; 1.2 M LG;BLACK;MELTABLE INNER LINING;FOR 33 KV HSL CABLE JOINT & TERMINATIONS; | TECONN | TE CONNECTIVITY LTD | MWTM-85/25-1200/S(S5) | CURRENT | 1
12976 | TRANSFORMER,ISOLATION,AUDIO FREQUENCY. | 15 KVA;1050 HZ;475/300 V;12 KV NOM INSUL V;8.5 AMP CONTINUOUS 50 HZ;20% MAG CURRENT;ONAN;C/W AF VOLTS ADJ W/3 COARSE & 3 FINE TAPPINGS;FROM EX-BCC 14 | ZELLWEGR |  | DOS/I 15TON | MAINTENANCE STOCK | 1
12979 | COIL,TUNING,AUDIO FREQUENCY. | 10 MH;30 AMP MAX @ 1050 HZ;5.9 AMP CONTINUOUS @ 50 HZ;17% DUTY CYCLE;HIGH INSULATED LOW LOSS LITZ WIRE WINDINGS; FROM EX-BCC 14 KW COUPLING CELL;TO | ZELLWEGR |  | COIL,TUNING,30 AMP | PHASING | 1
12980 | CAPACITOR UNIT. | 7 KV;SINGLE PHASE;2.7 UF PER PHASE;5.9 AMP CONT @ 50 HZ;40 AMP MAX @ 1050 HZ; 17% DUTY CYCLE;;NON PCB INPREGNANT; 2 BUSHING PER UNIT;COUPLING CAPACITOR | ZELLWEGR |  | MP15OM23 | MAINTENANCE STOCK | 1
12980 | CAPACITOR UNIT. | 7 KV;SINGLE PHASE;2.7 UF PER PHASE;5.9 AMP CONT @ 50 HZ;40 AMP MAX @ 1050 HZ; 17% DUTY CYCLE;;NON PCB INPREGNANT; 2 BUSHING PER UNIT;COUPLING CAPACITOR | ABB | ABB FAN PTY LTD | CHE | MAINTENANCE STOCK | 2
12984 | SUPERVISION DEVICE,AUDIO FREQUENCY. | CURRENT SUPERVISION;INST,K22 SYSTEM,ADJ SETTING;48 V AC AUX;1 NO SR CONT;METAL CASE;SURFACE MTG;ELECTRONIC TYPE,FROM EX-BCC ZELLWEGER EQPT;ZELLWEGER DWG | ZELLWEGR |  | UNKNOWN | PHASING | 1
12987 | SIGN | DANGER-LIVE HV LINES AND APPARATUS ABOVE ;ABS PLASTIC;SCREEN PRINTED;360 MM LG, 400 MM W,3 MM THK;RED,WHITE & BLACK; W/2 M OF NO. 10,8 MM DIA SASHCORD;REFER | CUTLER | CUTLER BRANDS PTY LTD | ENERGE-12987 | PHASING | 1
12998 | TRANSFORMER,EARTHING | 11 KV;3 PHASE;50 HZ;ONAN;INTERCONNECTED STAR;2500 AMP FOR 10 SEC;9 OHMS PER PHASE;C/W 1 X 400/200/5 AMP CT & 1 X 2000/1600/800/1.67 AMP CT'S; | ABB | ABB FAN PTY LTD | STAR;2500 AMP | PURCHASE AS REQUIRED | 1
12998 | TRANSFORMER,EARTHING | 11 KV;3 PHASE;50 HZ;ONAN;INTERCONNECTED STAR;2500 AMP FOR 10 SEC;9 OHMS PER PHASE;C/W 1 X 400/200/5 AMP CT & 1 X 2000/1600/800/1.67 AMP CT'S; | REFER |  | PLANT MANAGEMENT SYSTEM | PURCHASE AS REQUIRED | 1
13005 | RELAY,PROTECTION INSTANT EARTH FAULT | REYROLLE 2TJM10;EF;5 AMP;MTG FLUSH & RACK;ORDER ON PROTECTION MANAGER APPROVAL ONLY; | REYROLLE |  | 2TJM10 | PHASING | 1
13008 | TERMINATION,ELECTRICAL POWER CABLE | 110 KV;SF6 IMMERSED;SINGLE PHASE;FOR 400 SQ MM,COPPER CONDUCTOR,OIL FILLED,PAPER INSULATED CABLE;MOULDED INSULATOR; SECURITY STOCK F779,826 SUB BBH, | DAINICHI |  | JI 20005 DWG E-246 | STRATEGIC SPARE | 1
13020 | VOLTMETER. | DC;MOVING COIL;QUADRANT SCALE;0-150 V RANGE;CLASS 1.5;1000 OHMS PER V;96 MM SQ;FLUSH PANEL MTG;FITTED W/ANTIGLARE GLASS;AS1042-1.5; | PATOELEC |  | S96Q | PURCHASE AS REQUIRED | 1
13020 | VOLTMETER. | DC;MOVING COIL;QUADRANT SCALE;0-150 V RANGE;CLASS 1.5;1000 OHMS PER V;96 MM SQ;FLUSH PANEL MTG;FITTED W/ANTIGLARE GLASS;AS1042-1.5; | CROMPTON | CROMPTON INSTRUMENTS (AUST) PTY LTD | 244-01VG | PURCHASE AS REQUIRED | 2
13023 | LINK,FUSEHOLDER BRIDGING. | 20 AMP;FLAT COPPER HC;60 MM LG,12.5 MM W ,1.5 MM THK (NOM SIZE);SUITABLY SHAPED TO FIT A GEC SC32 CLIP-IN TYPE FUSEHOLDER;PACK OF 1;SUIT FUSEHOLDERS | FUSECO | FUSECO PTY LTD | FB20/32LINK | CURRENT | 1
13023 | LINK,FUSEHOLDER BRIDGING. | 20 AMP;FLAT COPPER HC;60 MM LG,12.5 MM W ,1.5 MM THK (NOM SIZE);SUITABLY SHAPED TO FIT A GEC SC32 CLIP-IN TYPE FUSEHOLDER;PACK OF 1;SUIT FUSEHOLDERS | HAYMANS | HAYMANS ELECTRICAL | EEFSC20/32LINK | CURRENT | 2
13023 | LINK,FUSEHOLDER BRIDGING. | 20 AMP;FLAT COPPER HC;60 MM LG,12.5 MM W ,1.5 MM THK (NOM SIZE);SUITABLY SHAPED TO FIT A GEC SC32 CLIP-IN TYPE FUSEHOLDER;PACK OF 1;SUIT FUSEHOLDERS | ALSTOM | ALSTOM GRID AUSTRALIA LIMITED | EEFSC20/32LINK | CURRENT | 2
13024 | LINK,FUSEHOLDER BRIDGING. | 32 AMP;FLAT COPPER HDHC;85 MM LG,8 MM W, 2 MM THK (NOM SIZE);SUITABLE FOR FITTING TO A GEC RS32 FUSEHOLDER;2 X 5 MM DIA HOLES DRILLED 73 MM CENTRES;PACK SIZE 1 | REXEL | REXEL PTY LTD | BUSRS32CLINK | CURRENT | 2
13024 | LINK,FUSEHOLDER BRIDGING. | 32 AMP;FLAT COPPER HDHC;85 MM LG,8 MM W, 2 MM THK (NOM SIZE);SUITABLE FOR FITTING TO A GEC RS32 FUSEHOLDER;2 X 5 MM DIA HOLES DRILLED 73 MM CENTRES;PACK SIZE 1 | ALSTOM | ALSTOM GRID AUSTRALIA LIMITED | EEFRS32CLINK | CURRENT | 2
13024 | LINK,FUSEHOLDER BRIDGING. | 32 AMP;FLAT COPPER HDHC;85 MM LG,8 MM W, 2 MM THK (NOM SIZE);SUITABLE FOR FITTING TO A GEC RS32 FUSEHOLDER;2 X 5 MM DIA HOLES DRILLED 73 MM CENTRES;PACK SIZE 1 | REXEL | REXEL PTY LTD | ALSRS32CLINK | CURRENT | 1
13026 | LINK,FUSEHOLDER BRIDGING. | 100 AMP;FLAT COPPER HDHC;111 MM LG,19 MM W,1.5 MM THK (NOM SIZE);SUITABLE FOR FITTING A GEC RS100 FUSEHOLDER;2 X 7 MM DIA HOLES DRILLED 94 MM CENTRES;SUIT | REXEL | REXEL PTY LTD | P110154-10 | CURRENT | 2
13026 | LINK,FUSEHOLDER BRIDGING. | 100 AMP;FLAT COPPER HDHC;111 MM LG,19 MM W,1.5 MM THK (NOM SIZE);SUITABLE FOR FITTING A GEC RS100 FUSEHOLDER;2 X 7 MM DIA HOLES DRILLED 94 MM CENTRES;SUIT | CNWPL | CNW PL - SLACKS CREEK | SC20/32LINK | CURRENT | 1
13026 | LINK,FUSEHOLDER BRIDGING. | 100 AMP;FLAT COPPER HDHC;111 MM LG,19 MM W,1.5 MM THK (NOM SIZE);SUITABLE FOR FITTING A GEC RS100 FUSEHOLDER;2 X 7 MM DIA HOLES DRILLED 94 MM CENTRES;SUIT | ALSTOM | ALSTOM GRID AUSTRALIA LIMITED | EEFRS100C LINK | CURRENT | 2
13027 | TERMINAL BLOCK | MELAMINE;2 TERMINAL FEED THROUGH TYPE; HVY DUTY;1500 V;65 AMP;RAIL MTG (G32 RAIL SECT);2.5-10 SQ MM CONDUCTOR SIZE;14 MM THK,76.5 MM H,58 MM W;BROWN; | KLIPPON |  | KLI1267.2 | CURRENT | 2
13027 | TERMINAL BLOCK | MELAMINE;2 TERMINAL FEED THROUGH TYPE; HVY DUTY;1500 V;65 AMP;RAIL MTG (G32 RAIL SECT);2.5-10 SQ MM CONDUCTOR SIZE;14 MM THK,76.5 MM H,58 MM W;BROWN; | CNWPL | CNW PL - SLACKS CREEK | WEI0126720000 | CURRENT | 1
13028 | END PLATE,TERMINAL BLOCK | TO SUIT KLIPPON HVY DUTY TERMINAL BLOCK TYPE SAKH10;PACK OF 20;REFER STOCK CODE 13027 FOR TERMINAL BLOCK; | HAYMANS | HAYMANS ELECTRICAL | WEI0131700000 | CURRENT | 1
13028 | END PLATE,TERMINAL BLOCK | TO SUIT KLIPPON HVY DUTY TERMINAL BLOCK TYPE SAKH10;PACK OF 20;REFER STOCK CODE 13027 FOR TERMINAL BLOCK; | HAYMANS | HAYMANS ELECTRICAL | KLI1317.2 | CURRENT | 2
13028 | END PLATE,TERMINAL BLOCK | TO SUIT KLIPPON HVY DUTY TERMINAL BLOCK TYPE SAKH10;PACK OF 20;REFER STOCK CODE 13027 FOR TERMINAL BLOCK; | KLIPPON |  | KLI1317.2 | CURRENT | 2
13029 | BRICK,ELECTRICAL POWER CABLE PROTECTION | RECT T SECT;230 MM SQ,75 MM THK;KILN FIRED CLAY;MARKED "ENERGEX ELECTRIC CABLE"; | CLAYPAVE | CLAYPAVE PTY LTD | BRICK,ELECTRICAL RECT T SECT | PURCHASE AS REQUIRED | 1
13034 | POLE,LINE CONSTRUCTION,CONCRETE | 12.5m Lg, 8kN, Hollow Spun, Type ABC/OH, for Aerial Bundled Cable, 12 per load, Pack weight 1790kg per Pole | ROCLA | ROCLA PTY LTD | SEQ12508 | STRATEGIC SPARE | 1
13045 | CIRCUIT BREAKER | GENERAL PURPOSE;440 V AC;TP,NON-AUTO; 100 AMP;6 KA BKG CAP;PACK OF 1; | EMAIL |  | QUICKLAG Q3100CN | PHASING | 1
13047 | PLATE,POLE FILLER. | PLASTIC;BLANK;TO FIT EMAIL LCQ LOAD CENTRE,FOR QUICKLAG CB(S);FOR USE IN BOX ,ELECTRICAL SWITCHBOARD STOCK CODE 13046; | EMAIL |  | LCQ POLE FILLER. | PURCHASE AS REQUIRED | 1
13048 | CHANNEL,ELEC POWER CABLE SUPPORT BRACKET | STEEL,GALV;1180 MM LG,76 MM W,38 MM D; FOR FIXING OF CABLE SUPPORT BRACKET (STOCK CODE 06609 & 06610) IN CONCRETE JOINT PITS(PIN STOCK CODE 06855); | HAYMAN | HAYMANS INDUSTRIES PTY LTD | 13048 | CURRENT | 1
13048 | CHANNEL,ELEC POWER CABLE SUPPORT BRACKET | STEEL,GALV;1180 MM LG,76 MM W,38 MM D; FOR FIXING OF CABLE SUPPORT BRACKET (STOCK CODE 06609 & 06610) IN CONCRETE JOINT PITS(PIN STOCK CODE 06855); | MEFCO | MEFCO AUSTRALIA PTY LTD SUNSHINE VIC | 13048 | CURRENT | 2
13050 | CYLINDER,LOCK | MASTER S3 SERIES;W/O KEYS;SOLID BRASS CYLINDER;CYLINDER ONLY;NO KEYS; KEYED TO MASTER M0444/S3 SYSTEM;SUIT DEADLOCK 213;RETAINING SCREWS S/S;TAIL & CIRCLIP | JLARSEN | J LARSEN PTY LTD (LOCKSMITH) | OZ1/201/CYL/S3 | CURRENT | 1
13060 | SULPHUR HEXAFLUORIDE,TECHNICAL | SF6 Gas, Technical Grade 100%, Apple Green Body & Shoulder, Size G, Type 31 Valve, 1 Bottle per Skid, valve to be sealed by Manufacture | MONTEDSN | MONTEDISON | SULPHUR | PURCHASE AS REQUIRED | 1
13060 | SULPHUR HEXAFLUORIDE,TECHNICAL | SF6 Gas, Technical Grade 100%, Apple Green Body & Shoulder, Size G, Type 31 Valve, 1 Bottle per Skid, valve to be sealed by Manufacture | BOC | BOC GASES | 154200 (SF6) | PURCHASE AS REQUIRED | 2
13092 | CIRCUIT BREAKER | INDOOR/HOR RACKING;VACUUM;TOSHIBA;12 KV; 3 PHASE;630 AMP;25 KA BKG CAP;110 V DC MOTOR CHRG SPRING;110 V DC TRIPPING; | TOSHIBA |  | VK10J25 | CURRENT | 1
13116 | SWEATBAND,HEADWEAR | TERRY COTTON;PACK OF 20;SWEATBAND FOR USE IN MOST PROTECTOR HELMETS & CAPS; | REXEL | REXEL PTY LTD | TA094 | CURRENT | 1
13116 | SWEATBAND,HEADWEAR | TERRY COTTON;PACK OF 20;SWEATBAND FOR USE IN MOST PROTECTOR HELMETS & CAPS; | BOC | BOC GASES | TA094 | CURRENT | 2
13116 | SWEATBAND,HEADWEAR | TERRY COTTON;PACK OF 20;SWEATBAND FOR USE IN MOST PROTECTOR HELMETS & CAPS; | PROTECTR |  | HXTT SB | CURRENT | 2
13117 | INSULATING COMPOUND,ELECTRICAL | BITUMEN;11 KV PAPER SEPARATOR JOINT; BSI858;10 KG PACK;SUITABLE FOR 11 KV TERM & OTHER JOINTS;ORDER IN MULTIPLES OF 10; | ALSTOM | ALSTOM GRID AUSTRALIA LIMITED | 57016 | CURRENT | 1
13118 | TAG,MARKER | LEGEND - 11 KV NO TAPS;ALUMINIUM;120 MM LG,100 MM W, 2 MM THK;YELLOW W/RED LEGEND;W/22 MM DIA HOLE;30 MM & 10 MM RED LETTERS ON YELLOW BACKGROUND;FOR U/W | ARTCRAFT | ARTCRAFT PTY LTD | 13118 | CURRENT | 1
13118 | TAG,MARKER | LEGEND - 11 KV NO TAPS;ALUMINIUM;120 MM LG,100 MM W, 2 MM THK;YELLOW W/RED LEGEND;W/22 MM DIA HOLE;30 MM & 10 MM RED LETTERS ON YELLOW BACKGROUND;FOR U/W | CUTLER | CUTLER BRANDS PTY LTD | ENERGE-13118 | CURRENT | 2
13122 | LAMP,SODIUM | HP;150 W;250 V;GES (E40/45) CAP;R SHAPE; HARD GLASS BULB;PACK SIZE 6,PACK WEIGHT 3.2 KG;REFLECTOR SHAPE LAMP; | EYELIGHT | EYE LIGHTING AUSTRALIA PTY LTD | 120100 | CURRENT | 1
13123 | LAMP,SODIUM | HP;250 W;250 V;GES (E40/45) CAP;R SHAPE; HARD GLASS BULB;CARTON OF 6,PACK WEIGHT 3.5 KG;REFLECTOR SHAPE LAMP; | EYELIGHT | EYE LIGHTING AUSTRALIA PTY LTD | 120105 | CURRENT | 1
13124 | LAMP,SODIUM | HP;400 W;250 V;GES (E40/45) CAP;R SHAPE; HARD GLASS BULB;CARTON OF 6,PACK WEIGHT 3.6 KG;REFLECTOR SHAPE LAMP; | EYELIGHT | EYE LIGHTING AUSTRALIA PTY LTD | 120110 | CURRENT | 1
13125 | TUBE,METALLIC | ALUMINIUM;PVC OUTER SHEATH;CORRUGATED; 56 MM ID;OIL FILLED CABLE TUBING, 70.5 MM OVER AL,77.5 MM OVER PVC;ON CABLE DRUM;SECURITY STOCK F779,826; | DAINICHI |  | DWG NO AYX-037 | STRATEGIC SPARE | 1
13133 | PADLOCK | SOLID BRASS CASE,BRASS SHACKLE;45 MM W CASE W/38 MM SHACKLE CLEARANCE;NO KEYS; KEYED ALIKE TO M0444/S5 SYSTEM;BOX OF 20,WEIGHT 6.5 KG;FOR USE ON AIRBREAK | JLARSEN | J LARSEN PTY LTD (LOCKSMITH) | OZ1/234/AB0/S5 | CURRENT | 1
13136 | CYLINDER,LOCK | MASTER S2 SERIES;W/O KEYS;SOLID BRASS CYLINDER;CYLINDER ONLY ROUND;NO KEYS; KEYED TO MASTER M0444/S2 SYSTEM FOR USE IN SUBSTATIONS;(OZ LOCK);BOX OF 10, | JLARSEN | J LARSEN PTY LTD (LOCKSMITH) | OZ1/201/CYL/S2 | CURRENT | 1
13138 | CYLINDER,LOCK | KEY-N-KNOB LOCKSET;MASTER S3 SERIES;W/O KEYS;SATIN CHROME FINISH;CYLINDER ONLY; KEYED TO MASTER M0444/S3 SERIES; BOX OF 20,WEIGHT 1.0 KG; | JLARSEN | J LARSEN PTY LTD (LOCKSMITH) | OZ1/530/CYL/S3 | CURRENT | 1
13142 | CABLE,CONTROL,ELECTRICAL | Control, 450/750V, 4C, 16mm2 PVC/PVC, Black Sheath, (7/1.70) Metre Marked, Numbered Active Cores, 250m Wood Drum, Drum Weight 401kg, AS5000.3 | MIDLANDS | MIDLAND METALS | MMO-4X16 CU PVC PVC UG | CURRENT | 1
13142 | CABLE,CONTROL,ELECTRICAL | Control, 450/750V, 4C, 16mm2 PVC/PVC, Black Sheath, (7/1.70) Metre Marked, Numbered Active Cores, 250m Wood Drum, Drum Weight 401kg, AS5000.3 | BAMBACH | BAMBACH WIRES & CABLES PTY LTD | T-ENQ 239 | CURRENT | 2
13142 | CABLE,CONTROL,ELECTRICAL | Control, 450/750V, 4C, 16mm2 PVC/PVC, Black Sheath, (7/1.70) Metre Marked, Numbered Active Cores, 250m Wood Drum, Drum Weight 401kg, AS5000.3 | MIDMETAL |  | MMO-4 X 16 CU PVC PVC UG | CURRENT | 2
13142 | CABLE,CONTROL,ELECTRICAL | Control, 450/750V, 4C, 16mm2 PVC/PVC, Black Sheath, (7/1.70) Metre Marked, Numbered Active Cores, 250m Wood Drum, Drum Weight 401kg, AS5000.3 | OLEX | OLEX AUSTRALIA PTY LTD | HAHP15RP004CXWW | CURRENT | 2
13144 | RECLOSER | 12 KV;3 PHASE;50 HZ;400 AMP;6 KA BKG CAP ;4 SHOTS TO L/O;O/C,E/F & SEF PROTECTION ,DYNATRIP MK 2 CMOS;CONCRETE OR WOOD POLE MTG;CT RATIO 200/1 AMP PROT CT,SF6 | BRUSH | BRUSH SWITCHGEAR AUSTRALIA | PMR12 | PURCHASE AS REQUIRED | 1
13147 | BOLT,HOOK | STEEL;GALV;M20;ISO M;400 MM LG;R15 MIN PIGTAIL;W/NUT & WASHER;W/COLLAR;BAGS OF 10,PACK WEIGHT 11 KG;FOR USE WITH LVABC; | HAYMAN | HAYMANS INDUSTRIES PTY LTD | 13147 | CURRENT | 1
13147 | BOLT,HOOK | STEEL;GALV;M20;ISO M;400 MM LG;R15 MIN PIGTAIL;W/NUT & WASHER;W/COLLAR;BAGS OF 10,PACK WEIGHT 11 KG;FOR USE WITH LVABC; | SEWELFRG | GREG SEWELL FORGINGS PTY LTD | BOLT,HOOK | CURRENT | 2
13151 | TERMINAL SET,DISCONNECTION MODULE. | FOR KRONE LSA-PLUS MODULAR SYSTEM;GREY PLASTICS;FOR TERMINATING 10 PR;W/PR NUMBERING 1-0;PACK OF 10; | HAYMANS | HAYMANS ELECTRICAL | KRO6468-5-043-10 | CURRENT | 1
13151 | TERMINAL SET,DISCONNECTION MODULE. | FOR KRONE LSA-PLUS MODULAR SYSTEM;GREY PLASTICS;FOR TERMINATING 10 PR;W/PR NUMBERING 1-0;PACK OF 10; | KRONE | ADC COMMUNICATIONS (AUSTRALIA) LTD | KRO6468-5-043-10 | CURRENT | 2
13158 | FRAME,MOUNTING | FOR KRONE-LSA-PLUS MODULAR SYSTEM; BACKMOUNT FRAME 19 IN FOR 15 MODULES; STAINLESS STEEL;483 MM LG,132.5 MM H, 60 MM D;INCL 8 JUMPER RINGS;MTG FRAME | CNWPL | CNW PL - SLACKS CREEK | 6450-1-008-00 | CURRENT | 1
13158 | FRAME,MOUNTING | FOR KRONE-LSA-PLUS MODULAR SYSTEM; BACKMOUNT FRAME 19 IN FOR 15 MODULES; STAINLESS STEEL;483 MM LG,132.5 MM H, 60 MM D;INCL 8 JUMPER RINGS;MTG FRAME | KRONE | ADC COMMUNICATIONS (AUSTRALIA) LTD | 6450-1-008-00 | CURRENT | 5
13165 | PLUG,PROTECTIVE,DUST & MOISTURE | PLASTIC REUSABLE COVER;TO SUIT 40 MM CONDUIT;PACK OF 1,PACK WEIGHT 0.15 KG; | IPLEX | IPLEX PIPELINES AUSTRALIA PTY LTD | H173 | CURRENT | 2
13165 | PLUG,PROTECTIVE,DUST & MOISTURE | PLASTIC REUSABLE COVER;TO SUIT 40 MM CONDUIT;PACK OF 1,PACK WEIGHT 0.15 KG; | TRI UGRD | TRI UNDERGROUND AUSTRALIA PTY LTD | TRIDC40 | CURRENT | 1
13165 | PLUG,PROTECTIVE,DUST & MOISTURE | PLASTIC REUSABLE COVER;TO SUIT 40 MM CONDUIT;PACK OF 1,PACK WEIGHT 0.15 KG; | HAYMANS | HAYMANS ELECTRICAL | FAB262P40 | CURRENT | 2
13165 | PLUG,PROTECTIVE,DUST & MOISTURE | PLASTIC REUSABLE COVER;TO SUIT 40 MM CONDUIT;PACK OF 1,PACK WEIGHT 0.15 KG; | VINIDEX |  | 39628 | CURRENT | 2
13166 | ADAPTOR,BRACKET | Convert Minor to Major Rd, 0.3m PT Bracket, Galv Steel, EQTS 05-02-01 | GM POLES | GM POLES PTY LTD | MIN-MAJ-AD-QE | CURRENT | 1
13166 | ADAPTOR,BRACKET | Convert Minor to Major Rd, 0.3m PT Bracket, Galv Steel, EQTS 05-02-01 | EZYSTRUT | EZYSTRUT CABLE & PIPE SUPPORTS | E1104726 | CURRENT | 2
13166 | ADAPTOR,BRACKET | Convert Minor to Major Rd, 0.3m PT Bracket, Galv Steel, EQTS 05-02-01 | IUPOLE | INTERNATIONAL UTILITY POLES PTY LTD | EX-13168 | CURRENT | 2
13166 | ADAPTOR,BRACKET | Convert Minor to Major Rd, 0.3m PT Bracket, Galv Steel, EQTS 05-02-01 | INGALEPS | INGAL EPS (CONTRACTOR) | GEX13166 | CURRENT | 2
13166 | ADAPTOR,BRACKET | Convert Minor to Major Rd, 0.3m PT Bracket, Galv Steel, EQTS 05-02-01 | GM POLES | GM POLES PTY LTD | SL-MIN-MAJ-AD | CURRENT | 2
13173 | RELAY,ELECTROMAGNETIC | RXMM, Aux, 24V DC, 300V DC/250V AC Control, 5A, 4 C/O Contacts, Dual Coil, 2 C/O Contacts per Coil, Non-Latching, Plug-In, One Seat Base | ABB | ABB FAN PTY LTD | RXMM1 RK214002-AD | CURRENT | 1
13186 | INSULATOR,STANDOFF | LV BUSBAR,CYLINDRICAL;POLYESTER DOUGH;51 MM LG,63.5 MM OD;VERTICAL & HORIZONTAL; STUD MTG,M10 THREADED INSERT;STUD TOP, M10 THREADED INSERT;660 V AC;HIGH | REXEL | REXEL PTY LTD | GVKBBLV50 | CURRENT | 1
13186 | INSULATOR,STANDOFF | LV BUSBAR,CYLINDRICAL;POLYESTER DOUGH;51 MM LG,63.5 MM OD;VERTICAL & HORIZONTAL; STUD MTG,M10 THREADED INSERT;STUD TOP, M10 THREADED INSERT;660 V AC;HIGH | NILSEN |  | DORBBLV50 | CURRENT | 2
13187 | PLUG,TIP | FULL CONTACT PIN TYPE;16 A;4 MM DIA CONTACT;SCREW TYPE TERMINAL;RED PLASTIC INSULATOR;W/SPRING BLADE PIN;PACK OF 100 PACK WEIGHT 0.5 KG;FOR LABORATORY USE | HAYMANS | HAYMANS ELECTRICAL | FAR1256-514 | CURRENT | 1
13187 | PLUG,TIP | FULL CONTACT PIN TYPE;16 A;4 MM DIA CONTACT;SCREW TYPE TERMINAL;RED PLASTIC INSULATOR;W/SPRING BLADE PIN;PACK OF 100 PACK WEIGHT 0.5 KG;FOR LABORATORY USE | HIRSCHMN |  | HIR930-046-101 | CURRENT | 2
13188 | PLUG,TIP | FULL CONTACT PIN TYPE;16 AMP;4 MM DIA CONTACT;SCREW TYPE TERMINAL;BLACK PLASTIC INSULATOR;W/SPRING BLADE PIN; PACK OF 100,PACK WEIGHT 0.5 KG;FOR | CNWPL | CNW PL - SLACKS CREEK | FAR1256-515 | CURRENT | 1
13188 | PLUG,TIP | FULL CONTACT PIN TYPE;16 AMP;4 MM DIA CONTACT;SCREW TYPE TERMINAL;BLACK PLASTIC INSULATOR;W/SPRING BLADE PIN; PACK OF 100,PACK WEIGHT 0.5 KG;FOR | CNWPL | CNW PL - SLACKS CREEK | SOA930-046-100 | CURRENT | 2
13188 | PLUG,TIP | FULL CONTACT PIN TYPE;16 AMP;4 MM DIA CONTACT;SCREW TYPE TERMINAL;BLACK PLASTIC INSULATOR;W/SPRING BLADE PIN; PACK OF 100,PACK WEIGHT 0.5 KG;FOR | HIRSCHMN |  | HIR930-046-100 | CURRENT | 2
13193 | RESISTOR,ADJUSTABLE | WIRE WOUND;200 OHMS,20 W,(MIN) + OR - 5% TOLERENCE;C/W HORIZONTAL L MTG BRACKETS & BOLTS THRU TYPE CONNECTIONS;FOR USE IN TRIP CIRCUIT MONITORING FOR HV CIRCUIT | CYNEBAR | CYNEBAR TRUSTEE FOR NYDAL TRADING TRUST | 8DGAD3 200OHMS | CURRENT | 1
13193 | RESISTOR,ADJUSTABLE | WIRE WOUND;200 OHMS,20 W,(MIN) + OR - 5% TOLERENCE;C/W HORIZONTAL L MTG BRACKETS & BOLTS THRU TYPE CONNECTIONS;FOR USE IN TRIP CIRCUIT MONITORING FOR HV CIRCUIT | IRH |  | DGA/D/3 200R | CURRENT | 2
13194 | RESISTOR,ADJUSTABLE | WIRE WOUND;500 OHMS;+ OR - 5%;20 W (MIN) ;C/W HOR MTG BRACKETS & BOLT THRU TYPE CONNECTIONS;FOR USE IN TRIP CIRCUIT MONITORING FOR HV CIRCUIT BREAKERS | IRH |  | 25DGAD030500JH | CURRENT | 1
13201 | PORTABLE EARTH STUB | TMAC PORTABLE EARTH STUB; SUPPLIED WITH M12 BOLT, SPRING & FLAT WASHER; DRAWING 32449-A3 TMAC; | PENTA | PENTA AUST (TMAC THEW & MCCANN/HYLEC) | PA00974 | CURRENT | 1
13201 | PORTABLE EARTH STUB | TMAC PORTABLE EARTH STUB; SUPPLIED WITH M12 BOLT, SPRING & FLAT WASHER; DRAWING 32449-A3 TMAC; | THEWMCAN | TMAC THEW & MCCANN GROUP | TM00974 | CURRENT | 2
13201 | PORTABLE EARTH STUB | TMAC PORTABLE EARTH STUB; SUPPLIED WITH M12 BOLT, SPRING & FLAT WASHER; DRAWING 32449-A3 TMAC; | THEWMCAN | TMAC THEW & MCCANN GROUP | 13201 | CURRENT | 2
13203 | NUT,PLAIN,WING | STAINLESS STEEL,GDE 316;M12;ISO M;BOX OF 50,PACK WEIGHT 3.0 KG; | SUMMIT | SUMMIT GROUP | 6NWCS4012 | CURRENT | 1
13203 | NUT,PLAIN,WING | STAINLESS STEEL,GDE 316;M12;ISO M;BOX OF 50,PACK WEIGHT 3.0 KG; | STATEWD | STATEWIDE FSTNERS & ENG SPLS PL | NWES6M12 | CURRENT | 2
13204 | BOLT,MACHINE | Galv, H Tensile, Gde 8.8, Material Gde 1340, Hex HD, M20, ISO M,450mm Lg, c/w 2 Hex Nuts Attached, H Tensile, Gde 8.8, Full Size Shank, Min Thread Lg 100mm, | STATEWD | STATEWIDE FSTNERS & ENG SPLS PL | HBNPEM20450 | CURRENT | 1
13207 | SIGN | DANGER-WAIT 5 MINS BEFORE TESTING & EARTHING BELOW FUSES;ALUMINIUM;SHEETED & SCREEN PRINTED;180 MM W,170 MM H,2 MM THK;LETTERING & COLOURS AS PER DWG; | ARTCRAFT | ARTCRAFT PTY LTD | SE05202-Q | PURCHASE AS REQUIRED | 1
13208 | CLAMP,LOOP | STEEL,STRUCTURAL GDE 250;GALV;65 MM NB TUBE,50 MM W,3 MM THK;C/W M16 X 70 MM LG GALV HEX BOLT & 2 NUTS,& 2 X M16 GALV FLAT RD WASHERS;AS1204;STRAIN-OFF | ENERGEX | ENERGEX | CLAMP,LOOP,65 MM NB | PURCHASE AS REQUIRED | 1
13208 | CLAMP,LOOP | STEEL,STRUCTURAL GDE 250;GALV;65 MM NB TUBE,50 MM W,3 MM THK;C/W M16 X 70 MM LG GALV HEX BOLT & 2 NUTS,& 2 X M16 GALV FLAT RD WASHERS;AS1204;STRAIN-OFF | MARELL |  | CLAMP,LOOP 65 MM NB | PURCHASE AS REQUIRED | 2
13215 | POLE,PUBLIC LIGHTING,METAL | Major Road, 7.0m, Slip Base Mounted, Galv, EQTS 05-02-01, Dwg 05-02-03 (scm) | INGALEPS | INGAL EPS (CONTRACTOR) | I13215-86 | CURRENT | 2
13215 | POLE,PUBLIC LIGHTING,METAL | Major Road, 7.0m, Slip Base Mounted, Galv, EQTS 05-02-01, Dwg 05-02-03 (scm) | IUPOLE | INTERNATIONAL UTILITY POLES PTY LTD | EX-13215 | CURRENT | 2
13215 | POLE,PUBLIC LIGHTING,METAL | Major Road, 7.0m, Slip Base Mounted, Galv, EQTS 05-02-01, Dwg 05-02-03 (scm) | GM POLES | GM POLES PTY LTD | SBM-07-S | CURRENT | 1
13216 | POLE,PUBLIC LIGHTING,METAL | Major Road, 8.5m, Slip Base Mounted, Galv, EQTS 05-02-01, Dwg 05-02-03 (scm) | INGALEPS | INGAL EPS (CONTRACTOR) | I13216-86 | CURRENT | 2
13216 | POLE,PUBLIC LIGHTING,METAL | Major Road, 8.5m, Slip Base Mounted, Galv, EQTS 05-02-01, Dwg 05-02-03 (scm) | IUPOLE | INTERNATIONAL UTILITY POLES PTY LTD | EX-13216 | CURRENT | 2
13216 | POLE,PUBLIC LIGHTING,METAL | Major Road, 8.5m, Slip Base Mounted, Galv, EQTS 05-02-01, Dwg 05-02-03 (scm) | GM POLES | GM POLES PTY LTD | SBM-08.5-S | CURRENT | 1
13217 | POLE,PUBLIC LIGHTING,METAL | Major Road, 10.0m, Slip Base Mounted, Galv, EQTS 05-02-01, Dwg 05-02-03 (scm) | INGALEPS | INGAL EPS (CONTRACTOR) | I13217-86 | CURRENT | 2
13217 | POLE,PUBLIC LIGHTING,METAL | Major Road, 10.0m, Slip Base Mounted, Galv, EQTS 05-02-01, Dwg 05-02-03 (scm) | IUPOLE | INTERNATIONAL UTILITY POLES PTY LTD | EX-13217 | CURRENT | 2
13217 | POLE,PUBLIC LIGHTING,METAL | Major Road, 10.0m, Slip Base Mounted, Galv, EQTS 05-02-01, Dwg 05-02-03 (scm) | GM POLES | GM POLES PTY LTD | SBM-10-S | CURRENT | 1
13218 | POLE,PUBLIC LIGHTING,METAL | Major Road, 13.0m, Slip Base Mounted, Galv, EQTS 05-02-01, Dwg 05-02-03 (scm) | INGALEPS | INGAL EPS (CONTRACTOR) | GEX13218 | CURRENT | 2
13218 | POLE,PUBLIC LIGHTING,METAL | Major Road, 13.0m, Slip Base Mounted, Galv, EQTS 05-02-01, Dwg 05-02-03 (scm) | IUPOLE | INTERNATIONAL UTILITY POLES PTY LTD | EX-13218 | CURRENT | 2
13218 | POLE,PUBLIC LIGHTING,METAL | Major Road, 13.0m, Slip Base Mounted, Galv, EQTS 05-02-01, Dwg 05-02-03 (scm) | GM POLES | GM POLES PTY LTD | SBM-13-EX | CURRENT | 1
13225 | NUT,PLAIN,HEXAGON | STAINLESS STEEL,GDE 304;STD;M10;ISO M; AS1444;BOX OF 100,PACK WEIGHT 1.16 KG; ACCESSORIES HELD IN DESPATCH; | HOBSON | HOBSON ENGINEERING CO PTY LTD 393904 | NH04PCM10 | CURRENT | 1
13225 | NUT,PLAIN,HEXAGON | STAINLESS STEEL,GDE 304;STD;M10;ISO M; AS1444;BOX OF 100,PACK WEIGHT 1.16 KG; ACCESSORIES HELD IN DESPATCH; | STATEWD | STATEWIDE FSTNERS & ENG SPLS PL | NES4M10 | CURRENT | 2
13259 | COMPOUND,SEALING,ELECTRICAL | RUBBER BASE;300 MM LG,60 MM W,4 MM THK, STRIP;HEAT ACTIVATED;PACK SIZE 120; | RAYCHEM | RAYCHEM (AUSTRALIA) PTY LTD | S1061-8-300 | CURRENT | 1
13332 | COVER,TERMINAL,WATTHOUR METER. | SDM TYPE;DIRECT CONN;STD SIZE,65 MM O/A LG;25 MM GAP;BAKELITE;BLACK;FOR TERMINATIONS OF WATTHOUR METER,BOTTOM CONN;W/KNOCKOUT;STD SIZE TERMINAL COVER | EMAIL |  | SDM M1694 TERMINAL COVER | PHASING | 1
13378 | TERMINATION,ELECTRICAL POWER CABLE | 33 KV;OUTDOOR;SINGLE PHASE;FOR 400 SQ MM COPPER CONDUCTOR,MIND PAPER INSULATED CABLE;PORCELAIN;W/ADAPTOR & BOLTS TO SUIT LUG (M12);BUS CONNECTIONS STOCK | CABLEWRE |  | CAT NO 7180D | PHASING | 1
13400 | PIPE,METALLIC | LEAD;114 MM NB;3.2 MM WALL THK;760 MM LG ;13.3 KG/M;0.06% COPPERISED SOFT LEAD ;AS1812;PACK OF 10,PACK WEIGHT 101 KG; | CONALLOY |  | LEAD;114 MM NB; | CURRENT | 1
13401 | FUSE ELEMENT,ELEC | 3 AMP;12 KV;DROPOUT ELEMENT TYPE,CLASS "K" TYPE (FAST ACTING);660 MM LG W/REMOVABLE BUTTON HD;AS1033;BOX OF 25, PACK WEIGHT1.0 KG;FOR U/W EXPULSION | NGK | NGK STANGER PTY LTD | ZXC705-03BK37 | CURRENT | 1
13402 | FUSE ELEMENT,ELEC | 6 AMP;12 KV;DROPOUT ELEMENT TYPE,CLASS "K" TYPE (FAST ACTING);660 MM LG, W/REMOVABLE BUTTON HD;AS1033;PACK OF 10, PACK WEIGHT 0.5 KG;FOR U/W EXPULSION | NGK | NGK STANGER PTY LTD | ZXC705-06BK37 | PURCHASE AS REQUIRED | 1
13402 | FUSE ELEMENT,ELEC | 6 AMP;12 KV;DROPOUT ELEMENT TYPE,CLASS "K" TYPE (FAST ACTING);660 MM LG, W/REMOVABLE BUTTON HD;AS1033;PACK OF 10, PACK WEIGHT 0.5 KG;FOR U/W EXPULSION | ABCHANCE | ABCHANCE PTY LTD | ZM6KA26 | PURCHASE AS REQUIRED | 2
13405 | FUSE ELEMENT,ELEC | 20 AMP;12 KV;DROPOUT ELEMENT TYPE,CLASS "K" TYPE (FAST ACTING);660 MM LG, W/REMOVABLE BUTTON HD;AS1033;BOX OF 25, PACK WEIGHT 1.0 KG;FOR U/W EXPULSION | NGK | NGK STANGER PTY LTD | ZXC705-20BK37 | CURRENT | 1
13409 | TRANSFORMER,VOLTAGE | METERING PROTECTN;O/D,STN TYPE;76210 V/63.5 V/63.5 V & 63508 V/63.5 V/63.5 V; 48/2.4 & 24/1.2 MS PER PHASE BURDEN; SINGLE PHASE;50 HZ;MINERAL OIL INSUL; | TYREE | TYREE INDUSTRIES PL MITTAGONG NSW | 05/145/12 | STRATEGIC SPARE | 1
13411 | SHACKLE | BOW;8 MM;0.75 TONNE SWL;STEEL,H TENSILE; GALV;10 MM DIA PIN W/EYE & COLLAR;HIGH LOAD;AS2741 GDE S;PACK OF 1; | BULIVANT | BULLIVANTS LIFTING & SAFETY SPECIALISTS | 160556 | CURRENT | 1
13412 | SHACKLE | BOW;10 MM;1.0 TONNE SWL;STEEL,H TENSILE; GALV;11 MM DIA PIN W/EYE & COLLAR;HIGH LOAD;AS2741 GDE S;PACK OF 1; | MINEMECH | MINEMECH SERVICES (QLD) PL | 99A503010 | CURRENT | 1
13412 | SHACKLE | BOW;10 MM;1.0 TONNE SWL;STEEL,H TENSILE; GALV;11 MM DIA PIN W/EYE & COLLAR;HIGH LOAD;AS2741 GDE S;PACK OF 1; | BULIVANT | BULLIVANTS LIFTING & SAFETY SPECIALISTS | 160557 | CURRENT | 2
13413 | SHACKLE | BOW;11 MM;1.5 TONNE SWL;STEEL,H TENSILE; GALV;13 MM DIA PIN W/EYE & COLLAR;HIGH LOAD;AS2741 GDE S;PACK OF 1; | MINEMECH | MINEMECH SERVICES (QLD) PL | 99A503011 | CURRENT | 1
13413 | SHACKLE | BOW;11 MM;1.5 TONNE SWL;STEEL,H TENSILE; GALV;13 MM DIA PIN W/EYE & COLLAR;HIGH LOAD;AS2741 GDE S;PACK OF 1; | BULIVANT | BULLIVANTS LIFTING & SAFETY SPECIALISTS | 160558 | CURRENT | 2
13414 | SHACKLE | BOW;13 MM;2.0 TONNE SWL;STEEL,H TENSILE; GALV;16 MM DIA PIN W/EYE & COLLAR;HIGH LOAD;AS2741 GDE S (H TENSILE);PACK OF 1; ITEM TO BE PAINTED A COLOUR TO IDENTIFY | BULIVANT | BULLIVANTS LIFTING & SAFETY SPECIALISTS | WSS-0020-SC-B | CURRENT | 2
13414 | SHACKLE | BOW;13 MM;2.0 TONNE SWL;STEEL,H TENSILE; GALV;16 MM DIA PIN W/EYE & COLLAR;HIGH LOAD;AS2741 GDE S (H TENSILE);PACK OF 1; ITEM TO BE PAINTED A COLOUR TO IDENTIFY | BULIVANT | BULLIVANTS LIFTING & SAFETY SPECIALISTS | 160559 | CURRENT | 1
13415 | CYLINDER,LOCK | MASTER S3 SERIES;W/"X" CAMS;W/O KEYS; CYLINDER ONLY;NO KEYS;KEYED TO MASTER M0444/S3 SYSTEM;FOR USE IN SUBSTATIONS; (OZ LOCK);BOX OF 20,WEIGHT 2.6 KG; | JLARSEN | J LARSEN PTY LTD (LOCKSMITH) | OZ/570/CYL/S3 | CURRENT | 1
13416 | TERMINATION COMPONENTS,ELEC POWER CABLE | 33 KV;OUTDOOR;SINGLE PHASE;FOR 400 SQ MM COPPER CONDUCTOR,OR 630 SQ MM ALUMINIUM ONDUCTOR,MIND PAPER INSULATED CABLE; PORCELAIN INSULATOR C/W FLANGES & ASSOC. | CABLEWRE |  | DWG 7180D | STRATEGIC SPARE | 1
13426 | ADHESIVE | PART A CONTAINS 100% W/W LIQUID EPOXY RESIN,PART B CONTAINS 6.5% W/W AMINE 93.5% POLYMERCAPTAN;LIQUID,CLEAR;BONDS GLASS,METAL,CHINA;24 ML SYRINGE PACK; | ATOMSUPP | ATOM SUPPLY | 229052 | CURRENT | 1
13426 | ADHESIVE | PART A CONTAINS 100% W/W LIQUID EPOXY RESIN,PART B CONTAINS 6.5% W/W AMINE 93.5% POLYMERCAPTAN;LIQUID,CLEAR;BONDS GLASS,METAL,CHINA;24 ML SYRINGE PACK; | BLKWOODS | J BLACKWOOD & SON LTD | 05649819/100019 | CURRENT | 2
13426 | ADHESIVE | PART A CONTAINS 100% W/W LIQUID EPOXY RESIN,PART B CONTAINS 6.5% W/W AMINE 93.5% POLYMERCAPTAN;LIQUID,CLEAR;BONDS GLASS,METAL,CHINA;24 ML SYRINGE PACK; | SELLEYS |  | SA524 | CURRENT | 2
13441 | TRANSFORMER,ISOLATION | 15 KV - 2 KV;150 OHMS - 150 OHMS;TYPE REKP; | ERICSNLM |  | REKP 4999012/1 | PURCHASE AS REQUIRED | 1
13446 | COVER,ILLUMINATION,LIGHTING FIXTURE. | FLAT,CUT-OFF TYPE;GLASS,CLEAR;FOR USE ON SYLVANIA "URBAN" "LITTLE MAXI" SERIES MINOR ROAD LANTERN;C/W FITTED FITTINGS; | GERARD | GERARD PROFESSIONAL SOLUTIONS PL | Z60095 | CURRENT | 1
13449 | CLIP,ELECTRICAL | ALLIGATOR,MINIATURE,INSULATED;STEEL; BLACK;AC-3 TYPE;FOR US AS A TEST CLIP; | REXEL | REXEL PTY LTD | FAR1169604 | PURCHASE AS REQUIRED | 1
13449 | CLIP,ELECTRICAL | ALLIGATOR,MINIATURE,INSULATED;STEEL; BLACK;AC-3 TYPE;FOR US AS A TEST CLIP; | AUSLEC | AUSLEC | FAR116-9604 | PURCHASE AS REQUIRED | 2
13449 | CLIP,ELECTRICAL | ALLIGATOR,MINIATURE,INSULATED;STEEL; BLACK;AC-3 TYPE;FOR US AS A TEST CLIP; | AUSLEC | AUSLEC | FAR329-4882 | PURCHASE AS REQUIRED | 2
13449 | CLIP,ELECTRICAL | ALLIGATOR,MINIATURE,INSULATED;STEEL; BLACK;AC-3 TYPE;FOR US AS A TEST CLIP; | RALMAR |  | AC-3 | PURCHASE AS REQUIRED | 2
13464 | PLUG,TIP | BANANA TYPE;15 AMP;4 MM DIA CONTACT; PLASTICS GRIP TERMINAL;RED PLASTIC "SLIP-N-TIE" INSULATOR;STACKABLE,W/4 MM SOCKET;FOR ELECTRONIC LABORATORY USE, | HAYMANS | HAYMANS ELECTRICAL | MUL22206022+22-1005 | CURRENT | 2
13464 | PLUG,TIP | BANANA TYPE;15 AMP;4 MM DIA CONTACT; PLASTICS GRIP TERMINAL;RED PLASTIC "SLIP-N-TIE" INSULATOR;STACKABLE,W/4 MM SOCKET;FOR ELECTRONIC LABORATORY USE, | CNWPL | CNW PL - SLACKS CREEK | 22.2060.22 + 22.1005 | CURRENT | 1
13464 | PLUG,TIP | BANANA TYPE;15 AMP;4 MM DIA CONTACT; PLASTICS GRIP TERMINAL;RED PLASTIC "SLIP-N-TIE" INSULATOR;STACKABLE,W/4 MM SOCKET;FOR ELECTRONIC LABORATORY USE, | MULTICON |  | MUL22206022+22-1005 | CURRENT | 2
13465 | PLUG,TIP | BANANA TYPE;15 AMP;4 MM DIA CONTACT; PLASTICS GRIP TERMINAL;BLACK PLASTIC "SLIP-N-TIE" INSULATOR;STACKABLE, W/4 MM SOCKET;FOR ELECTRONIC LABORATORY | HAYMANS | HAYMANS ELECTRICAL | MUL22206021+221005 | CURRENT | 2
13465 | PLUG,TIP | BANANA TYPE;15 AMP;4 MM DIA CONTACT; PLASTICS GRIP TERMINAL;BLACK PLASTIC "SLIP-N-TIE" INSULATOR;STACKABLE, W/4 MM SOCKET;FOR ELECTRONIC LABORATORY | CNWPL | CNW PL - SLACKS CREEK | 22.2060.21 + 22.1005 | CURRENT | 1
13465 | PLUG,TIP | BANANA TYPE;15 AMP;4 MM DIA CONTACT; PLASTICS GRIP TERMINAL;BLACK PLASTIC "SLIP-N-TIE" INSULATOR;STACKABLE, W/4 MM SOCKET;FOR ELECTRONIC LABORATORY | MULTICON |  | MUL22206021+22-1005 | CURRENT | 2
13468 | PADLOCK | SOLID BRASS CASE,BRASS SHACKLE;45 MM W CASE,W/19 MM SHACKLE CLEARANCE;NO KEYS; KEYED ALIKE TO M0444/S6 SYSTEM;BOX OF 20 ,WEIGHT 6.5 KG;FOR LOCKING OF SCRAP | JLARSEN | J LARSEN PTY LTD (LOCKSMITH) | OZ1/234/B00/S6 | CURRENT | 1
13469 | LAMP,SODIUM | HP;70 W;250 V;ES (E27) CAP;DIFFUSE BULB; CARTON OF 10; | PHILIPS | PHILIPS AUSTRALIA PTY LTD | 928486700091 | CURRENT | 1
13469 | LAMP,SODIUM | HP;70 W;250 V;ES (E27) CAP;DIFFUSE BULB; CARTON OF 10; | GERARD | GERARD PROFESSIONAL SOLUTIONS PL | 673260 | CURRENT | 2
13470 | LAMP,SODIUM | EXTERNAL IGNITOR TYPE;HP;100 W;250 V; GES (E40/45) CAP;DIFFUSE BULB;CARTON OF 12, PACK WEIGHT 2.04; | GERARD | GERARD PROFESSIONAL SOLUTIONS PL | 206921 | CURRENT | 1
13471 | LAMP,SODIUM | HP;100 W;250 V;GES (E40/45) CAP;CLEAR BULB;CARTON OF 12,PACK WEIGHT 1.7 KG; | PHILIPS | PHILIPS AUSTRALIA PTY LTD | 928150219230 | CURRENT | 1
13471 | LAMP,SODIUM | HP;100 W;250 V;GES (E40/45) CAP;CLEAR BULB;CARTON OF 12,PACK WEIGHT 1.7 KG; | GERARD | GERARD PROFESSIONAL SOLUTIONS PL | 673148 | CURRENT | 2
13473 | CAP,PROTECTIVE,POLE PLATFORM. | POLYURETHANE;RED;DIMENSIONS AS PER ENERGEX DWG;CAPS DESIGNED TO FIT POLE SHOES ON POLE PLATFORM,FOR PROTECTION WHEN USED ON CONCRETE POLES;CAN ALSO BE | LUDOWICI |  | PU40 SLIP ON CAP | CURRENT | 1
13474 | PLUG,TIP | FULL CONTACT PIN TYPE;30 AMP;4 MM DIA CONTACT;SCREW TYPE TERMINAL;RED PLASTIC INSULATOR;W/AXIAL SOCKET FOR 4 MM PLUGS, LATERAL CABLE OUTLET;PACK OF 50,PACK | HAYMANS | HAYMANS ELECTRICAL | FAR809-998 | CURRENT | 2
13474 | PLUG,TIP | FULL CONTACT PIN TYPE;30 AMP;4 MM DIA CONTACT;SCREW TYPE TERMINAL;RED PLASTIC INSULATOR;W/AXIAL SOCKET FOR 4 MM PLUGS, LATERAL CABLE OUTLET;PACK OF 50,PACK | HAYMANS | HAYMANS ELECTRICAL | HIR930-435-101 | CURRENT | 2
13474 | PLUG,TIP | FULL CONTACT PIN TYPE;30 AMP;4 MM DIA CONTACT;SCREW TYPE TERMINAL;RED PLASTIC INSULATOR;W/AXIAL SOCKET FOR 4 MM PLUGS, LATERAL CABLE OUTLET;PACK OF 50,PACK | REXEL | REXEL PTY LTD | FAR809-998 | CURRENT | 1
13474 | PLUG,TIP | FULL CONTACT PIN TYPE;30 AMP;4 MM DIA CONTACT;SCREW TYPE TERMINAL;RED PLASTIC INSULATOR;W/AXIAL SOCKET FOR 4 MM PLUGS, LATERAL CABLE OUTLET;PACK OF 50,PACK | HIRSCHMN |  | HIR930-435-101 | CURRENT | 2
13475 | PLUG,TIP | FULL CONTACT PIN TYPE;30 AMP;4 MM DIA CONTACT;SCREW TYPE TERMINAL;BLACK PLASTIC INSULATOR;W/AXIAL SOCKET FOR 4 MM PLUGS,LATERAL CABLE OUTLET;PACK OF 50 | HAYMANS | HAYMANS ELECTRICAL | FAR809-986 | CURRENT | 2
13475 | PLUG,TIP | FULL CONTACT PIN TYPE;30 AMP;4 MM DIA CONTACT;SCREW TYPE TERMINAL;BLACK PLASTIC INSULATOR;W/AXIAL SOCKET FOR 4 MM PLUGS,LATERAL CABLE OUTLET;PACK OF 50 | HAYMANS | HAYMANS ELECTRICAL | HIR930-435-100 | CURRENT | 2
13475 | PLUG,TIP | FULL CONTACT PIN TYPE;30 AMP;4 MM DIA CONTACT;SCREW TYPE TERMINAL;BLACK PLASTIC INSULATOR;W/AXIAL SOCKET FOR 4 MM PLUGS,LATERAL CABLE OUTLET;PACK OF 50 | CNWPL | CNW PL - SLACKS CREEK | 809986 | CURRENT | 1
13475 | PLUG,TIP | FULL CONTACT PIN TYPE;30 AMP;4 MM DIA CONTACT;SCREW TYPE TERMINAL;BLACK PLASTIC INSULATOR;W/AXIAL SOCKET FOR 4 MM PLUGS,LATERAL CABLE OUTLET;PACK OF 50 | HIRSCHMN |  | HIR930-435-100 | CURRENT | 2
13477 | COVER,ILLUMINATION,LIGHTING FIXTURE. | REFRACTOR CONE,TYPE 5 SYMMETRICAL; ACRYLIC,CLEAR;FOR USE ON GTE (SYLVANIA) B2001 POST TOP LANTERN;(PARKS & OPEN AREAS USE ONLY); | GERARD | GERARD PROFESSIONAL SOLUTIONS PL | Z63-210B | CURRENT | 1
13483 | COVER,ILLUMINATION,LIGHTING FIXTURE. | FLAT TYPE;GLASS,CLEAR;FOR U/W GEC "OPTISPEC" CUT-OFF LANTERN;C/W FITTED FITTINGS; | REXEL | REXEL PTY LTD | OPCGLA | PURCHASE AS REQUIRED | 1
13485 | COVER,ILLUMINATION,LIGHTING FIXTURE. | FLAT TYPE;GLASS,CLEAR;FOR U/W SYLVANIA "ROADSTER" PO 3000 SERIES CUT-OFF LANTERN C/W FITTED FITTINGS; | GERARD | GERARD PROFESSIONAL SOLUTIONS PL | PR00002 | CURRENT | 1
13500 | FOOTWEAR COVERS | PLASTIC NON-SKID; PVC LGE WATERPROOF OVERBOOT;TO COVER MEN'S STEEL CAP BOOTS; PACK OF 5 (100 PACKS PER CARTON);TO PRO- TECT INTEGRITY OF CLEAN AREAS FROM CROSS | BLKWOODS | J BLACKWOOD & SON LTD | 05260674/300070 | CURRENT | 2
13500 | FOOTWEAR COVERS | PLASTIC NON-SKID; PVC LGE WATERPROOF OVERBOOT;TO COVER MEN'S STEEL CAP BOOTS; PACK OF 5 (100 PACKS PER CARTON);TO PRO- TECT INTEGRITY OF CLEAN AREAS FROM CROSS | SAFEMAN | SAFEMAN | 9ZOSDBLPVCN | CURRENT | 2
13500 | FOOTWEAR COVERS | PLASTIC NON-SKID; PVC LGE WATERPROOF OVERBOOT;TO COVER MEN'S STEEL CAP BOOTS; PACK OF 5 (100 PACKS PER CARTON);TO PRO- TECT INTEGRITY OF CLEAN AREAS FROM CROSS | ATOMSUPP | ATOM SUPPLY | 409232 | CURRENT | 1
13500 | FOOTWEAR COVERS | PLASTIC NON-SKID; PVC LGE WATERPROOF OVERBOOT;TO COVER MEN'S STEEL CAP BOOTS; PACK OF 5 (100 PACKS PER CARTON);TO PRO- TECT INTEGRITY OF CLEAN AREAS FROM CROSS | PROTECTR |  | 5260674 | CURRENT | 2
13508 | CAP,PIPE. | STEEL;GALV FINISH;PRESSED,DRIVE-ON;65 MM NB;PACK OF 10; | KEYLINE | KEY-LINE DISTRIBUTORS PTY LTD | K65 | CURRENT | 1
13538 | CONDUIT,NONMETALLIC,FLEXIBLE | 50mm, 15m Rolls, PVC, Orange, AS2053 (scm) | REXEL | REXEL PTY LTD | PFCFC50OR15 | CURRENT | 1
13539 | CONDUIT,NONMETALLIC,FLEXIBLE | 50 MM NB;PVC;GREY;6.8 MM WALL THK,+ OR - 0.4 MM;MARKING,"(FLEXIBLE) ELECTRICAL CONDUIT - AS2053" AT 1 M INTERVAL;AS2053 ;15 M ROLL,PACK WEIGHT 25 KG;FOR U/G | REXEL | REXEL PTY LTD | PFCFC50GR15 | CURRENT | 1
13539 | CONDUIT,NONMETALLIC,FLEXIBLE | 50 MM NB;PVC;GREY;6.8 MM WALL THK,+ OR - 0.4 MM;MARKING,"(FLEXIBLE) ELECTRICAL CONDUIT - AS2053" AT 1 M INTERVAL;AS2053 ;15 M ROLL,PACK WEIGHT 25 KG;FOR U/G | GENERAL | GENERAL TRADE SUPPLIES | 50MMGY | CURRENT | 2
13541 | ANKLETS. | COTTON DRILL;ENERGEX;NAVY;ELASTIC FASTENING;185 MM;OVER-BOOTS; | CNWPL | CNW PL - SLACKS CREEK | AMA13SS03 | CURRENT | 2
13541 | ANKLETS. | COTTON DRILL;ENERGEX;NAVY;ELASTIC FASTENING;185 MM;OVER-BOOTS; | CNWPL | CNW PL - SLACKS CREEK | 13SS03 | CURRENT | 1
13541 | ANKLETS. | COTTON DRILL;ENERGEX;NAVY;ELASTIC FASTENING;185 MM;OVER-BOOTS; | OVERBOOT | OVERBOOT | NAVY | CURRENT | 2
13548 | RACEWAY,NONMETALLIC | OPEN SLOTTED WALLS;PVC,RIGID;LT GREY;40 MM W,40 MM H;C/W LID,W/ELONGATED HOLES FOR FIXING;AS2053,AS3100;10 X 2 M LG; PACKED IN PROTECTIVE PLASTIC BAG & BOUND | PHOENIX | PHOENIX CONTACT PTY LTD | 3240189 | CURRENT | 2
13548 | RACEWAY,NONMETALLIC | OPEN SLOTTED WALLS;PVC,RIGID;LT GREY;40 MM W,40 MM H;C/W LID,W/ELONGATED HOLES FOR FIXING;AS2053,AS3100;10 X 2 M LG; PACKED IN PROTECTIVE PLASTIC BAG & BOUND | HAYMANS | HAYMANS ELECTRICAL | PHO3240189 | CURRENT | 1
13548 | RACEWAY,NONMETALLIC | OPEN SLOTTED WALLS;PVC,RIGID;LT GREY;40 MM W,40 MM H;C/W LID,W/ELONGATED HOLES FOR FIXING;AS2053,AS3100;10 X 2 M LG; PACKED IN PROTECTIVE PLASTIC BAG & BOUND | AUSTPLPR |  | APPOS4040GR | CURRENT | 2
13570 | SCREW,MACHINE | BRASS;NICKEL PLATED;FLAT CSK HD,SLOT DRIVE;4 MM,0.7 MM PITCH;ISO M;12 MM LG; BOX OF 100; | SUMMIT | SUMMIT GROUP | 6CICB06030 | CURRENT | 1
13570 | SCREW,MACHINE | BRASS;NICKEL PLATED;FLAT CSK HD,SLOT DRIVE;4 MM,0.7 MM PITCH;ISO M;12 MM LG; BOX OF 100; | COVENTRY | COVENTRY FASTENERS QLD | 4X12MBRNPCMT | CURRENT | 1
13578 | NUT,PLAIN,HEXAGON | BRASS;NICKEL PLATED;STD;4 MM,.7 MM PITCH ;ISO M;Pack of 200; | HOBSON | HOBSON ENGINEERING CO PTY LTD 393904 | NHBRPCM04 | CURRENT | 1
13578 | NUT,PLAIN,HEXAGON | BRASS;NICKEL PLATED;STD;4 MM,.7 MM PITCH ;ISO M;Pack of 200; | STATEWD | STATEWIDE FSTNERS & ENG SPLS PL | NBNM4 | CURRENT | 2
13583 | WASHER,FLAT | BRASS;NICKEL PLATED;4 MM SCREW SIZE;8 MM OD;BAG OF 200,PACK WEIGHT 0.06 KG; | HOBSON | HOBSON ENGINEERING CO PTY LTD 393904 | WRBRPM04 | CURRENT | 1
13583 | WASHER,FLAT | BRASS;NICKEL PLATED;4 MM SCREW SIZE;8 MM OD;BAG OF 200,PACK WEIGHT 0.06 KG; | STATEWD | STATEWIDE FSTNERS & ENG SPLS PL | WFNM48 | CURRENT | 2
13584 | WASHER,FLAT | BRASS;NICKEL PLATED;5 MM SCREW SIZE;10 MM OD;PACK OF 200; | STATEWD | STATEWIDE FSTNERS & ENG SPLS PL | WFNM510 | CURRENT | 2
13585 | WASHER,FLAT | BRASS;NICKEL PLATED;6 MM SCREW SIZE; 12 MM OD;BAG OF 200,PACK WEIGHT 0.13 KG; | STATEWD | STATEWIDE FSTNERS & ENG SPLS PL | WFNM6125 | CURRENT | 2
13594 | FLOODLIGHT,ELECTRIC | SODIUM VAPOUR HP;PEDESTRIAN CROSSING;250 /400 WATT;NARROW BEAM; BARE ALLY FINISH; THREE HOLE STIRRUP; U/W UNIVERSAL MOUNTING ADAPTOR SC11610 AND LOUVRE - | HAYMANS | HAYMANS ELECTRICAL | PHL HNF901 GR NB | CURRENT | 1
13594 | FLOODLIGHT,ELECTRIC | SODIUM VAPOUR HP;PEDESTRIAN CROSSING;250 /400 WATT;NARROW BEAM; BARE ALLY FINISH; THREE HOLE STIRRUP; U/W UNIVERSAL MOUNTING ADAPTOR SC11610 AND LOUVRE - | PIERLITE | PIERLITE AUSTRALIA PTY LTD | HNF 901 NARROW (ONLY) | CURRENT | 2
13597 | RESISTOR ASSEMBLY. | FIXED,METAL LAYER;BANK OF 2,SERIES CONNECTED;150 OHMS,2 W RATING;RESISTORS EMBEDDED IN PLASTIC HOUSING FOR ATTACHMENT TO REAR OF ASEA RELAY | ABB | ABB FAN PTY LTD | TYPE RTXE RK741225-CD | CURRENT | 1
13598 | TRANSFORMER,POWER,FIXED | POWER TRANSFORMER, FIXED; 240 V PRIMARY;12 V SECONDARY,60 VA MIN SPEC;FOR USE IN ZELLWEGER/SACS INTERFACE EQUIPMENT; | FERGTRAN |  | UN60VALP | CURRENT | 1
13602 | RELAY,ELECTROMAGNETIC | ABB TYPE;RXSF1;RK271007-AD;24 V DC COIL;2 NO,1 NC CONTACTS;HR FLAGS; DUAL RELAY;PLUG IN ONE SEAT BASE;FOR USE ON 32 V CIRCUITS WITH RESISTOR STOCK | ABB | ABB FAN PTY LTD | TYPE RXSF1 RK271007-AD | CURRENT | 1
13604 | RELAY,ELECTROMAGNETIC | NO VOLT INDICATION;110 V TO 125 V DC COILS;300 V DC/250 V AC CONT;5 AMP CONTINUOUS;2 NC,1 NO CONT PER COIL;SR FLAG;DUAL COIL,NON-LATCHING,INDICATING; | ABB | ABB FAN PTY LTD | TYPE RXSF1 RK271019-AN | PURCHASE AS REQUIRED | 1
13606 | RELAY,ELECTROMAGNETIC | POWER,HVY DUTY TYPE;24 V DC COILS;450 V DC/400 V AC CONT;10 AMP CONTINUOUS;8 SETS OF CONT;BI-STABLE,LATCHING AUX;PLUG -IN DUAL SEAT BASE;W/EXT RESET P/BUTTON | ABB | ABB FAN PTY LTD | RK251900-XC (205-AD) | CURRENT | 1
13607 | ADHESIVE | EPOXY RESIN;LIQUID,CLEAR;LAMINATING & GENERAL USE;2 BASE TO 1 HARDENER,MIXING RATIO;SETTING TIME 18 TO 24 HOURS;0.66 L BASE,0.33 L HARDENER = 1 L KIT | HAYMANS | HAYMANS ELECTRICAL | MMEEG-T | CURRENT | 1
13607 | ADHESIVE | EPOXY RESIN;LIQUID,CLEAR;LAMINATING & GENERAL USE;2 BASE TO 1 HARDENER,MIXING RATIO;SETTING TIME 18 TO 24 HOURS;0.66 L BASE,0.33 L HARDENER = 1 L KIT | ATOMSUPP | ATOM SUPPLY | 90360250 | CURRENT | 2
13607 | ADHESIVE | EPOXY RESIN;LIQUID,CLEAR;LAMINATING & GENERAL USE;2 BASE TO 1 HARDENER,MIXING RATIO;SETTING TIME 18 TO 24 HOURS;0.66 L BASE,0.33 L HARDENER = 1 L KIT | CIBAGEIG |  | AK3600MP | CURRENT | 2
13608 | DIE,CRIMPING TOOL | STEEL;HEX;19 MM AF;U/W UTILUX COMPRESSION TOOL NO.38A OR EQUIV; PACK OF 1,PACK WEIGHT 0.020 KG; | SPECFORC | SPECIALISED FORCE | 12T-19.0AFAL | CURRENT | 1
13608 | DIE,CRIMPING TOOL | STEEL;HEX;19 MM AF;U/W UTILUX COMPRESSION TOOL NO.38A OR EQUIV; PACK OF 1,PACK WEIGHT 0.020 KG; | PLP AUST | PREFORMED LINE PRODUCTS (AUST) | EPCDA190AF | CURRENT | 1
13617 | INSULATION SLEEVE,ELEC,BRANCHED | 4-WAY;L/V;25 TO 60 MM DIA,CABLE END;7 TO 30 MM DIA,FINGER END,MIN O/A LENGTH 200 MM;MIN FINGER LENGTH 35 MM;ADHESIVE LINED;TO SUIT 4 CORE,185/240 SQ MM,PLY & | TECONN | TE CONNECTIVITY LTD | 502K016/S(S5) | CURRENT | 1
13617 | INSULATION SLEEVE,ELEC,BRANCHED | 4-WAY;L/V;25 TO 60 MM DIA,CABLE END;7 TO 30 MM DIA,FINGER END,MIN O/A LENGTH 200 MM;MIN FINGER LENGTH 35 MM;ADHESIVE LINED;TO SUIT 4 CORE,185/240 SQ MM,PLY & | LEGEND | LEGEND POWER SYSTEMS | KEV440 | CURRENT | 2
13621 | STRAPPING | FOR U/W TENSIONER,CRIMPING TOOL;STEEL; BLACK;19 MM W,0.56 MM THK;16 KG PER ROLL APPROX.;REFER STOCK CODE 13622 FOR STRAPPING SEALS; | SIGNET | SIGNET PTY LTD | 34766 | CURRENT | 1
13622 | SEAL,STRAPPING | SNAP ON TYPE;FOR STRAPPING CRIMP TOOL; STEEL;GREY METAL FINISH;19 MM,0.56 MM THK STRAPPING;BOX OF 1000;REFER STOCK CODE 13621 FOR STRAPPING; | GERRARD | GERRARD | 10867 | CURRENT | 1
13627 | IGNITER,LAMP | HP SODIUM,FOR LAMPS FROM 35 W TO 70 W INCLUSIVE;250 V;STANDARD;USE WITH 70 W HPS LAMPS ONLY;3 WAY TERMINAL BLOCK ONLY ;PACK OF 1; | ATCO | ATCO CONTROLS PTY LTD | ATCZRM2.5ES/C | PURCHASE AS REQUIRED | 1
13646 | SPRING,HELICAL,EXTENSION. | 80 MM SPRING SECT IN 12 COILS;155 MM O/A LG;44 MM OD;32 MM ID;6 MM DIA WIRE;HOOK EA END AS PART OF SPRING;FOR USE AS EPV BUCKET RESTRAINT; | ABBEY | ABBEY EQUIPMENT PTY LTD | SWP35/3-07-481 | PURCHASE AS REQUIRED | 1
13652 | SIGN | DANGER HIGH VOLTAGE (SYMBOLIC);ALUMINIUM ;RETROREFLECTIVE;320 MM DIA,2 MM THK; AS1319-1983;PACK OF 10; | ARTCRAFT | ARTCRAFT PTY LTD | SE00902-Q | CURRENT | 1
13657 | BAR,METAL | COPPER;FLAT SHAPE;100 MM W X 10 MM THK; HARD DRAWN;RD EDGE;AS1567-110;4 M LG; | GEOWEST | GEORGE WESTON & SONS | CFRAD 100X10 | CURRENT | 2
13657 | BAR,METAL | COPPER;FLAT SHAPE;100 MM W X 10 MM THK; HARD DRAWN;RD EDGE;AS1567-110;4 M LG; | PRIMETA | PRIMARY METALS & ALLOYS | 1-1092 | CURRENT | 1
13730 | FUSE ELEMENT,ELEC | 25 AMP;12 KV;DROPOUT FUSE LINK,CLASS "K" TYPE (FAST ACTING);660 MM LG,W/REMOVABLE BUTTON HD;AS1033;BOX OF 25,PACK WEIGHT 1.0 KG;FOR U/W EXPULSION FUSE UNITS,ARC | NGK | NGK STANGER PTY LTD | ZXC705-25BK37 | CURRENT | 1
13731 | FUSE ELEMENT,ELEC | 40 AMP;12 KV;DROPOUT FUSE LINK,CLASS "K" TYPE (FAST ACTING);660 MM LG,W/REMOVABLE BUTTON HD;AS1033;BOX OF 25,PACK WEIGHT 1.0 KG;FOR U/W EXPULSION FUSE UNITS,ARC | NGK | NGK STANGER PTY LTD | ZXC705-40BK37 | CURRENT | 1
13732 | FUSE ELEMENT,ELEC | 50 AMP;12 KV;DROPOUT FUSE LINK,CLASS "K" TYPE (FAST ACTING);660 MM LG,W/REMOVABLE BUTTON HD;AS1033;PACK OF 10,PACK WEIGHT 1.0 KG;FOR U/W EXPULSION FUSE UNITS,ARC | NGK | NGK STANGER PTY LTD | ZXC705-50BK37 | CURRENT | 1
13733 | FUSE ELEMENT,ELEC | 63 AMP;12 KV;DROPOUT FUSE LINK,CLASS "K" TYPE (FAST ACTING);660 MM LG,W/REMOVABLE BUTTON HD;AS1033;BOX OF 25,PACK WEIGHT 1.0 KG;FOR U/W EXPULSION UNITS,ARC | NGK | NGK STANGER PTY LTD | ZXC705-63BK37 | CURRENT | 1
13734 | FUSE ELEMENT,ELEC | 80 AMP;12 KV;DROPOUT FUSE LINK,CLASS "K" TYPE (FAST ACTING);660 MM LG,W/REMOVABLE BUTTON HD;AS1033;BOX OF 25,PACK WEIGHT 1.0 KG;FOR U/W EXPULSION FUSE UNITS,ARC | NGK | NGK STANGER PTY LTD | ZXC705-80BK37 | CURRENT | 1
13735 | CUBICLE,ELECTRICAL EQUIPMENT. | OUTDOOR;FOR HOUSING OF AUDIO FREQ INJECTION EQUIPMENT;STEEL,SHEET;ACCESS DOORS ON EACH END & ONE SIDE;C/W SAFETY ACCESS SCREENS;W/INT LIGHT & EXT SWITCH; | NU-LEC | NU-LEC | CUBICLE,ELECTRICAL EQUIPMENT | PURCHASE AS REQUIRED | 1
13737 | TRANSFORMER,ISOLATION,AUDIO FREQUENCY. | 10 KVA;1050 HZ;475/300 V;12 KV NOM INSUL V;5.3 AMP CONTINUOUS 50 HZ;20% MAG CURRENT;ONAN;C/W AF VOLTS ADJ W/3 COARSE & 3 FINE TAPPINGS;ZELLWEGER TYPE 2 TO | ELEKAFAR |  | TYPE 2 | STRATEGIC SPARE | 1
13739 | CONVERTER,FREQUENCY,STATIC | AUDIO FREQ LOAD CONTROL;1050 HZ;33 KVA OUTPUT;415 V,3 PH,50 HZ INPUT;INDOOR, SHEET STEEL CABINET;ALTERNATIVE TO TYPES F,G,& H MG SETS;300 KG;CORRECT NSC IS | ZELLWEGR |  | SFU-G 3/30/1050 | PURCHASE AS REQUIRED | 1
13742 | CABLE,POWER,ELECTRICAL | 33 KV;185 SQ MM;COPPER CONDUCTOR;SINGLE CORE;(PLYHDPE);AS1026;500 M DRUM SIZE, 108 MM SPINDLE HOLE; | OLEX | OLEX AUSTRALIA PTY LTD | KTRP25RP001CXAA | PURCHASE AS REQUIRED | 1
13750 | RACEWAY,NONMETALLIC | OPEN SLOTTED WALLS;PVC,RIGID;LT GREY;25 MM W,30 MM H;C/W LID,W/ELONGATED HOLES FOR FIXING;AS2053,AS3100;12 X 2 M LG; PACKED IN PROTECTIVE PLASTIC BAG & BOUND | REXEL | REXEL PTY LTD | IBOT1.25.30 | CURRENT | 2
13750 | RACEWAY,NONMETALLIC | OPEN SLOTTED WALLS;PVC,RIGID;LT GREY;25 MM W,30 MM H;C/W LID,W/ELONGATED HOLES FOR FIXING;AS2053,AS3100;12 X 2 M LG; PACKED IN PROTECTIVE PLASTIC BAG & BOUND | REXEL | REXEL PTY LTD | APPOS2530GR | CURRENT | 2
13750 | RACEWAY,NONMETALLIC | OPEN SLOTTED WALLS;PVC,RIGID;LT GREY;25 MM W,30 MM H;C/W LID,W/ELONGATED HOLES FOR FIXING;AS2053,AS3100;12 X 2 M LG; PACKED IN PROTECTIVE PLASTIC BAG & BOUND | CNWPL | CNW PL - SLACKS CREEK | T12530 | CURRENT | 1
13750 | RACEWAY,NONMETALLIC | OPEN SLOTTED WALLS;PVC,RIGID;LT GREY;25 MM W,30 MM H;C/W LID,W/ELONGATED HOLES FOR FIXING;AS2053,AS3100;12 X 2 M LG; PACKED IN PROTECTIVE PLASTIC BAG & BOUND | AUSTPLPR |  | APPOS2530GR | CURRENT | 2
13751 | RACEWAY,NONMETALLIC | OPEN SLOTTED WALLS;PVC,RIGID;LT GREY;80 MM W,40 MM H;C/W LID,W/ELONGATED HOLES FOR FIXING;AS2053,AS3100;12 X 2 M LG; PACKED IN PROTECTIVE PLASTIC BAG & BOUND | HAYMANS | HAYMANS ELECTRICAL | BOCT1-80-40 | CURRENT | 1
13751 | RACEWAY,NONMETALLIC | OPEN SLOTTED WALLS;PVC,RIGID;LT GREY;80 MM W,40 MM H;C/W LID,W/ELONGATED HOLES FOR FIXING;AS2053,AS3100;12 X 2 M LG; PACKED IN PROTECTIVE PLASTIC BAG & BOUND | PHOENIX | PHOENIX CONTACT PTY LTD | 3240335 | CURRENT | 2
13751 | RACEWAY,NONMETALLIC | OPEN SLOTTED WALLS;PVC,RIGID;LT GREY;80 MM W,40 MM H;C/W LID,W/ELONGATED HOLES FOR FIXING;AS2053,AS3100;12 X 2 M LG; PACKED IN PROTECTIVE PLASTIC BAG & BOUND | HAYMANS | HAYMANS ELECTRICAL | PHO3240335 | CURRENT | 2
13751 | RACEWAY,NONMETALLIC | OPEN SLOTTED WALLS;PVC,RIGID;LT GREY;80 MM W,40 MM H;C/W LID,W/ELONGATED HOLES FOR FIXING;AS2053,AS3100;12 X 2 M LG; PACKED IN PROTECTIVE PLASTIC BAG & BOUND | AUSTPLPR |  | APPOS8040GR | CURRENT | 2
13757 | GRIP,CABLE,WOVEN | SINGLE EYE,END PULL;40-55 MM DIA CABLE; 800 MM MIN GRIP LG;35 KN UTS; MIN BREAKING FORCE;PACK OF 1; | TEN | THE ENERGY NETWORK | C1040 | CURRENT | 1
13757 | GRIP,CABLE,WOVEN | SINGLE EYE,END PULL;40-55 MM DIA CABLE; 800 MM MIN GRIP LG;35 KN UTS; MIN BREAKING FORCE;PACK OF 1; | TEN | THE ENERGY NETWORK | 62337 | CURRENT | 2
13758 | GRIP,CABLE,WOVEN | HD Sock, Single Soft Eye, 55-75mm Dia Cable, 80kN UTS, 900mm Lg, Galv Steel | NCG | NATIONAL CABLE GRIPS (VILNO GROUP COMP) | CHD1055 | CURRENT | 5
13758 | GRIP,CABLE,WOVEN | HD Sock, Single Soft Eye, 55-75mm Dia Cable, 80kN UTS, 900mm Lg, Galv Steel | BULIVANT | BULLIVANTS LIFTING & SAFETY SPECIALISTS | WCPS-055-075 (CHD1055) 80KN | CURRENT | 2
13758 | GRIP,CABLE,WOVEN | HD Sock, Single Soft Eye, 55-75mm Dia Cable, 80kN UTS, 900mm Lg, Galv Steel | TEN | THE ENERGY NETWORK | CHD1055 | CURRENT | 1
13759 | GRIP,CABLE,WOVEN | HD Sock, Single Soft Eye, 75-95mm Dia Cable, 180kN UTS, 1000mm Lg, Galv Steel | NCG | NATIONAL CABLE GRIPS (VILNO GROUP COMP) | CHD1075 | CURRENT | 5
13759 | GRIP,CABLE,WOVEN | HD Sock, Single Soft Eye, 75-95mm Dia Cable, 180kN UTS, 1000mm Lg, Galv Steel | TEN | THE ENERGY NETWORK | CHD1075 | CURRENT | 1
13759 | GRIP,CABLE,WOVEN | HD Sock, Single Soft Eye, 75-95mm Dia Cable, 180kN UTS, 1000mm Lg, Galv Steel | HEIGHDYN | HEIGHT DYNAMICS | BV CGRIP70-82 | CURRENT | 2
13760 | GRIP,CABLE,WOVEN | SINGLE EYE,END PULL;95-120 MM DIA CABLE ;1100 MM MIN GRIP LG;125 KN MIN BREAKING FORCE; | TEN | THE ENERGY NETWORK | CHD1095 | CURRENT | 1
13760 | GRIP,CABLE,WOVEN | SINGLE EYE,END PULL;95-120 MM DIA CABLE ;1100 MM MIN GRIP LG;125 KN MIN BREAKING FORCE; | BULIVANT | BULLIVANTS LIFTING & SAFETY SPECIALISTS | WCPS-095-120-C1-NC | CURRENT | 2
13761 | BRACKET,SPACER. | STEEL,STRUCTURAL GDE 250;GALV;TAPPER FLANGE CHANNEL;102 MM W,51 MM H,10.5 MM THK,620 MM LG;AS1204 STEEL,AS1650;GALV; PACK OF 2, PACK WEIGHT 11.6 KG;FOR U/W | HAYMAN | HAYMANS INDUSTRIES PTY LTD | 13761 | CURRENT | 1
13761 | BRACKET,SPACER. | STEEL,STRUCTURAL GDE 250;GALV;TAPPER FLANGE CHANNEL;102 MM W,51 MM H,10.5 MM THK,620 MM LG;AS1204 STEEL,AS1650;GALV; PACK OF 2, PACK WEIGHT 11.6 KG;FOR U/W | MEFCO | MEFCO AUSTRALIA PTY LTD SUNSHINE VIC | 13761 | CURRENT | 2
13771 | RESISTOR,FIXED,WIRE WOUND. | 390 OHMS;5 W;USED AS BURDEN RESISTOR FOR SACS INTERPOSING VT'S STOCK CODE 11698 | PRIME | PRIME ELECTRONICS | REPW5390R | CURRENT | 1
13776 | BRACKET,POLE | REGULATOR TYPE;STEEL;GALV;TO SUPPORT REGULATOR STNS;U/W TWIN 100 AMP OR 200 AMP REGULATOR STNS ON WOOD POLES;FOR U/W REGULATOR HANGER BRACKETS SC18655;REFER | HAYMAN | HAYMANS INDUSTRIES PTY LTD | 13776 | CURRENT | 1
13776 | BRACKET,POLE | REGULATOR TYPE;STEEL;GALV;TO SUPPORT REGULATOR STNS;U/W TWIN 100 AMP OR 200 AMP REGULATOR STNS ON WOOD POLES;FOR U/W REGULATOR HANGER BRACKETS SC18655;REFER | GLOBAL | GLOBAL MANUFACTURING GROUP | ENERGEX-12893-A1 | CURRENT | 2
13777 | COVER,PROTECTIVE,UNDERGROUND CABLE,POLE | TYPE 1;2500 MM LG,60 MM W,60 MM D;STEEL, GALV;TWO HOLES FOR EARTH FIXING; PACK OF1;PACK WEIGHT 10.5 KG;FOR 1 CABLE UP TO 48 MM DIA; | HAYMAN | HAYMANS INDUSTRIES PTY LTD | 13777 | CURRENT | 1
13777 | COVER,PROTECTIVE,UNDERGROUND CABLE,POLE | TYPE 1;2500 MM LG,60 MM W,60 MM D;STEEL, GALV;TWO HOLES FOR EARTH FIXING; PACK OF1;PACK WEIGHT 10.5 KG;FOR 1 CABLE UP TO 48 MM DIA; | LIVINGST | LIVINGSTONE ENGINEERING | 13777 | CURRENT | 2
13778 | FUSECARRIER | 8 KA RMS;12 KV;FOR DROPOUT FUSE;AS1033; TO SUIT BROWN BOVERI D/O FUSE ISOLATORS SERIES V; | NGK | NGK STANGER PTY LTD | 72906/24SL | CURRENT | 1
13784 | PANEL,FUSE | ELECTRICITY SUPPLY PILLAR;440 V;1 TO 3 PHASE;PANEL,190 MM H,205 MM W,10 MM THK; 3 X 100 AMP FUSES;C/W 6 HOLE N/L;REFER SC 04434 (32 AMP),04451 (80 AMP) & 12454 | WEBER | WEBER SOUTH PACIFIC PTY LTD | 13784-PP310001-REV1 | CURRENT | 2
13784 | PANEL,FUSE | ELECTRICITY SUPPLY PILLAR;440 V;1 TO 3 PHASE;PANEL,190 MM H,205 MM W,10 MM THK; 3 X 100 AMP FUSES;C/W 6 HOLE N/L;REFER SC 04434 (32 AMP),04451 (80 AMP) & 12454 | FULTON | FULTON INDUSTRIES PL | 1-S0227 | CURRENT | 2
13784 | PANEL,FUSE | ELECTRICITY SUPPLY PILLAR;440 V;1 TO 3 PHASE;PANEL,190 MM H,205 MM W,10 MM THK; 3 X 100 AMP FUSES;C/W 6 HOLE N/L;REFER SC 04434 (32 AMP),04451 (80 AMP) & 12454 | LEGEND | LEGEND POWER SYSTEMS | FBS-BK-UN-BL | CURRENT | 2
13784 | PANEL,FUSE | ELECTRICITY SUPPLY PILLAR;440 V;1 TO 3 PHASE;PANEL,190 MM H,205 MM W,10 MM THK; 3 X 100 AMP FUSES;C/W 6 HOLE N/L;REFER SC 04434 (32 AMP),04451 (80 AMP) & 12454 | FLOWLINE | FLOWLINE INDUSTRIES PTY LTD | ESQ060 | CURRENT | 1
13795 | BASE,POLE ASSEMBLY | Slip Base Adaptor, for upto 10.0m Poles, 350 PCD c/w 3 x M36x130mm Bolts, 6 x M36 Washers, 3 x M36 Nuts & Shear Washer, EQTS 05-02-01, Dwg 05-02-04(scm) | IUPOLE | INTERNATIONAL UTILITY POLES PTY LTD | EX-13795 | CURRENT | 2
13795 | BASE,POLE ASSEMBLY | Slip Base Adaptor, for upto 10.0m Poles, 350 PCD c/w 3 x M36x130mm Bolts, 6 x M36 Washers, 3 x M36 Nuts & Shear Washer, EQTS 05-02-01, Dwg 05-02-04(scm) | INGALEPS | INGAL EPS (CONTRACTOR) | XSBA350 | CURRENT | 1
13795 | BASE,POLE ASSEMBLY | Slip Base Adaptor, for upto 10.0m Poles, 350 PCD c/w 3 x M36x130mm Bolts, 6 x M36 Washers, 3 x M36 Nuts & Shear Washer, EQTS 05-02-01, Dwg 05-02-04(scm) | GM POLES | GM POLES PTY LTD | SBA 350 | CURRENT | 2
13798 | ADAPTOR FITTING,TOOL HD,HOT LINE STICK | FIBREGLASS;W/O TOOL HEADS;W/PROVISION FOR FITTING TO HOT LINE STICK;FOR FITTING AS 'HEAD,TOOL,OPERATING STICK' STOCK CODES 10810,10811,10812,10813;TO | AUSTACKL |  | FIBREGLASS;W/O TOOL HEADS; | CURRENT | 1
13806 | GLOVES,DISPOSABLE | Medical, First-Aid, Nitrile, Large Size, Non-Sterile, supplied in Dispensing Box | TOOWFAID | TOOWOOMBA FIRST AID SUPPLIES | GLO-00872 | CURRENT | 2
13806 | GLOVES,DISPOSABLE | Medical, First-Aid, Nitrile, Large Size, Non-Sterile, supplied in Dispensing Box | ALPHA | ALPHA FIRST AID SUPPLIES QLD | 300052 | CURRENT | 2
13806 | GLOVES,DISPOSABLE | Medical, First-Aid, Nitrile, Large Size, Non-Sterile, supplied in Dispensing Box | ALPHA | ALPHA FIRST AID SUPPLIES QLD | 679 | CURRENT | 1
13809 | BRACKET,POLE | TRANSFORMER TYPE;STEEL;GALV;TRANSFORMER SUPPORT;TO BE SUPPLIED C/W 2 BRACES ATTACHED TO EACH BRACKET;PACK OF 1, PALLET OF 6;TO SUIT 25,50,100,200,300 & | HAYMAN | HAYMANS INDUSTRIES PTY LTD | 13809 | CURRENT | 1
13809 | BRACKET,POLE | TRANSFORMER TYPE;STEEL;GALV;TRANSFORMER SUPPORT;TO BE SUPPLIED C/W 2 BRACES ATTACHED TO EACH BRACKET;PACK OF 1, PALLET OF 6;TO SUIT 25,50,100,200,300 & | STEELWAY |  | E13809 | CURRENT | 2
13824 | SEPARATOR,ELECTRICAL POWER CABLE CORE | TEMPORARY WEDGE;NYLON;U/W LV AERIAL BUNDLED CABLE;TO ENABLE FITTING OF CLAMP FOR SERVICE CABLE;PACK OF 10,PACK WEIGHT 1 KG; | PLP AUST | PREFORMED LINE PRODUCTS (AUST) | D-IBSW95 | CURRENT | 1
13824 | SEPARATOR,ELECTRICAL POWER CABLE CORE | TEMPORARY WEDGE;NYLON;U/W LV AERIAL BUNDLED CABLE;TO ENABLE FITTING OF CLAMP FOR SERVICE CABLE;PACK OF 10,PACK WEIGHT 1 KG; | DULHUNTY | DULHUNTY INDUSTRIES PTY LTD | ST-31 | CURRENT | 2
13853 | FUSE,CARTRIDGE | FERRULE;32 MM LG,6.35 MM DIA CAP;250 MA; GLASS;TYPE F,FOR USE IN P.M.R. BRUSH RECLOSERS AS RELAY FUSE;PACK OF 5; | FUSECO | FUSECO PTY LTD | TDC10-250MA | CURRENT | 2
13853 | FUSE,CARTRIDGE | FERRULE;32 MM LG,6.35 MM DIA CAP;250 MA; GLASS;TYPE F,FOR USE IN P.M.R. BRUSH RECLOSERS AS RELAY FUSE;PACK OF 5; | COOPELEC | COOPER ELECTRICAL AUSTRALIA PTY LTD | AGC-1/4 | CURRENT | 1
13854 | FUSE,CARTRIDGE | FERRULE;32 MM LG,6.35 MM DIA CAP;10 AMP; 240 V AC;HRC;TYPE F,FOR USE IN P.M.R. BRUSH RECLOSERS AS CONTROL FUSE; PACK OF 10; | FUSECO | FUSECO PTY LTD | "65NM-10A" | CURRENT | 1
13864 | JOINT,ELECTRICAL POWER CABLE | NOTE:-THIS ITEM IS NOT TO BE PURCHASED; SCREEN BREAK STRAIGHT JOINT WITH F/GLASS OUTER BOX;SINGLE PHASE;FOR ELECTRICAL POWER CABLE;63.5/110 KV; | PRYSMIAN | PRYSMIAN POWER CABLES & SYSTEMS AUST | GMS 1170 CA | STRATEGIC SPARE | 1
13865 | TERMINATION,ELECTRICAL POWER CABLE | 110 KV;OUTDOOR;SINGLE PHASE;FOR 400 SQ MM,COPPER CONDUCTOR,SINGLE CORE,XLPE INSULATED CABLE;PORCELAIN;SUIT CABLE (STOCK CODE 13863),SECURITY STOCK F830 & | PRYSMIAN | PRYSMIAN POWER CABLES & SYSTEMS AUST | TPE 1170/203 | STRATEGIC SPARE | 1
13883 | GRIP,CABLE,JAW | Parallel Jaws, Range 4C x 25mm2 to 4C x 95mm2 ABC & CCT c/w Trigger Grip, Spring Loaded Body, Spring Loaded Side Gate, WLL 1000kg, Grips shall have the | SPECFORC | SPECIALISED FORCE | ABC-M-GRIP-CCT | CURRENT | 1
13891 | INSULATION HOOD | PVC,FLAME RETARDANT;BLACK;87 MM OD,150 MM LG,+ CONICAL/SQUARE END 50 MM LG,3 MM WALL THK;BOX OF 36,PACK WEIGHT 9 KG; 864 PER PALLET; USE IN URD ELECTRICITY | WEBER | WEBER SOUTH PACIFIC PTY LTD | ESQ066 | CURRENT | 2
13891 | INSULATION HOOD | PVC,FLAME RETARDANT;BLACK;87 MM OD,150 MM LG,+ CONICAL/SQUARE END 50 MM LG,3 MM WALL THK;BOX OF 36,PACK WEIGHT 9 KG; 864 PER PALLET; USE IN URD ELECTRICITY | LEGEND | LEGEND POWER SYSTEMS | ISP-BK-LG-FT | CURRENT | 2
13891 | INSULATION HOOD | PVC,FLAME RETARDANT;BLACK;87 MM OD,150 MM LG,+ CONICAL/SQUARE END 50 MM LG,3 MM WALL THK;BOX OF 36,PACK WEIGHT 9 KG; 864 PER PALLET; USE IN URD ELECTRICITY | PLP AUST | PREFORMED LINE PRODUCTS (AUST) | D-SHDL99 | CURRENT | 2
13891 | INSULATION HOOD | PVC,FLAME RETARDANT;BLACK;87 MM OD,150 MM LG,+ CONICAL/SQUARE END 50 MM LG,3 MM WALL THK;BOX OF 36,PACK WEIGHT 9 KG; 864 PER PALLET; USE IN URD ELECTRICITY | FLOWLINE | FLOWLINE INDUSTRIES PTY LTD | ESQ066 | CURRENT | 1
13894 | FUSE-SWITCH COMBINATION. | 500 V;630 AMP;3 PHASE;50 KA MKG CAP;FUSE LINK DIN BLADE TYPE SIZE 1,2 OR 3,TOP OR BOTTOM ENTRY CABLE TERMINATIONS, C/W BUSBAR BOLT INSULATING COVERS; | CNWPL | CNW PL - SLACKS CREEK | NHPSSFDN8003P + NTT630 | PURCHASE AS REQUIRED | 1
13894 | FUSE-SWITCH COMBINATION. | 500 V;630 AMP;3 PHASE;50 KA MKG CAP;FUSE LINK DIN BLADE TYPE SIZE 1,2 OR 3,TOP OR BOTTOM ENTRY CABLE TERMINATIONS, C/W BUSBAR BOLT INSULATING COVERS; | HAYMANS | HAYMANS ELECTRICAL | SOCSSFDN8003P+NHPNTT | PURCHASE AS REQUIRED | 2
13894 | FUSE-SWITCH COMBINATION. | 500 V;630 AMP;3 PHASE;50 KA MKG CAP;FUSE LINK DIN BLADE TYPE SIZE 1,2 OR 3,TOP OR BOTTOM ENTRY CABLE TERMINATIONS, C/W BUSBAR BOLT INSULATING COVERS; | ABB | ABB FAN PTY LTD | 1SCA022825R2830 | PURCHASE AS REQUIRED | 2
13894 | FUSE-SWITCH COMBINATION. | 500 V;630 AMP;3 PHASE;50 KA MKG CAP;FUSE LINK DIN BLADE TYPE SIZE 1,2 OR 3,TOP OR BOTTOM ENTRY CABLE TERMINATIONS, C/W BUSBAR BOLT INSULATING COVERS; | STROMBRG |  | OEPJ3A2 | PURCHASE AS REQUIRED | 2
13894 | FUSE-SWITCH COMBINATION. | 500 V;630 AMP;3 PHASE;50 KA MKG CAP;FUSE LINK DIN BLADE TYPE SIZE 1,2 OR 3,TOP OR BOTTOM ENTRY CABLE TERMINATIONS, C/W BUSBAR BOLT INSULATING COVERS; | NHP | NHP ELECTRICAL ENGINEERING | M331B1630 | PURCHASE AS REQUIRED | 5
13895 | FUSE-SWITCH COMBINATION. | 660 V;400 AMP;3 PHASE;105 KA MKG CAP; FUSE LINK DIN BLADE TYPE SIZE 1 OR 2,TOP ENTRY CABLE TERMINATIONS;IEC408 & AS1775;SIEMENS TYPE 3NJ53; | SIEMENS | SIEMENS LTD | 3NJ53 | PHASING | 1
13897 | FUSE LINK,ENCLOSED ELEMENT | 160 AMP;500 V AC;BLADE TYPE CONTACTS, DIN SIZE 2;AS2005,PART 1;PACK OF 3,PACK WEIGHT 1.20 KG; | FLOWLINE | FLOWLINE INDUSTRIES PTY LTD | EM372616 | CURRENT | 1
13897 | FUSE LINK,ENCLOSED ELEMENT | 160 AMP;500 V AC;BLADE TYPE CONTACTS, DIN SIZE 2;AS2005,PART 1;PACK OF 3,PACK WEIGHT 1.20 KG; | FUSECO | FUSECO PTY LTD | NH2F-160 | CURRENT | 2
13897 | FUSE LINK,ENCLOSED ELEMENT | 160 AMP;500 V AC;BLADE TYPE CONTACTS, DIN SIZE 2;AS2005,PART 1;PACK OF 3,PACK WEIGHT 1.20 KG; | COOPELEC | COOPER ELECTRICAL AUSTRALIA PTY LTD | 160NH2G | CURRENT | 2
13898 | FUSE LINK,ENCLOSED ELEMENT | 200 AMP;500 V AC;BLADE TYPE CONTACTS,DIN SIZE 2;AS2005,PART 1;PACK OF 3,PACK WEIGHT 1.20 KG;FIT IN LV PANEL ON PADMOUNTS; | FLOWLINE | FLOWLINE INDUSTRIES PTY LTD | EM372620 | CURRENT | 1
13898 | FUSE LINK,ENCLOSED ELEMENT | 200 AMP;500 V AC;BLADE TYPE CONTACTS,DIN SIZE 2;AS2005,PART 1;PACK OF 3,PACK WEIGHT 1.20 KG;FIT IN LV PANEL ON PADMOUNTS; | FUSECO | FUSECO PTY LTD | NH2F-200 | CURRENT | 2
13899 | FUSE LINK,ENCLOSED ELEMENT | 250 AMP;500 V AC;BLADE TYPE CONTACTS,DIN SIZE 2;AS2005,PART 1;PACK OF 3,PACK WEIGHT 1.20 KG; | FLOWLINE | FLOWLINE INDUSTRIES PTY LTD | EM372625 | CURRENT | 1
13901 | FUSE LINK,ENCLOSED ELEMENT | 350 AMP;500 V AC;BLADE TYPE CONTACTS,DIN SIZE 2;AS2005,PART 1;PACK OF 3,PACK WEIGHT 1.68 KG; | FUSECO | FUSECO PTY LTD | NH2F-355 | CURRENT | 1
13901 | FUSE LINK,ENCLOSED ELEMENT | 350 AMP;500 V AC;BLADE TYPE CONTACTS,DIN SIZE 2;AS2005,PART 1;PACK OF 3,PACK WEIGHT 1.68 KG; | FLOWLINE | FLOWLINE INDUSTRIES PTY LTD | EM372235 | CURRENT | 2
13906 | LOUVRE,FLOODLIGHT. | CROSS VANE DESIGN;SCREW MTG;ALUMINIUM; PAINTED BLACK;EXT,FOR U/W PHILIPS HNF901 NARROW,OR WIDE,PEDESTRIAN CROSSING FLOODLIGHTS;FOR U/W FLOODLIGHTS | GERARD | GERARD PROFESSIONAL SOLUTIONS PL | HNF 901 HOOD 1 | PHASING | 1
13918 | ARMATURE,RELAY | TRIPPING APPLICATION;32 V DC COIL;250 V AC CONT;10 AMP CONTINUOUS;4 NO CONT;NON- LATCHING;C/W SURFACE MTG,PLUG IN BASE SUITABLE FOR FRONT OR REAR CONNECTION; | RMS | RELAY MONITORING SYSTEMS PL | 3Y701 (32 V DC) | CURRENT | 1
13922 | RELAY,ELECTROMAGNETIC | POWER,MIDGET TYPE;4P;240 V AC COIL;30 V DC/110 V AC CONT;10 AMP NOM;4 CO CONT; NON-LATCHING AUX;PLUG IN TO RAIL MOUNT SOCKET TYPE SH4B-05U;PACK OF 1;PLUG IN | CNWPL | CNW PL - SLACKS CREEK | IDERH4B-UAC240 | CURRENT | 2
13922 | RELAY,ELECTROMAGNETIC | POWER,MIDGET TYPE;4P;240 V AC COIL;30 V DC/110 V AC CONT;10 AMP NOM;4 CO CONT; NON-LATCHING AUX;PLUG IN TO RAIL MOUNT SOCKET TYPE SH4B-05U;PACK OF 1;PLUG IN | CNWPL | CNW PL - SLACKS CREEK | RH4B-UAC240 | CURRENT | 1
13923 | TERMINAL BLOCK | MELAMINE;2 TERMINAL FEED THROUGH,LUG/LUG CONNECTION TYPE;1000 V;170 AMP;RAIL MTG G32 RAIL SECT);32 MM THK,81.5 MM H,87.3 MM W;BROWN;PACK OF 10;FOR U/W END PLATE | HAYMANS | HAYMANS ELECTRICAL | KLI1704.2 | CURRENT | 1
13923 | TERMINAL BLOCK | MELAMINE;2 TERMINAL FEED THROUGH,LUG/LUG CONNECTION TYPE;1000 V;170 AMP;RAIL MTG G32 RAIL SECT);32 MM THK,81.5 MM H,87.3 MM W;BROWN;PACK OF 10;FOR U/W END PLATE | KLIPPON |  | KLI1704.2 | CURRENT | 2
13925 | TERMINAL BLOCK | POLYAMIDE;2 TERMINAL FEED THROUGH,EARTH TYPE;65 AMP;RAIL MTG (G32 RAIL SECT);1- 10 SQ MM CONDUCTOR SIZE;10 MM THK,51.5 MM H,40 MM W;YELLOW/GREEN;PACK OF 1; | HAYMANS | HAYMANS ELECTRICAL | KLI3546.6 | CURRENT | 2
13925 | TERMINAL BLOCK | POLYAMIDE;2 TERMINAL FEED THROUGH,EARTH TYPE;65 AMP;RAIL MTG (G32 RAIL SECT);1- 10 SQ MM CONDUCTOR SIZE;10 MM THK,51.5 MM H,40 MM W;YELLOW/GREEN;PACK OF 1; | TECONN | TE CONNECTIVITY LTD | KLI3546.6 | CURRENT | 1
13925 | TERMINAL BLOCK | POLYAMIDE;2 TERMINAL FEED THROUGH,EARTH TYPE;65 AMP;RAIL MTG (G32 RAIL SECT);1- 10 SQ MM CONDUCTOR SIZE;10 MM THK,51.5 MM H,40 MM W;YELLOW/GREEN;PACK OF 1; | KLIPPON |  | KLI3546.6 | CURRENT | 2
13928 | COVER,TERMINAL BLOCK | 156 MM LG,30 MM W,74 MM H;FOR U/W TERMINAL BLOCK "KLIPPON" TYPE SAKG32; PACK OF 10;FOR U/W STOCK CODE 13923; | HAYMANS | HAYMANS ELECTRICAL | KLI032676 | CURRENT | 1
13928 | COVER,TERMINAL BLOCK | 156 MM LG,30 MM W,74 MM H;FOR U/W TERMINAL BLOCK "KLIPPON" TYPE SAKG32; PACK OF 10;FOR U/W STOCK CODE 13923; | KLIPPON |  | KLI032676 | CURRENT | 2
13930 | LINK,ELECTRICAL BRIDGING. | 2 WAY BRIDGING LINK;TO SUIT TERMINAL BLOCK (KLIPPON SAKG32);PACK OF 5 OR 10; | HAYMANS | HAYMANS ELECTRICAL | KLI1940.0 | CURRENT | 1
13930 | LINK,ELECTRICAL BRIDGING. | 2 WAY BRIDGING LINK;TO SUIT TERMINAL BLOCK (KLIPPON SAKG32);PACK OF 5 OR 10; | KLIPPON |  | KLI1940.0 | CURRENT | 2
13932 | RESISTOR,FIXED,FILM. | METAL;1 K 8 OHMS;+ OR - 5%;1 W; | RSCOMP | RADIOSPARES COMPONENT PTY LTD | 683-5398 | CURRENT | 1
13936 | DIE,CRIMPING TOOL | STEEL;HEX;9 MM AF;FOR CAST ALUMINIUM LUG 6 TO 35 SQ MM ABC;U/W UTILUX COMPRESSION TOOL NO.38A OR EQUIV;PACK OF 1,PACK WEIGHT 0.027 KG; | SPECFORC | SPECIALISED FORCE | 12T-9.0AFAL | CURRENT | 2
13936 | DIE,CRIMPING TOOL | STEEL;HEX;9 MM AF;FOR CAST ALUMINIUM LUG 6 TO 35 SQ MM ABC;U/W UTILUX COMPRESSION TOOL NO.38A OR EQUIV;PACK OF 1,PACK WEIGHT 0.027 KG; | PLP AUST | PREFORMED LINE PRODUCTS (AUST) | EPCDA9AF | CURRENT | 2
13936 | DIE,CRIMPING TOOL | STEEL;HEX;9 MM AF;FOR CAST ALUMINIUM LUG 6 TO 35 SQ MM ABC;U/W UTILUX COMPRESSION TOOL NO.38A OR EQUIV;PACK OF 1,PACK WEIGHT 0.027 KG; | TECONN | TE CONNECTIVITY LTD | 38-90AL/1 | CURRENT | 1
13937 | DIE,CRIMPING TOOL | STEEL;HEX;13.2 MM AF;FOR CAST ALUMINIUM LUG ONTO 70 SQ MM ABC;U/W UTILUX COMPRESSION TOOL NO.38A OR EQUIV; PACK OF 1,PACK WEIGHT 0.026 KG; | SPECFORC | SPECIALISED FORCE | 12T-13.2AFAL | CURRENT | 2
13937 | DIE,CRIMPING TOOL | STEEL;HEX;13.2 MM AF;FOR CAST ALUMINIUM LUG ONTO 70 SQ MM ABC;U/W UTILUX COMPRESSION TOOL NO.38A OR EQUIV; PACK OF 1,PACK WEIGHT 0.026 KG; | PLP AUST | PREFORMED LINE PRODUCTS (AUST) | EPCDA132AF | CURRENT | 2
13937 | DIE,CRIMPING TOOL | STEEL;HEX;13.2 MM AF;FOR CAST ALUMINIUM LUG ONTO 70 SQ MM ABC;U/W UTILUX COMPRESSION TOOL NO.38A OR EQUIV; PACK OF 1,PACK WEIGHT 0.026 KG; | TECONN | TE CONNECTIVITY LTD | 38-132AL/1 | CURRENT | 1
13939 | CAPACITOR UNIT. | 11 KV;3 PHASE;22.5 UF PER PHASE;NON PCB IMPREGNANT;3 BUSHINGS PER UNIT;3 PHASE COMPENSATION CAPACITOR FOR ZELLWEGER A/F LOAD CONTROL;AS1013-1971;TO ZELLWEGER | CONDIS |  |  | STRATEGIC SPARE | 1
13940 | OUTREACH HEADFRAME | Major Road, High Mast, 2 Way, Galv Steel, EQTS 05-02-01, Dwg 05-02-06 (scm) | INGALEPS | INGAL EPS (CONTRACTOR) | GEX13940 | CURRENT | 2
13940 | OUTREACH HEADFRAME | Major Road, High Mast, 2 Way, Galv Steel, EQTS 05-02-01, Dwg 05-02-06 (scm) | IUPOLE | INTERNATIONAL UTILITY POLES PTY LTD | EX-13940 | CURRENT | 2
13940 | OUTREACH HEADFRAME | Major Road, High Mast, 2 Way, Galv Steel, EQTS 05-02-01, Dwg 05-02-06 (scm) | GM POLES | GM POLES PTY LTD | SL HM 2W | CURRENT | 1
13942 | BILLYCAN | ALUMINIUM;3 L CAP;W/HANDLE & SPOUT;PACK SIZE 6; | STATEWD | STATEWIDE FSTNERS & ENG SPLS PL | K91601 | CURRENT | 2
13942 | BILLYCAN | ALUMINIUM;3 L CAP;W/HANDLE & SPOUT;PACK SIZE 6; | ATOMSUPP | ATOM SUPPLY | 21815001 | CURRENT | 1
13943 | TAPE,PRESSURE SENSITIVE ADHESIVE | PALLETISING;BLACK;19 MM W,66 M LG,76 MM ID CORE;TENSILISED POLYPROPYLENE;CARTON OF 36,PACK WEIGHT 9.6 KG;FOR WRAPPING ITEMS MFR BY BANYO WORKSHOPS & STORES; | CNWPL | CNW PL - SLACKS CREEK | 11098 | CURRENT | 1
13943 | TAPE,PRESSURE SENSITIVE ADHESIVE | PALLETISING;BLACK;19 MM W,66 M LG,76 MM ID CORE;TENSILISED POLYPROPYLENE;CARTON OF 36,PACK WEIGHT 9.6 KG;FOR WRAPPING ITEMS MFR BY BANYO WORKSHOPS & STORES; | HAYMANS | HAYMANS ELECTRICAL | REESIG11098 | CURRENT | 2
13943 | TAPE,PRESSURE SENSITIVE ADHESIVE | PALLETISING;BLACK;19 MM W,66 M LG,76 MM ID CORE;TENSILISED POLYPROPYLENE;CARTON OF 36,PACK WEIGHT 9.6 KG;FOR WRAPPING ITEMS MFR BY BANYO WORKSHOPS & STORES; | SIGNET | SIGNET PTY LTD | 11098 | CURRENT | 2
13949 | CLEVIS,TONGUE | STEEL;GALV;70 KN;OVER SIZE,116 MM LG,C/W HEX CLEVIS PIN;BAG OF 25,PACK WEIGHT 25 KG;FOR U/W 3M & 3MA CLAMPS; | DULHUNTY | DULHUNTY INDUSTRIES PTY LTD | CTW-70H | CURRENT | 1
13956 | FUSEHOLDER | SURFACE OR RAIL MTG (TH35 SECT);BACK WIRING UP TO 16 SQ MM CABLE;32 AMP;415 V AC;CLIP-IN;OFFSET TAGS;AS2005;PACK OF 1;SUITABLE FOR FITTING LINK STOCK | FUSECO | FUSECO PTY LTD | FB32BW | CURRENT | 1
13956 | FUSEHOLDER | SURFACE OR RAIL MTG (TH35 SECT);BACK WIRING UP TO 16 SQ MM CABLE;32 AMP;415 V AC;CLIP-IN;OFFSET TAGS;AS2005;PACK OF 1;SUITABLE FOR FITTING LINK STOCK | HAYMANS | HAYMANS ELECTRICAL | EEFSC32BW | CURRENT | 2
13956 | FUSEHOLDER | SURFACE OR RAIL MTG (TH35 SECT);BACK WIRING UP TO 16 SQ MM CABLE;32 AMP;415 V AC;CLIP-IN;OFFSET TAGS;AS2005;PACK OF 1;SUITABLE FOR FITTING LINK STOCK | ALSTOM | ALSTOM GRID AUSTRALIA LIMITED | EEFSC32BW | CURRENT | 2
13957 | FUSEHOLDER | SURFACE OR RAIL MTG (TH35 SECT);BACK CONN-TWO STUDS;32 AMP;415 V AC;CLIP-IN; OFFSET TAGS;WHITE;AS2005;PACK OF 1; SUITABLE FOR FITTING LINK STOCK CODE | FUSECO | FUSECO PTY LTD | FB32PWH | CURRENT | 1
13957 | FUSEHOLDER | SURFACE OR RAIL MTG (TH35 SECT);BACK CONN-TWO STUDS;32 AMP;415 V AC;CLIP-IN; OFFSET TAGS;WHITE;AS2005;PACK OF 1; SUITABLE FOR FITTING LINK STOCK CODE | REXEL | REXEL PTY LTD | ALSSC32PWH | CURRENT | 2
13957 | FUSEHOLDER | SURFACE OR RAIL MTG (TH35 SECT);BACK CONN-TWO STUDS;32 AMP;415 V AC;CLIP-IN; OFFSET TAGS;WHITE;AS2005;PACK OF 1; SUITABLE FOR FITTING LINK STOCK CODE | ALSTOM | ALSTOM GRID AUSTRALIA LIMITED | EEFSC32PWH | CURRENT | 2
13958 | FUSEHOLDER | SURFACE OR RAIL MTG(TH35 SECT);BACK CONN-TWO STUDS;32 AMP;415 V AC;CLIP-IN; OFFSET TAGS;BLACK;AS2005;PACK OF 1,FOR CARTRIDGES 04409,04410,04417,04419,04424 | FUSECO | FUSECO PTY LTD | FB32P | CURRENT | 1
13958 | FUSEHOLDER | SURFACE OR RAIL MTG(TH35 SECT);BACK CONN-TWO STUDS;32 AMP;415 V AC;CLIP-IN; OFFSET TAGS;BLACK;AS2005;PACK OF 1,FOR CARTRIDGES 04409,04410,04417,04419,04424 | HAYMANS | HAYMANS ELECTRICAL | EEFSC32P | CURRENT | 2
13958 | FUSEHOLDER | SURFACE OR RAIL MTG(TH35 SECT);BACK CONN-TWO STUDS;32 AMP;415 V AC;CLIP-IN; OFFSET TAGS;BLACK;AS2005;PACK OF 1,FOR CARTRIDGES 04409,04410,04417,04419,04424 | ALSTOM | ALSTOM GRID AUSTRALIA LIMITED | EEFSC32P | CURRENT | 2
13959 | FUSEHOLDER | SURFACE OR RAIL MTG(TH35 SECT);FRONT CONN UP TO 16 SQ MM CABLE;32 AMP;415 V AC;CLIP-IN;OFFSET TAG;BLACK;AS2005;PACK OF 1;FOR CARTRIDGES USE STOCK CODES | FUSECO | FUSECO PTY LTD | FB32H | CURRENT | 1
13959 | FUSEHOLDER | SURFACE OR RAIL MTG(TH35 SECT);FRONT CONN UP TO 16 SQ MM CABLE;32 AMP;415 V AC;CLIP-IN;OFFSET TAG;BLACK;AS2005;PACK OF 1;FOR CARTRIDGES USE STOCK CODES | HAYMANS | HAYMANS ELECTRICAL | EEFSC32H | CURRENT | 2
13959 | FUSEHOLDER | SURFACE OR RAIL MTG(TH35 SECT);FRONT CONN UP TO 16 SQ MM CABLE;32 AMP;415 V AC;CLIP-IN;OFFSET TAG;BLACK;AS2005;PACK OF 1;FOR CARTRIDGES USE STOCK CODES | ALSTOM | ALSTOM GRID AUSTRALIA LIMITED | EEFSC32H | CURRENT | 2
13960 | FUSEHOLDER | SURFACE OR RAIL MTG (TH35 SECT);FRONT CONN UP TO 16 SQ MM CABLE;32 AMP;415 V AC CLIP-IN;OFFSET TAG;WHITE;AS2005;PACK OF 1;SUITABLE FOR FITTING LINK STOCK | FUSECO | FUSECO PTY LTD | FB32HWH | CURRENT | 1
13960 | FUSEHOLDER | SURFACE OR RAIL MTG (TH35 SECT);FRONT CONN UP TO 16 SQ MM CABLE;32 AMP;415 V AC CLIP-IN;OFFSET TAG;WHITE;AS2005;PACK OF 1;SUITABLE FOR FITTING LINK STOCK | REXEL | REXEL PTY LTD | EEFSC32HWH | CURRENT | 2
13960 | FUSEHOLDER | SURFACE OR RAIL MTG (TH35 SECT);FRONT CONN UP TO 16 SQ MM CABLE;32 AMP;415 V AC CLIP-IN;OFFSET TAG;WHITE;AS2005;PACK OF 1;SUITABLE FOR FITTING LINK STOCK | ALSTOM | ALSTOM GRID AUSTRALIA LIMITED | EEFSC32HWH | CURRENT | 2
13961 | TERMINAL BLOCK | MELAMINE;2 TERMINAL FEED THROUGH TYPE; 750 V;47 AMP;RAIL MTG(G32 RAIL SECT); 0.5-6 SQ MM CONDUCTOR SIZE;8 MM THK,51.5 MM H,40 MM W;BROWN;PACK OF 100;FOR TEST | CNWPL | CNW PL - SLACKS CREEK | WEI0193220000 | CURRENT | 2
13961 | TERMINAL BLOCK | MELAMINE;2 TERMINAL FEED THROUGH TYPE; 750 V;47 AMP;RAIL MTG(G32 RAIL SECT); 0.5-6 SQ MM CONDUCTOR SIZE;8 MM THK,51.5 MM H,40 MM W;BROWN;PACK OF 100;FOR TEST | HAYMANS | HAYMANS ELECTRICAL | KLI1932.2 | CURRENT | 2
13961 | TERMINAL BLOCK | MELAMINE;2 TERMINAL FEED THROUGH TYPE; 750 V;47 AMP;RAIL MTG(G32 RAIL SECT); 0.5-6 SQ MM CONDUCTOR SIZE;8 MM THK,51.5 MM H,40 MM W;BROWN;PACK OF 100;FOR TEST | KLIPPON |  | KLI1932.2 | CURRENT | 2
13961 | TERMINAL BLOCK | MELAMINE;2 TERMINAL FEED THROUGH TYPE; 750 V;47 AMP;RAIL MTG(G32 RAIL SECT); 0.5-6 SQ MM CONDUCTOR SIZE;8 MM THK,51.5 MM H,40 MM W;BROWN;PACK OF 100;FOR TEST | CNWPL | CNW PL - SLACKS CREEK | SAK-6N | CURRENT | 1
13962 | END PLATE,TERMINAL BLOCK | TO SUIT KLIPPON TERMINAL BLOCK TYPE SAK6N;REFER STOCK CODE 13961 FOR TERMINAL BLOCK;PACK OF 20; | HAYMANS | HAYMANS ELECTRICAL | KLI1179.2 | CURRENT | 2
13962 | END PLATE,TERMINAL BLOCK | TO SUIT KLIPPON TERMINAL BLOCK TYPE SAK6N;REFER STOCK CODE 13961 FOR TERMINAL BLOCK;PACK OF 20; | KLIPPON |  | KLI1179.2 | CURRENT | 2
13962 | END PLATE,TERMINAL BLOCK | TO SUIT KLIPPON TERMINAL BLOCK TYPE SAK6N;REFER STOCK CODE 13961 FOR TERMINAL BLOCK;PACK OF 20; | CNWPL | CNW PL - SLACKS CREEK | WEI0117920000 | CURRENT | 1
13963 | BOLT,TEST PLUG,TERMINAL BLOCK. | TO SUIT KLIPPON SAK6N TERMINAL BLOCK;FOR 4 MM DIA TEST PLUG;PACK SIZE 50; | HAYMANS | HAYMANS ELECTRICAL | KLI1699.0 | CURRENT | 2
13963 | BOLT,TEST PLUG,TERMINAL BLOCK. | TO SUIT KLIPPON SAK6N TERMINAL BLOCK;FOR 4 MM DIA TEST PLUG;PACK SIZE 50; | CNWPL | CNW PL - SLACKS CREEK | WEI0169900000 | CURRENT | 1
13963 | BOLT,TEST PLUG,TERMINAL BLOCK. | TO SUIT KLIPPON SAK6N TERMINAL BLOCK;FOR 4 MM DIA TEST PLUG;PACK SIZE 50; | KLIPPON |  | KLI016990 | CURRENT | 2
13966 | WRENCH,SPANNER | 6 KEYWAY,RD DRIVE;SINGLE ENDED;NYLON;FOR USE ON "CLIPSAL" & "EUGAQUIP" INSULATED VOLTAGE KNOBS;ONE PIECE,W/LARGER DIA HANDLE;FOR USE ON TEST BLOCK; | EUGAQUIP |  | TB-NDRI | CURRENT | 1
13966 | WRENCH,SPANNER | 6 KEYWAY,RD DRIVE;SINGLE ENDED;NYLON;FOR USE ON "CLIPSAL" & "EUGAQUIP" INSULATED VOLTAGE KNOBS;ONE PIECE,W/LARGER DIA HANDLE;FOR USE ON TEST BLOCK; | EUGAQUIP |  |  | CURRENT | 1
13967 | FIXTURE,LIGHTING | WATCHMAN;SECURITY LIGHT;E40/45 LAMPHOLDER;ALUM BODY C/W LAMP GUARD; FOR SPARE LAMP GUARD REFER STOCK CODE 13968,FOR ASSOC CONTROL BOX REFER STOCK | EYE |  | 250960 | CURRENT | 1
13968 | GUARD,LAMP | ALUMINIUM;BLACK;HINGED FRONT,FOR WATCHMAN SECURITY LIGHT (SPARE ONLY TO SUIT STOCK CODE 13967); | EYE |  |  | CURRENT | 1
13969 | TERMINAL,LUG | STALK,COPPER CRIMP TYPE;FOR 185 SQ MM COPPER CONDUCTOR;15 MM DIA STALK;CARTON OF 25;U/W 11KV HEAT SHRINK POLE TERMINATION;PACK OF 1,PACK WEIGHT .3 KG; | LEGEND | LEGEND POWER SYSTEMS | CS185/15.25SE | CURRENT | 1
13969 | TERMINAL,LUG | STALK,COPPER CRIMP TYPE;FOR 185 SQ MM COPPER CONDUCTOR;15 MM DIA STALK;CARTON OF 25;U/W 11KV HEAT SHRINK POLE TERMINATION;PACK OF 1,PACK WEIGHT .3 KG; | UTILUX |  | H2321X02 | CURRENT | 2
13969 | TERMINAL,LUG | STALK,COPPER CRIMP TYPE;FOR 185 SQ MM COPPER CONDUCTOR;15 MM DIA STALK;CARTON OF 25;U/W 11KV HEAT SHRINK POLE TERMINATION;PACK OF 1,PACK WEIGHT .3 KG; | CABLACES | CABLACES | CS 185/15.25SE | CURRENT | 2
13970 | TERMINAL,LUG | STALK,COPPER CRIMP TYPE;FOR 240 SQ MM COPPER CONDUCTOR;15 MM DIA STALK; U/W 11 KV HEAT SHRINK POLE TERMINATION; PACK OF 1,PACK WEIGHT 0.4 KG; | LEGEND | LEGEND POWER SYSTEMS | CS240/15.25SE | CURRENT | 1
13970 | TERMINAL,LUG | STALK,COPPER CRIMP TYPE;FOR 240 SQ MM COPPER CONDUCTOR;15 MM DIA STALK; U/W 11 KV HEAT SHRINK POLE TERMINATION; PACK OF 1,PACK WEIGHT 0.4 KG; | UTILUX |  | H2324X07/1 | CURRENT | 2
13971 | TERMINAL,LUG | STALK,COPPER CRIMP TYPE;FOR 300 SQ MM COPPER CONDUCTOR;15 MM DIA STALK; U/W 11 KV HEAT SHRINK POLE TERMINATION; PACK OF 1,PACK WEIGHT 0.5 KG; | LEGEND | LEGEND POWER SYSTEMS | CS300/15.25SE | CURRENT | 1
13971 | TERMINAL,LUG | STALK,COPPER CRIMP TYPE;FOR 300 SQ MM COPPER CONDUCTOR;15 MM DIA STALK; U/W 11 KV HEAT SHRINK POLE TERMINATION; PACK OF 1,PACK WEIGHT 0.5 KG; | UTILUX |  | H2324X06/1 | CURRENT | 2
13978 | COUPLING,NONMETALLIC RIGID CONDUIT | UPVC;ORANGE;80 MM NOM DIA;LIGHT DUTY; SOCKETLESS PARALLEL SLIP ACTION;AS2053; PACK OF 45,PACK WEIGHT 0.35 KG; | TRI UGRD | TRI UNDERGROUND AUSTRALIA PTY LTD | LDE80SLIPCOUP | CURRENT | 1
13978 | COUPLING,NONMETALLIC RIGID CONDUIT | UPVC;ORANGE;80 MM NOM DIA;LIGHT DUTY; SOCKETLESS PARALLEL SLIP ACTION;AS2053; PACK OF 45,PACK WEIGHT 0.35 KG; | HAYMANS | HAYMANS ELECTRICAL | CONXSC80LD | CURRENT | 2
13978 | COUPLING,NONMETALLIC RIGID CONDUIT | UPVC;ORANGE;80 MM NOM DIA;LIGHT DUTY; SOCKETLESS PARALLEL SLIP ACTION;AS2053; PACK OF 45,PACK WEIGHT 0.35 KG; | VINIDEX |  | 32155 | CURRENT | 2
13979 | COUPLING,NONMETALLIC RIGID CONDUIT | UPVC;ORANGE;100 MM NOM DIA;LIGHT DUTY; SOCKETLESS PARALLEL SLIP ACTION;AS2053; PACK OF 30,PACK WEIGHT 0.57 KG; | TRI UGRD | TRI UNDERGROUND AUSTRALIA PTY LTD | LDE100SLIPCOUP | CURRENT | 1
13979 | COUPLING,NONMETALLIC RIGID CONDUIT | UPVC;ORANGE;100 MM NOM DIA;LIGHT DUTY; SOCKETLESS PARALLEL SLIP ACTION;AS2053; PACK OF 30,PACK WEIGHT 0.57 KG; | HAYMANS | HAYMANS ELECTRICAL | CONXSC100LD | CURRENT | 2
13979 | COUPLING,NONMETALLIC RIGID CONDUIT | UPVC;ORANGE;100 MM NOM DIA;LIGHT DUTY; SOCKETLESS PARALLEL SLIP ACTION;AS2053; PACK OF 30,PACK WEIGHT 0.57 KG; | THORPLAS |  | COUPLING 100 MM | CURRENT | 2
13979 | COUPLING,NONMETALLIC RIGID CONDUIT | UPVC;ORANGE;100 MM NOM DIA;LIGHT DUTY; SOCKETLESS PARALLEL SLIP ACTION;AS2053; PACK OF 30,PACK WEIGHT 0.57 KG; | VINIDEX |  | 32163 | CURRENT | 2
13990 | SEMICONDUCTOR DEVICE ASSEMBLY. | TRIAC ACTIVE SHUNT;600 V;40 AMP;ACTIVE SHUNT FOR OVERLOAD PROTECTION OF AMMETER MDI**THE MINIMUM PRODUCTION RUN FOR THIS ITEM IS 50 UNITS**; | ENERGEX | ENERGEX | ACTIVE SHUNT. | PHASING | 1
14004 | FUSE ELEMENT,ELEC | 16 AMP;12 KV;DROPOUT ELEMENT TYPE, CLASS"T" TYPE (SLOW ACTING);660 MM LG, W/REMOVABLE BUTTON HD;PACKET OF 25,PACK WEIGHT 1.0 KG;FOR U/W EXPULSION FUSE | NGK | NGK STANGER PTY LTD | ZXT705-16BT37 | CURRENT | 1
14008 | ALARM MODULE | SINGLE POINT;5 FUNCTIONS OPTIONALLY TIME DELAYED,1 ALARM TEST BUTTON,LAMP TEST INPUT;110 V/32 V/24 V DC;2 OUTPUT CONTACTS;FLUSH MTG;IEC 255;SEQEB MK3; | ELEDSIGN |  | 1 POINT S/S ALARM MODULE | PURCHASE AS REQUIRED | 1
14009 | ALARM MODULE | 4 POINT;5 FUNCTIONS OPTIONALLY TIME DELAYED,1 ALARM TEST BUTTON/POINT,LAMP TEST INPUT;110 V/32 V/24 V DC;2 OUTPUT CONT/POINT;FLUSH MTG;W/MATING CONNECTOR | ELEDSIGN |  | 4 POINT S/S ALARM MODULE | PHASING | 1
14010 | PAINT,FINISHING | MARKING PAINT;ALL FLUORESCENT;ORANGE;FOR SPRAYING;TRIG-A-CAP SPRAYCAN;CARTON OF 12,PACK WEIGHT 4.8 KG FOR USE ON MARKING OF UNDERGROUND PITS & TRENCHES; | ATOMSUPP | ATOM SUPPLY | 90880031 | CURRENT | 1
14010 | PAINT,FINISHING | MARKING PAINT;ALL FLUORESCENT;ORANGE;FOR SPRAYING;TRIG-A-CAP SPRAYCAN;CARTON OF 12,PACK WEIGHT 4.8 KG FOR USE ON MARKING OF UNDERGROUND PITS & TRENCHES; | SIGNET | SIGNET PTY LTD | 11813 | CURRENT | 2
14019 | TRANSFORMER,VOLTAGE | AUXILIARY SUPPLY;O/D,POLE MTG;6.35 KV/ 240 V,500 VA;500 VA;SINGLE PHASE;50 HZ; MINERAL OIL INSUL,95 KV R.I.L.; | MIDCETRL |  | 6.35 KV/240 V,500 VA T/F | PURCHASE AS REQUIRED | 1
14022 | DIE,CRIMPING TOOL | STEEL;HEX;7.7 MM AF;FOR COPPER BASED LUGS ONTO 19/1.35 MM COPPER CONDUCTOR; U/W UTILUX COMPRESSION TOOL NO.38A OR EQUIV;PACK OF 1,PACK WEIGHT0.27 KG; | LEGEND | LEGEND POWER SYSTEMS | HT130-C-25 | CURRENT | 2
14022 | DIE,CRIMPING TOOL | STEEL;HEX;7.7 MM AF;FOR COPPER BASED LUGS ONTO 19/1.35 MM COPPER CONDUCTOR; U/W UTILUX COMPRESSION TOOL NO.38A OR EQUIV;PACK OF 1,PACK WEIGHT0.27 KG; | TECONN | TE CONNECTIVITY LTD | 38-77CU/1 | CURRENT | 1
14022 | DIE,CRIMPING TOOL | STEEL;HEX;7.7 MM AF;FOR COPPER BASED LUGS ONTO 19/1.35 MM COPPER CONDUCTOR; U/W UTILUX COMPRESSION TOOL NO.38A OR EQUIV;PACK OF 1,PACK WEIGHT0.27 KG; | CABLACES | CABLACES | HT130-C-25 | CURRENT | 2
14023 | TERMINAL,LUG | DRILLED PALM,CRIMP TYPE;FOR 25 SQ MM,19/ 1.35 MM COPPER CONDUCTOR;FOR M10 BOLT SIZE;TINNED COPPER SLEEVE;PACK OF 50, PACK WEIGHT 0.5 KG;REFER SC14022 FOR DIE | TYCO | TYCO | CG25M10/50 (H1416/50 | CURRENT | 2
14023 | TERMINAL,LUG | DRILLED PALM,CRIMP TYPE;FOR 25 SQ MM,19/ 1.35 MM COPPER CONDUCTOR;FOR M10 BOLT SIZE;TINNED COPPER SLEEVE;PACK OF 50, PACK WEIGHT 0.5 KG;REFER SC14022 FOR DIE | PLP AUST | PREFORMED LINE PRODUCTS (AUST) | EPTCU-25-7.7AF-M10 | CURRENT | 2
14023 | TERMINAL,LUG | DRILLED PALM,CRIMP TYPE;FOR 25 SQ MM,19/ 1.35 MM COPPER CONDUCTOR;FOR M10 BOLT SIZE;TINNED COPPER SLEEVE;PACK OF 50, PACK WEIGHT 0.5 KG;REFER SC14022 FOR DIE | TECONN | TE CONNECTIVITY LTD | CG25M10/50 | CURRENT | 1
14027 | TAPE,PRESSURE SENSITIVE ADHESIVE | DOUBLE SIDED;WHITE;18 MM W,33 M LG;PVC; CARTON OF 64 ROLLS,PACK WEIGHT 15 KG; | ATOMSUPP | ATOM SUPPLY | 33760000 | CURRENT | 1
14027 | TAPE,PRESSURE SENSITIVE ADHESIVE | DOUBLE SIDED;WHITE;18 MM W,33 M LG;PVC; CARTON OF 64 ROLLS,PACK WEIGHT 15 KG; | CORPEXPR | CORPORATE EXPRESS PO BOX 346 RICHLANDS | 87016000 | CURRENT | 2
14044 | CLAMP,ELEC PWR CABLE,SUPPORT | NEUTRAL CABLE CLEAT FOR SS2500/4F & SS2500 LV SWITCHBOARDS;HARDWOOD; 185 SQ MM SINGLE CORE CABLES;2 PARTS; ITEM 17 ASSY DRG 4131-A1 SHTS A5 & A6; | ENERGEX | ENERGEX | 185 SQ MM | PHASING | 1
14045 | CLAMP,ELEC PWR CABLE,SUPPORT | PHASE CABLE CLEAT FOR SS2500/4F & SS2500 LV SWITCHBOARDS;HARDWOOD; 185 SQ MM SINGLE CORE CABLES;4 PARTS; ITEM 16 ASSY DRG 4131-A1 SHTS A5 & A6; | ENERGEX | ENERGEX | SS2500/185 SQ MM | PHASING | 1
14076 | BUSBAR | LV DISTRIBUTION BOARD;S TYPE;COPPER; 108 MM LG,57 MM W,55 MM THK;BUNDLE OF 3; PHASE BUSBAR SPACER;ITEM 8 ASSEMBLY DRG 4131-A1 SHTS A5 & A6; | ENERGEX | ENERGEX | BUSBAR | PHASING | 1
14076 | BUSBAR | LV DISTRIBUTION BOARD;S TYPE;COPPER; 108 MM LG,57 MM W,55 MM THK;BUNDLE OF 3; PHASE BUSBAR SPACER;ITEM 8 ASSEMBLY DRG 4131-A1 SHTS A5 & A6; | I.E.S. |  |  | PHASING | 2
14077 | BUSBAR | LV DISTRIBUTION BOARD;S TYPE;COPPER; 108 MM LG,50 MM W,20 MM THK;BUNDLE OF 3; PHASE BUSBAR SPACER;ITEM 9 ASSEMBLY DRG 4131-A1 SH A5; | I.E.S. |  |  | PHASING | 2
14077 | BUSBAR | LV DISTRIBUTION BOARD;S TYPE;COPPER; 108 MM LG,50 MM W,20 MM THK;BUNDLE OF 3; PHASE BUSBAR SPACER;ITEM 9 ASSEMBLY DRG 4131-A1 SH A5; | ENERGEX | ENERGEX |  | PHASING | 1
14078 | BUSBAR | LV DISTRIBUTION BOARD;S TYPE;COPPER; 409 MM LG,50 MM W,20 MM THK;BUNDLE OF 3; PHASE BUSBAR;ITEM 7 ASSEMBLY DRG 4131-A1 SHTS A5 & A6; | ENERGEX | ENERGEX | BUSBAR S TYPE | PHASING | 1
14078 | BUSBAR | LV DISTRIBUTION BOARD;S TYPE;COPPER; 409 MM LG,50 MM W,20 MM THK;BUNDLE OF 3; PHASE BUSBAR;ITEM 7 ASSEMBLY DRG 4131-A1 SHTS A5 & A6; | I.E.S. |  |  | PHASING | 2
14089 | SWITCH FUSE GEAR | 11 KV;3 PHASE;1 SW;630 AMP BRG CAP;46.9 KA MKG CAP;21.9 KA,3 SEC,SW SH TIME W/STAND CURR;OIL INSUL;O/D EXT,SWITCH EXTENSION;LONG & CRAWFORD TYPE J4N; | LG&CRAW |  | J4N | PHASING | 1
14090 | CLAMP,CABLE | IPC, Bare Al Main 50-150mm2, Insulated Tap 35-95mm2, LV-ABC | TECONN | TE CONNECTIVITY LTD | P3B120I-BC | CURRENT | 2
14090 | CLAMP,CABLE | IPC, Bare Al Main 50-150mm2, Insulated Tap 35-95mm2, LV-ABC | SICAME | SICAME AUSTRALIA PTY LTD | NTD351AXFAE | CURRENT | 1
14094 | POST,FENCE,METAL | STEEL;GALV;42 MM NOM OD,3.2 MM THK, 2.16 M LG;C/W DOWNIE CAP & CEMENT LOCKING INDENTATION;AS1450;BUNDLE OF 10,WEIGHT 70 KG;USED AS SUPPORT POST FOR | SEWELFRG | GREG SEWELL FORGINGS PTY LTD | 6387 | CURRENT | 1
14095 | BOLT,MACHINE | M6 x 65mm, Hex, S/Steel Gde 316 c/w Hex Nut S/Steel Gde 304, Aust Std (P50) | HOBSON | HOBSON ENGINEERING CO PTY LTD 393904 | XEKBH16XCM060065 | CURRENT | 1
14095 | BOLT,MACHINE | M6 x 65mm, Hex, S/Steel Gde 316 c/w Hex Nut S/Steel Gde 304, Aust Std (P50) | STATEWD | STATEWIDE FSTNERS & ENG SPLS PL | HBNS4M665 | CURRENT | 2
14102 | CLAMP,ELECTRICAL | SINGLE BOLT,SINGLE CABLE TO FLAT;FOR 12.5 MM TO 15.25 MM DIA COPPER CONDUCTOR ;HIGH COPPER ALLOY BODY;W/STAINLESS STEEL M12 BOLT,NUT & SPRING WASHER;FOR | PENTA | PENTA AUST (TMAC THEW & MCCANN/HYLEC) | PA22875 | CURRENT | 1
14102 | CLAMP,ELECTRICAL | SINGLE BOLT,SINGLE CABLE TO FLAT;FOR 12.5 MM TO 15.25 MM DIA COPPER CONDUCTOR ;HIGH COPPER ALLOY BODY;W/STAINLESS STEEL M12 BOLT,NUT & SPRING WASHER;FOR | HYLEC | HYLEC PTY LTD | PA22875 | CURRENT | 2
14102 | CLAMP,ELECTRICAL | SINGLE BOLT,SINGLE CABLE TO FLAT;FOR 12.5 MM TO 15.25 MM DIA COPPER CONDUCTOR ;HIGH COPPER ALLOY BODY;W/STAINLESS STEEL M12 BOLT,NUT & SPRING WASHER;FOR | HYLEC | HYLEC PTY LTD | ECG58 | CURRENT | 2
14107 | BOLT ASSEMBLY,FOUNDATION | STEEL;GALV,HOT DIP;M24;ISO M;1200 MM LG; 4 THD;350 PCD;W/2 NUTS & 2 WASHERS PER THD SECT OF LEGS;MAY ONLY BE USED ON POLES UP TO 12 M H & IN CONJUNCTION WITH | LIVINGST | LIVINGSTONE ENGINEERING | 14107 | PURCHASE AS REQUIRED | 1
14107 | BOLT ASSEMBLY,FOUNDATION | STEEL;GALV,HOT DIP;M24;ISO M;1200 MM LG; 4 THD;350 PCD;W/2 NUTS & 2 WASHERS PER THD SECT OF LEGS;MAY ONLY BE USED ON POLES UP TO 12 M H & IN CONJUNCTION WITH | STEELWAY |  | BOLT ASSEMBLY,FOUNDATION | PURCHASE AS REQUIRED | 2
14107 | BOLT ASSEMBLY,FOUNDATION | STEEL;GALV,HOT DIP;M24;ISO M;1200 MM LG; 4 THD;350 PCD;W/2 NUTS & 2 WASHERS PER THD SECT OF LEGS;MAY ONLY BE USED ON POLES UP TO 12 M H & IN CONJUNCTION WITH | POLO |  | BOLT ASSEMBLY,FOUNDATION | PURCHASE AS REQUIRED | 2
14108 | BOLT ASSEMBLY,FOUNDATION | STEEL;GALV,HOT DIP;N28;(M24);ISO M; 2325 MM LG;4 THD LEGS;350 PCD;W/2 NUTS & 2 WASHERS PER THD SECT OF LEGS;FOR MAJOR ROAD;FOR STREET LIGHTING POLES; | LIVINGST | LIVINGSTONE ENGINEERING | L14108 | CURRENT | 1
14127 | RESISTOR,ADJUSTABLE | WIRE WOUND;200 OHMS;200 W;C/W PUSH IN MTG BRACKETS;FOR USE AS STABILISING RESISTOR W/CAG14 BUSBAR PROTECTION SCHEME,REFER STOCK CODE 07432 FOR RELAY; | CYNEBAR | CYNEBAR TRUSTEE FOR NYDAL TRADING TRUST | 8HEAV4 | CURRENT | 1
14127 | RESISTOR,ADJUSTABLE | WIRE WOUND;200 OHMS;200 W;C/W PUSH IN MTG BRACKETS;FOR USE AS STABILISING RESISTOR W/CAG14 BUSBAR PROTECTION SCHEME,REFER STOCK CODE 07432 FOR RELAY; | SCHNEDER | SCHNEIDER PTY LTD | FL9933-004 | CURRENT | 2
14127 | RESISTOR,ADJUSTABLE | WIRE WOUND;200 OHMS;200 W;C/W PUSH IN MTG BRACKETS;FOR USE AS STABILISING RESISTOR W/CAG14 BUSBAR PROTECTION SCHEME,REFER STOCK CODE 07432 FOR RELAY; | GECIND |  | 4FL9933-004 | CURRENT | 2
14128 | FUSE LINK,ENCLOSED ELEMENT | 100 AMP;500 V;BLADE TYPE CONTACTS, SIZE 00;AS2005 PART 1;PACK OF 3,PACK WEIGHT 0.360 KG; | FUSECO | FUSECO PTY LTD | NH000F-100 | CURRENT | 1
14128 | FUSE LINK,ENCLOSED ELEMENT | 100 AMP;500 V;BLADE TYPE CONTACTS, SIZE 00;AS2005 PART 1;PACK OF 3,PACK WEIGHT 0.360 KG; | FLOWLINE | FLOWLINE INDUSTRIES PTY LTD | EM370690 | CURRENT | 2
14128 | FUSE LINK,ENCLOSED ELEMENT | 100 AMP;500 V;BLADE TYPE CONTACTS, SIZE 00;AS2005 PART 1;PACK OF 3,PACK WEIGHT 0.360 KG; | FUSECO | FUSECO PTY LTD | NH00F-100 | CURRENT | 2
14132 | DISCONNECTOR,HIGH VOLTAGE | 36 KV;800 A;25 KA FOR 3 SEC STC;3 PHASE; SINGLE BREAK INSULATOR OPERATED;PIPE OR STEEL STRUCTURE MTG;SUPPLIED C/W 9 INSULATORS;NO AUX CONTACTS;TERMINAL | ABB | ABB FAN PTY LTD | R36-800 A (ONLY) | PHASING | 1
14133 | DISCONNECTOR,HIGH VOLTAGE | 36 KV;1600 A;25 KA FOR 3 SEC STC;3 PHASE ;SINGLE BREAK INSULATOR OPERATED;PIPE OR STEEL STRUCTURE MTG;SUPPLIED C/W 9 INSULATORS;NO AUX CONTACTS;TERMINAL | ABB | ABB FAN PTY LTD | R36-1600 A (ONLY) | PHASING | 1
14135 | DISCONNECTOR,HIGH VOLTAGE | 12kV, 800A, 16kA/3Sec, 3Ph, Manual Operation, Outdoor Single Vertical Break Type VR24 c/w Polymer Insulators | PLP AUST | PREFORMED LINE PRODUCTS (AUST) | A-A6491 | PURCHASE AS REQUIRED | 1
14138 | DISCONNECTOR,HIGH VOLTAGE | 12kV, 400/800A, 16kA/3Sec, 1Ph, Link Stick Operation, Single Break c/w Insulator & Crossarm Mounting Bracket | PLP AUST | PREFORMED LINE PRODUCTS (AUST) | A-A4815-07 | CURRENT | 1
14228 | FUSE ELEMENT,ELEC | 8 AMP;12 KV;DROPOUT ELEMENT TYPE,CLASS "T" TYPE (SLOW ACTING);660 MM LG, W/REMOVABLE BUTTON HD;AS1033;BOX OF 25, PACK WEIGHT 1.0 KG;FOR U/W EXPULSION | NGK | NGK STANGER PTY LTD | ZXT705-08BT37 | CURRENT | 1
14229 | FUSE ELEMENT,ELEC | 10 AMP;12 KV;DROPOUT ELEMENT TYPE,CLASS "T" TYPE (SLOW ACTING);660 MM LG, W/REMOVABLE BUTTON HD;AS1033;BOX OF 25, PACK WEIGHT1.0 KG;FOR U/W EXPULSION | NGK | NGK STANGER PTY LTD | ZXT705-10BT37 | CURRENT | 1
14230 | FUSE ELEMENT,ELEC | 20 AMP;12 KV;DROPOUT ELEMENT TYPE,CLASS "T" TYPE (SLOW ACTING);660 MM LG, W/REMOVABLE BUTTON HD;AS1033;BOX OF 25, PACK WEIGHT 1.0 KG;FOR U/W EXPULSION | NGK | NGK STANGER PTY LTD | ZXT705-20BT37 | CURRENT | 1
14231 | FUSE ELEMENT,ELEC | 16 AMP;12 KV;DROPOUT ELEMENT TYPE,CLASS "K" TYPE (FAST ACTING);660 MM LG, W/REMOVABLE BUTTON HD;AS1033;BOX OF 25, PACK WEIGHT 1.0 KG;FOR U/W EXPULSION | NGK | NGK STANGER PTY LTD | ZXC705-16BK37 | CURRENT | 1
14244 | RACEWAY,NONMETALLIC | OPEN SLOTTED WALLS;PVC,RIGID;LT GREY;100 MM W,100 MM H;C/W LID,W/ELONGATED HOLES FOR FIXING;AS2053,AS3100; | REXEL | REXEL PTY LTD | WATDOS100100 | CURRENT | 1
14244 | RACEWAY,NONMETALLIC | OPEN SLOTTED WALLS;PVC,RIGID;LT GREY;100 MM W,100 MM H;C/W LID,W/ELONGATED HOLES FOR FIXING;AS2053,AS3100; | AUSTPLPR |  | APPOS100100GR | CURRENT | 2
14245 | BOLT,MACHINE | D-Head, S/Steel, 3/8" BSW, 30mm Lg c/w Washer & Retaining Grommet, for Elect Supply Pillar Covers | SUMMIT | SUMMIT GROUP | 6SWS2WNM10030 | CURRENT | 1
14245 | BOLT,MACHINE | D-Head, S/Steel, 3/8" BSW, 30mm Lg c/w Washer & Retaining Grommet, for Elect Supply Pillar Covers | STATEWD | STATEWIDE FSTNERS & ENG SPLS PL | BDHS4W3830 | CURRENT | 2
14248 | SURGE ARRESTER | METAL OXIDE TYPE;400 V W/STAND RMS FOR 2 SEC;3 TO 16 MA @ 32 V DC;RESIDUAL V, LESS THAN 2 KV @ 10 KA,8/20 USEC;DIRECT MTG;EPOXY BITUMEN COATED;SHEATH VOLTAGE | PWRDVLP |  | SVL4 | STRATEGIC SPARE | 1
14248 | SURGE ARRESTER | METAL OXIDE TYPE;400 V W/STAND RMS FOR 2 SEC;3 TO 16 MA @ 32 V DC;RESIDUAL V, LESS THAN 2 KV @ 10 KA,8/20 USEC;DIRECT MTG;EPOXY BITUMEN COATED;SHEATH VOLTAGE | PWRDVLP |  | CCPU4 | STRATEGIC SPARE | 2
14249 | JOINT OUTER BOX,ELECTRICAL POWER CABLE. | LV STRAIGHT;585 MM INT LG,145 MM INT DIA ,686 MM LG;POLYSTYRENE;120 & 240 SQ MM URD CABLE;PROTECTION BOX ONLY,FOR URD REPAIR;FOR ASSOCIATED COMPOUND RESIN | ALSTOM | ALSTOM GRID AUSTRALIA LIMITED | 3670-040 | CURRENT | 1
14250 | INSULATING COMPOUND KIT,ELECTRICAL | POLYURETHANE RESIN & HARDENER;4.2 L, WEIGHT <5 KG;FOR URD REPAIR JOINT; | ALSTOM | ALSTOM GRID AUSTRALIA LIMITED | ALS53536-4.2 | PHASING | 2
14250 | INSULATING COMPOUND KIT,ELECTRICAL | POLYURETHANE RESIN & HARDENER;4.2 L, WEIGHT <5 KG;FOR URD REPAIR JOINT; | REXEL | REXEL PTY LTD | HEN53536-40 | PHASING | 2
14250 | INSULATING COMPOUND KIT,ELECTRICAL | POLYURETHANE RESIN & HARDENER;4.2 L, WEIGHT <5 KG;FOR URD REPAIR JOINT; | CNWPL | CNW PL - SLACKS CREEK | 53536-40 | PHASING | 1
14253 | CLAMP,PARALLEL,ELECTRICAL CONNECTOR. | INSULATION PIERCING;MAIN 7-95 SQ MM BARE COPPER;TAP 35-95 SQ MM LV-ABC;C/W 2 BOLTS;BOX OF 10,PACK WEIGHT 2.75 KG; | SICAME | SICAME AUSTRALIA PTY LTD | NTD301XFAE | CURRENT | 1
14256 | FUSE,CARTRIDGE | FERRULE;195 MM LG,25.4 MM DIA CAP; 3.15 AMP;11 KV AC;FOR VOLTAGE TRANSFORMERS & METERING UNITS; | BRUSH | BRUSH SWITCHGEAR AUSTRALIA | LEL TYPE OBCNA 3.15 A | PURCHASE AS REQUIRED | 1
14258 | TERMINAL,LUG | DRILLED PALM,TINNED COPPER,CRIMP TYPE; FOR 300 SQ MM,61/2.52 MM COPPER COND; 9/16 IN PALM HOLE; PACK OF 5,PACK WEIGHT 1.25 KG; | LEGEND | LEGEND POWER SYSTEMS | CAL300-14 | CURRENT | 1
14258 | TERMINAL,LUG | DRILLED PALM,TINNED COPPER,CRIMP TYPE; FOR 300 SQ MM,61/2.52 MM COPPER COND; 9/16 IN PALM HOLE; PACK OF 5,PACK WEIGHT 1.25 KG; | PLP AUST | PREFORMED LINE PRODUCTS (AUST) | EPTCU-300-26.0AF-9/16 | CURRENT | 2
14262 | YOKE,ELECTRICAL CLAMP | MECHANICAL FERRULE TYPE;ALUMINIUM;100 MM LG;SOLID TO STRANDED CORE;FOR 120 SQ MM AL STRANDED OR SOLID SECTOR NEUTRAL SCREENED CABLE,& FOR 240 SQ MM AL SOLID | SICAME | SICAME AUSTRALIA PTY LTD | MF3/2 BODY | PHASING | 1
14263 | YOKE,ELECTRICAL CLAMP | MECHANICAL FERRULE TYPE;ALUMINIUM;120 MM LG;SOLID TO STRANDED CORE;FOR 240 SQ MM AL STRANDED OR SOLID SECT OR NEUTRAL SCREENED CABLE;ASSOC.ITEMS-SCREWS STOCK | SICAME | SICAME AUSTRALIA PTY LTD | MF3/3 BODY | CURRENT | 1
14264 | PLATE,PRESSURE,ELECTRICAL CLAMP | FOR U/W MECHANICAL FERRULE YOKE; ALUMINIUM;FOR U/W STRANDED CORE;HEPWORTH MF3/2;FOR 120 SQ MM AL STRANDED NEUTRAL SCREENED CABLE;ASSOC.ITEMS-YOKE STOCK | HEPWORTH |  | MF3/2 PRESSURE PAD | CURRENT | 1
14265 | PLATE,PRESSURE,ELECTRICAL CLAMP | FOR U/W MECHANICAL FERRULE YOKE; ALUMINIUM;FOR U/W STRANDED CORE;HEPWORTH MF3/3;FOR 240 SQ MM AL STRANDED NEUTRAL SCREENED CABLE;ASSOC.ITEMS-YOKE STOCK | SICAME | SICAME AUSTRALIA PTY LTD | MF3/3 PAD | CURRENT | 1
14266 | SCREW,SHEAR | ELECTRICAL CLAMP;FOR U/W MECHANICAL FERRULE YOKE;ALUMINIUM;HEX HD;HEPWORTH MF3/2 SHORT NO.10;FOR 120 SQ MM AL STRANDED NEUTRAL SCREENED CABLE,OR | SICAME | SICAME AUSTRALIA PTY LTD | NO. 10 SCREW | PHASING | 1
14268 | SCREW,SHEAR | ELECTRICAL CLAMP;FOR U/W MECHANICAL FERRULE YOKE;ALUMINIUM;HEX HD;M16,17/AF, 32 MM LG MF3/3 SHORT NO.8;FOR 240 SQ MM AL STRANDED;ASSOC.ITEMS - YOKE STOCK | SICAME | SICAME AUSTRALIA PTY LTD | NO.8 SCREW | CURRENT | 1
14269 | SCREW,SHEAR | ELECTRICAL CLAMP;FOR U/W MECHANICAL FERRULE YOKE;ALUMINIUM;HEX HD;HEPWORTH MF3/3 LONG NO.16;FOR 240 SQ MM AL SOLID SECTOR NEUTRAL SCREENED CABLE;ASSOC.ITEM | SICAME | SICAME AUSTRALIA PTY LTD | NO.16 SCREW | PURCHASE AS REQUIRED | 1
14273 | TERMINAL,LUG | DRILLED PALM,TINNED COPPER,CRIMP TYPE; FOR 50 SQ MM,19/1.78 MM COPPER CONDUCTOR ;FOR M16 BOLT SIZE;PACK OF 1,PACK WEIGHT 0.07 KG; | TYCO | TYCO | CG50M16/1 (H1421X09/1 | CURRENT | 1
14273 | TERMINAL,LUG | DRILLED PALM,TINNED COPPER,CRIMP TYPE; FOR 50 SQ MM,19/1.78 MM COPPER CONDUCTOR ;FOR M16 BOLT SIZE;PACK OF 1,PACK WEIGHT 0.07 KG; | UTILUX |  | H1421X09 | CURRENT | 5
14274 | TERMINAL,LUG | DRILLED PALM,TINNED COPPER,CRIMP TYPE; FOR 95 SQ MM,37/1.78 MM COPPER CONDUCTOR ;FOR M16 BOLTSIZE;BOX OF 25,PACK WEIGHT 1.14 KG; | TECONN | TE CONNECTIVITY LTD | CG95M16/25 | CURRENT | 1
14274 | TERMINAL,LUG | DRILLED PALM,TINNED COPPER,CRIMP TYPE; FOR 95 SQ MM,37/1.78 MM COPPER CONDUCTOR ;FOR M16 BOLTSIZE;BOX OF 25,PACK WEIGHT 1.14 KG; | LEGEND | LEGEND POWER SYSTEMS | CAL95-16 | CURRENT | 2
14274 | TERMINAL,LUG | DRILLED PALM,TINNED COPPER,CRIMP TYPE; FOR 95 SQ MM,37/1.78 MM COPPER CONDUCTOR ;FOR M16 BOLTSIZE;BOX OF 25,PACK WEIGHT 1.14 KG; | PLP AUST | PREFORMED LINE PRODUCTS (AUST) | EPTCU-95-14.2AF-M16 | CURRENT | 2
14276 | CROSSARM,WOOD | HARDWOOD;2700 MM LG;100 MM X 100 MM;ELEC POWER DISTRIBUTION;11RBS CONSTR;DRILLED; U/O ENERGEX CONSTRUCTION;BUNDLE OF 15; | DALEMYER | DALE MEYERS PTY LTD | HXD3100100FS270 | CURRENT | 1
14276 | CROSSARM,WOOD | HARDWOOD;2700 MM LG;100 MM X 100 MM;ELEC POWER DISTRIBUTION;11RBS CONSTR;DRILLED; U/O ENERGEX CONSTRUCTION;BUNDLE OF 15; | COFFSHAR | COFFS HARBOUR TRADING | 14276 | CURRENT | 2
14276 | CROSSARM,WOOD | HARDWOOD;2700 MM LG;100 MM X 100 MM;ELEC POWER DISTRIBUTION;11RBS CONSTR;DRILLED; U/O ENERGEX CONSTRUCTION;BUNDLE OF 15; | ENERGEX | ENERGEX |  | CURRENT | 1
14279 | CROSSARM,WOOD | HARDWOOD;2700 MM LG;150 MM X 100 MM;ELEC POWER DISTRIBUTION;11A CONSTR;DRILLEDU/O ENERGEX CONSTRUCTION;BUNDLE OF 12; | DALEMYER | DALE MEYERS PTY LTD | HXD3150100FS270 | CURRENT | 1
14279 | CROSSARM,WOOD | HARDWOOD;2700 MM LG;150 MM X 100 MM;ELEC POWER DISTRIBUTION;11A CONSTR;DRILLEDU/O ENERGEX CONSTRUCTION;BUNDLE OF 12; | COFFSHAR | COFFS HARBOUR TRADING | 14279 | CURRENT | 2
14279 | CROSSARM,WOOD | HARDWOOD;2700 MM LG;150 MM X 100 MM;ELEC POWER DISTRIBUTION;11A CONSTR;DRILLEDU/O ENERGEX CONSTRUCTION;BUNDLE OF 12; | ENERGEX | ENERGEX |  | CURRENT | 1
14281 | LAMPHOLDER | Panel Mtg, 22mm Dia Hole, T3-1/4 Mini Bayonet Base, Screw Terminal Connection, 30V DC, Square Bezel Red Lens, Plastic, Fully Assembled c/w 1 x APQW1B99-TK392, | CNWPL | CNW PL - SLACKS CREEK | IDEAPQW1B99DR | CURRENT | 1
14281 | LAMPHOLDER | Panel Mtg, 22mm Dia Hole, T3-1/4 Mini Bayonet Base, Screw Terminal Connection, 30V DC, Square Bezel Red Lens, Plastic, Fully Assembled c/w 1 x APQW1B99-TK392, | IZUMIDEN |  | IZUAPQ1B99FN+APQW16LN-R | CURRENT | 2
14282 | SWITCH,LAMPHOLDER ASSEMBLY | PANEL MTG,22 MM DIA;MOMENTARY ACTION PUSH TYPE;1 NO,1 NC;MINATURE BAYONET BASE 24 V LAMP;SQ BEZEL WITH RED LENS; U/W LED SC14287,11O V RESISTOR SC14283, | CNWPL | CNW PL - SLACKS CREEK | IDEALQW2B9911D-R-24V | CURRENT | 1
14283 | RESISTOR,FIXED | 5K 6 OHMS;+ OR - 10%;5 W; 5W WIRE WOUND CERAMIC BLOCK RESISTOR; 5K 6 OHMS WITH AXIAL LEADS | PRIME | PRIME ELECTRONICS | REPW55K6 | CURRENT | 1
14284 | SEMICONDUCTOR DEVICE,DIODE | ZENER TYPE;24 V DC;1 W; | RMS | RELAY MONITORING SYSTEMS PL | 1N4749A | CURRENT | 1
14284 | SEMICONDUCTOR DEVICE,DIODE | ZENER TYPE;24 V DC;1 W; | FAIRCHLD |  | NTE5081A | CURRENT | 2
14287 | LAMP,LED | RED LED CLUSTER;24 V DC;.018 AMP;T3-1/4 MINATURE BAYONET BASE;10 MM DIA, 20 MM LG;PACK OF 1; | HAYMANS | HAYMANS ELECTRICAL | IDCLSTD-2R | CURRENT | 1
14287 | LAMP,LED | RED LED CLUSTER;24 V DC;.018 AMP;T3-1/4 MINATURE BAYONET BASE;10 MM DIA, 20 MM LG;PACK OF 1; | IZUMIDEN |  | IDCLSTD-2R | CURRENT | 2
14294 | CAP,SAFETY,INDUSTRIAL. | White ABS Plastic,Moulded;Vented UNISAFE TA570;Unbranded;AS1801;For Harness Refer SC15663,For Visor Refer SC20153,For Ear Muffs = SC10802,For Shade Brim SC20667 | ATOMSUPP | ATOM SUPPLY | TA570 | CURRENT | 2
14294 | CAP,SAFETY,INDUSTRIAL. | White ABS Plastic,Moulded;Vented UNISAFE TA570;Unbranded;AS1801;For Harness Refer SC15663,For Visor Refer SC20153,For Ear Muffs = SC10802,For Shade Brim SC20667 | ATOMSUPP | ATOM SUPPLY | 90078024 | CURRENT | 1
14294 | CAP,SAFETY,INDUSTRIAL. | White ABS Plastic,Moulded;Vented UNISAFE TA570;Unbranded;AS1801;For Harness Refer SC15663,For Visor Refer SC20153,For Ear Muffs = SC10802,For Shade Brim SC20667 | BOC | BOC GASES | TA570E19/WH | CURRENT | 2
14294 | CAP,SAFETY,INDUSTRIAL. | White ABS Plastic,Moulded;Vented UNISAFE TA570;Unbranded;AS1801;For Harness Refer SC15663,For Visor Refer SC20153,For Ear Muffs = SC10802,For Shade Brim SC20667 | BLKWOOD | J BLACKWOOD & SON LTD | 3076633 | CURRENT | 2
14294 | CAP,SAFETY,INDUSTRIAL. | White ABS Plastic,Moulded;Vented UNISAFE TA570;Unbranded;AS1801;For Harness Refer SC15663,For Visor Refer SC20153,For Ear Muffs = SC10802,For Shade Brim SC20667 | ATOMSUPP | ATOM SUPPLY | 236511 | CURRENT | 2
14295 | CROSSARM,WOOD | HARDWOOD;2700 MM LG;100 MM X 100 MM; ELEC POWER DISTRIBUTION;LVA,LVP,LVU CONSTR;DRILLED;U/O ENERGEX CONSTRUCTION; BUNDLE OF 15; | DALEMYER | DALE MEYERS PTY LTD | HXD3100100FS270 | CURRENT | 1
14295 | CROSSARM,WOOD | HARDWOOD;2700 MM LG;100 MM X 100 MM; ELEC POWER DISTRIBUTION;LVA,LVP,LVU CONSTR;DRILLED;U/O ENERGEX CONSTRUCTION; BUNDLE OF 15; | COFFSHAR | COFFS HARBOUR TRADING | 14295 | CURRENT | 2
14295 | CROSSARM,WOOD | HARDWOOD;2700 MM LG;100 MM X 100 MM; ELEC POWER DISTRIBUTION;LVA,LVP,LVU CONSTR;DRILLED;U/O ENERGEX CONSTRUCTION; BUNDLE OF 15; | ENERGEX | ENERGEX |  | CURRENT | 1
14296 | CROSSARM,WOOD | HARDWOOD;2700 MM LG;100 MM X 100 MM;ELEC POWER DISTRIBUTION;LVCP,LVCA CONSTR; DRILLED;U/O ENERGEX CONSTRUCTION; BUNDLE OF 15; | DALEMYER | DALE MEYERS PTY LTD | HXD3100100FS270 | CURRENT | 1
14296 | CROSSARM,WOOD | HARDWOOD;2700 MM LG;100 MM X 100 MM;ELEC POWER DISTRIBUTION;LVCP,LVCA CONSTR; DRILLED;U/O ENERGEX CONSTRUCTION; BUNDLE OF 15; | COFFSHAR | COFFS HARBOUR TRADING | 14296 | CURRENT | 2
14296 | CROSSARM,WOOD | HARDWOOD;2700 MM LG;100 MM X 100 MM;ELEC POWER DISTRIBUTION;LVCP,LVCA CONSTR; DRILLED;U/O ENERGEX CONSTRUCTION; BUNDLE OF 15; | ENERGEX | ENERGEX |  | CURRENT | 1
14297 | CROSSARM,WOOD | HARDWOOD;2700 MM LG;150 MM X 100 MM;ELEC POWER DISTRIBUTION;LVT,LVS,LVT2,LVS2 CONSTR;DRILLED;U/O ENERGEX CONSTRUCTION; REPLACEMENT STOCK CODE 19799;BUNDLE | DALEMYER | DALE MEYERS PTY LTD | HXD3150100FS270 | CURRENT | 1
14297 | CROSSARM,WOOD | HARDWOOD;2700 MM LG;150 MM X 100 MM;ELEC POWER DISTRIBUTION;LVT,LVS,LVT2,LVS2 CONSTR;DRILLED;U/O ENERGEX CONSTRUCTION; REPLACEMENT STOCK CODE 19799;BUNDLE | COFFSHAR | COFFS HARBOUR TRADING | 14297 | CURRENT | 2
14297 | CROSSARM,WOOD | HARDWOOD;2700 MM LG;150 MM X 100 MM;ELEC POWER DISTRIBUTION;LVT,LVS,LVT2,LVS2 CONSTR;DRILLED;U/O ENERGEX CONSTRUCTION; REPLACEMENT STOCK CODE 19799;BUNDLE | ENERGEX | ENERGEX |  | CURRENT | 1
14298 | CROSSARM,WOOD | HARDWOOD;2700 MM LG;150 MM X 100 MM;ELEC POWER DISTRIBUTION;LVSUA CONSTR;DRILLED ;U/O ENERGEX CONSTRUCTION;BUNDLE OF 12; | DALEMYER | DALE MEYERS PTY LTD | HXD3150100FS270 | PURCHASE AS REQUIRED | 1
14298 | CROSSARM,WOOD | HARDWOOD;2700 MM LG;150 MM X 100 MM;ELEC POWER DISTRIBUTION;LVSUA CONSTR;DRILLED ;U/O ENERGEX CONSTRUCTION;BUNDLE OF 12; | COFFSHAR | COFFS HARBOUR TRADING | 14298 | PURCHASE AS REQUIRED | 2
14298 | CROSSARM,WOOD | HARDWOOD;2700 MM LG;150 MM X 100 MM;ELEC POWER DISTRIBUTION;LVSUA CONSTR;DRILLED ;U/O ENERGEX CONSTRUCTION;BUNDLE OF 12; | ENERGEX | ENERGEX |  | PURCHASE AS REQUIRED | 1
14299 | CROSSARM,WOOD | HARDWOOD;3000 MM LG;150 MM X 100 MM;ELEC POWER DISTRIBUTION;LVPTT,LVPTS,LVPTT2, LVPTS2 CONSTR;DRILLED;U/O ENERGEX CONSTRUCTION;BUNDLE OF 12; | DALEMYER | DALE MEYERS PTY LTD | HXD3150100FS300 | CURRENT | 1
14299 | CROSSARM,WOOD | HARDWOOD;3000 MM LG;150 MM X 100 MM;ELEC POWER DISTRIBUTION;LVPTT,LVPTS,LVPTT2, LVPTS2 CONSTR;DRILLED;U/O ENERGEX CONSTRUCTION;BUNDLE OF 12; | COFFSHAR | COFFS HARBOUR TRADING | 14299 | CURRENT | 2
14317 | CROSSARM,WOOD | HARDWOOD;2700 MM LG;150 MM X 100 MM;ELEC POWER DISTRIBUTION;11W,33W CONSTR; DRILLED;U/O ENERGEX CONSTRUCTION;BUNDLE OF 12; | DALEMYER | DALE MEYERS PTY LTD | HXD3150100FS270 | CURRENT | 1
14317 | CROSSARM,WOOD | HARDWOOD;2700 MM LG;150 MM X 100 MM;ELEC POWER DISTRIBUTION;11W,33W CONSTR; DRILLED;U/O ENERGEX CONSTRUCTION;BUNDLE OF 12; | COFFSHAR | COFFS HARBOUR TRADING | 14317 | CURRENT | 2
14317 | CROSSARM,WOOD | HARDWOOD;2700 MM LG;150 MM X 100 MM;ELEC POWER DISTRIBUTION;11W,33W CONSTR; DRILLED;U/O ENERGEX CONSTRUCTION;BUNDLE OF 12; | ENERGEX | ENERGEX |  | CURRENT | 1
14318 | TAPE,IDENTIFICATION,ELECTRIC CABLE | ELECTRICITY;UNDERGROUND MARKING TAPE; NON DETECTABLE;150 MM W;"DANGER ELECTRIC CABLE BELOW" ORANGE 100 M ROLL; AS/NZS2648.1 | CUTLER | CUTLER BRANDS PTY LTD | ENERGE-14318 | CURRENT | 1
14318 | TAPE,IDENTIFICATION,ELECTRIC CABLE | ELECTRICITY;UNDERGROUND MARKING TAPE; NON DETECTABLE;150 MM W;"DANGER ELECTRIC CABLE BELOW" ORANGE 100 M ROLL; AS/NZS2648.1 | TAPEX |  | 860210 | CURRENT | 2
14318 | TAPE,IDENTIFICATION,ELECTRIC CABLE | ELECTRICITY;UNDERGROUND MARKING TAPE; NON DETECTABLE;150 MM W;"DANGER ELECTRIC CABLE BELOW" ORANGE 100 M ROLL; AS/NZS2648.1 | RMS | RELAY MONITORING SYSTEMS PL | 14318 | CURRENT | 2
14319 | INDICATOR,FAULTED CIRCUIT. | ELECTRO-MECHANICAL;10-30 SEC RESET DELAY UPON APPLICATION OF 240 VAC;U/G CABLE UP TO 85 MM DIA,CLAMPS DIRECT TO CABLE;MIN OPERATING CURRENT 40 AMP;CORE BALANCE | LUCY |  | EPIC (B) | CURRENT | 1
14345 | SWITCH,ROTARY | 660 V AC;20 AMP NOM;2 POLE,DT;2 POSN; PANEL MTG,BLACK HANDLE TYPE G001;60 DEG SWITCHING;ESCUTCHEON PLATE,"NORMAL CONTROL","ENABLED-DISABLED",BASED ON STD | KRAUSNMR | KRAUS & NAIMER (MANUFACTURER) | K&N CA20B AUN 073 | PURCHASE AS REQUIRED | 1
14348 | SWITCH,ROTARY | 660 V AC;20 AMP NOM;MULTI POLE,3 POSN; PANEL MTG,BLACK HANDLE TYPE G001;60 DEG SWITCHING;ESCUTCHEON PLATE,"LOCAL-OFF- REMOTE",SPECIAL ASSEMBLY;REFER K & N CAT | KRAUSNMR | KRAUS & NAIMER (MANUFACTURER) | CA20B AU6R87 E AUS0007 | PURCHASE AS REQUIRED | 1
14350 | CONTACTOR | 4 POLE;500 V AC;20 AMP;240 V AC COIL;2 N/O & 2 N/C AUX CONTACTS;PANEL OR TH35 RAIL MTG;PACK SIZE 1;FOR PROTECTIVE COVER REFER STOCK CODE 13017; | REXEL | REXEL PTY LTD | SPRCA7-23-M-22240VAC | CURRENT | 1
14350 | CONTACTOR | 4 POLE;500 V AC;20 AMP;240 V AC COIL;2 N/O & 2 N/C AUX CONTACTS;PANEL OR TH35 RAIL MTG;PACK SIZE 1;FOR PROTECTIVE COVER REFER STOCK CODE 13017; | AUSLEC | AUSLEC | S&SCA7-23-M22/240V AC | CURRENT | 2
14351 | CONTACTOR | 4 POLE;500 V AC;20 AMP;110 V AC COIL;2 N/O & 2 N/C AUX CONTACTS;PANEL OR TH35 RAIL MTG;PACK SIZE 1; FOR PROTECTIVE COVER REFER STOCK CODE 13017; | REXEL | REXEL PTY LTD | SPRCA7-23-M-22110VAC | CURRENT | 1
14351 | CONTACTOR | 4 POLE;500 V AC;20 AMP;110 V AC COIL;2 N/O & 2 N/C AUX CONTACTS;PANEL OR TH35 RAIL MTG;PACK SIZE 1; FOR PROTECTIVE COVER REFER STOCK CODE 13017; | HAYMANS | HAYMANS ELECTRICAL | S&SCA7-23-M22/110V AC | CURRENT | 2
14355 | BRACKET,SURGE ARRESTER | STEEL,MILD;GALV,HOT DIP;300 MM LG,38 MM W,4.8 MM THK;ADAPTOR BRACKET FOR G.E. 11 KV STEP VOLTAGE REGULATOR;PACK OF 3; | HAYMAN | HAYMANS INDUSTRIES PTY LTD | 14355 | CURRENT | 1
14355 | BRACKET,SURGE ARRESTER | STEEL,MILD;GALV,HOT DIP;300 MM LG,38 MM W,4.8 MM THK;ADAPTOR BRACKET FOR G.E. 11 KV STEP VOLTAGE REGULATOR;PACK OF 3; | MEFCO | MEFCO AUSTRALIA PTY LTD SUNSHINE VIC | 14355 | CURRENT | 2
14356 | PAINT,FINISHING | TOUCH-UP PAINT; NON-FLUORESCENT;GREY;FOR SPRAYING;N42 TO AS2700;CARTON OF 12,CAN 350 G,PACK WEIGHT 6 KG;TRIGGER CAP SPRAY CAN,FOR TOUCH UP PAINT ON | HAYMANS | HAYMANS ELECTRICAL | REESIG3307 | CURRENT | 2
14356 | PAINT,FINISHING | TOUCH-UP PAINT; NON-FLUORESCENT;GREY;FOR SPRAYING;N42 TO AS2700;CARTON OF 12,CAN 350 G,PACK WEIGHT 6 KG;TRIGGER CAP SPRAY CAN,FOR TOUCH UP PAINT ON | HAYMANS | HAYMANS ELECTRICAL | SIG11528 | CURRENT | 1
14356 | PAINT,FINISHING | TOUCH-UP PAINT; NON-FLUORESCENT;GREY;FOR SPRAYING;N42 TO AS2700;CARTON OF 12,CAN 350 G,PACK WEIGHT 6 KG;TRIGGER CAP SPRAY CAN,FOR TOUCH UP PAINT ON | SIGNET | SIGNET PTY LTD | 13307 | CURRENT | 2
14357 | TRANSFORMER,POWER,FIXED | POWER TRANSFORMER FIXED;240 V PRIMARY; 110 V SECONDARY,200 VA;OPEN TYPE; FOR USE AS AUX CONTROLS IN OLTC SYSTEMS; | GAYRAD | JJ ELECTRICAL MANUFACTURING T/A GAYRAD |  | CURRENT | 1
14358 | SWITCH,ROTARY | 660 V AC;20 AMP NOM;3 POLE,2 POSN;PANEL MTG,BLACK HANDLE TYPE G001;60 DEG SWITCHING;ESCUTCHEON PLATE-"OLTC ISOLATOR","OFF-ON",BASED ON STD SWITCH | KRAUSNMR | KRAUS & NAIMER (MANUFACTURER) | CA20B A202-E/PRL | CURRENT | 1
14360 | FERRULE,ELECTRICAL CONDUCTOR | CRIMP TYPE;TINNED COPPER,NON INSULATED; COPPER CONDUCTOR;2.5 SQ MM;TYPE H2.5; PACK OF 100,PACK WEIGHT 200 G; | TYCO | TYCO | CK2.5/100 (H1467/100 | CURRENT | 1
14360 | FERRULE,ELECTRICAL CONDUCTOR | CRIMP TYPE;TINNED COPPER,NON INSULATED; COPPER CONDUCTOR;2.5 SQ MM;TYPE H2.5; PACK OF 100,PACK WEIGHT 200 G; | UTILUX |  | H1467/100 | CURRENT | 5
14363 | PADLOCK | SOLID BRASS CASE,STEEL SHACKLE;45 MM W CASE,W/38 MM SHACKLE CLEARANCE;NO KEYS; KEYED ALIKE TO S3 SYSTEM;FOR USE IN SUBSTATIONS;(OZ LOCK 234 A);BOX OF 20, | JLARSEN | J LARSEN PTY LTD (LOCKSMITH) | OZ1/234/A00/S3 | CURRENT | 1
14379 | ADAPTOR,BRACKET | Minor Road, 300mm Lg, 60.3mm OD, 80 x 76mm OD Spigot, Galv Steel c/w 4 x M8x10mm Lg Allen Head S/Steel Grub Screws, EQTS 05-02-01, Dwg 05-02-14(scm) | GPA | GALVANISED POLES AUSTRALIA | GPAN/A / 14379 | CURRENT | 2
14379 | ADAPTOR,BRACKET | Minor Road, 300mm Lg, 60.3mm OD, 80 x 76mm OD Spigot, Galv Steel c/w 4 x M8x10mm Lg Allen Head S/Steel Grub Screws, EQTS 05-02-01, Dwg 05-02-14(scm) | IUPOLE | INTERNATIONAL UTILITY POLES PTY LTD | EX-14379 | CURRENT | 2
14379 | ADAPTOR,BRACKET | Minor Road, 300mm Lg, 60.3mm OD, 80 x 76mm OD Spigot, Galv Steel c/w 4 x M8x10mm Lg Allen Head S/Steel Grub Screws, EQTS 05-02-01, Dwg 05-02-14(scm) | INGALEPS | INGAL EPS (CONTRACTOR) | GEX14379 | CURRENT | 1
14379 | ADAPTOR,BRACKET | Minor Road, 300mm Lg, 60.3mm OD, 80 x 76mm OD Spigot, Galv Steel c/w 4 x M8x10mm Lg Allen Head S/Steel Grub Screws, EQTS 05-02-01, Dwg 05-02-14(scm) | GM POLES | GM POLES PTY LTD | EGX-PA-GAL | CURRENT | 2
14385 | PADLOCK | SOLID BRASS CASE,STEEL SHACKLE;45 MM W CASE,W/19 MM SHACKLE CLEARANCE;NO KEYS; KEYED ALIKE TO S3 SYSTEM;FOR USE IN SUBSTATIONS,(OZ 234 LOCKS ARE STAMPED | JLARSEN | J LARSEN PTY LTD (LOCKSMITH) | OZ1/234/000/S3 | CURRENT | 1
14386 | ANCHOR,PULLING EYE | STAINLESS STEEL;20 MM DIA;35 KN MAX PULLING LOAD;NOT TO BE USED FOR HOISTING LOADS UNDER ANY CONDITION;FOR CASTING INTO CONCRETE CABLE PIT;BUNDLE OF 100, | HAYMAN | HAYMANS INDUSTRIES PTY LTD | 14386 | CURRENT | 1
14386 | ANCHOR,PULLING EYE | STAINLESS STEEL;20 MM DIA;35 KN MAX PULLING LOAD;NOT TO BE USED FOR HOISTING LOADS UNDER ANY CONDITION;FOR CASTING INTO CONCRETE CABLE PIT;BUNDLE OF 100, | STEELWAY |  | E14386 | CURRENT | 2
14390 | PLATE,MOUNTING | Type 4U-Relay Frame, 19" Rack Mounting Plate 4U, to fit ASEA, Micom | ALSTOM | ALSTOM GRID AUSTRALIA LIMITED | FX0021-101 | CURRENT | 2
14390 | PLATE,MOUNTING | Type 4U-Relay Frame, 19" Rack Mounting Plate 4U, to fit ASEA, Micom | B&R | B&R ENCLOSURES | XB-586135/51 | CURRENT | 1
14393 | PLATE,BLANKING | Type S4-4U-BL, 19" Rack Blanking Plate, High Size 4 | SCHNEDER | SCHNEIDER PTY LTD | EGJ2028104 | CURRENT | 2
14393 | PLATE,BLANKING | Type S4-4U-BL, 19" Rack Blanking Plate, High Size 4 | B&R | B&R ENCLOSURES | XB-586135/40 | CURRENT | 1
14394 | PLATE,BLANKING | Type S2-4U-BL, 19" Rack Blanking Plate 4U, High Size 2 | B&R | B&R ENCLOSURES | XB-586135/38 | CURRENT | 1
14394 | PLATE,BLANKING | Type S2-4U-BL, 19" Rack Blanking Plate 4U, High Size 2 | SCHNEDER | SCHNEIDER PTY LTD | GJ2028-102 | CURRENT | 2
14424 | NUMERAL,SIGN | NUMBER 3;VINYL;BACKGROUND 75 MM X 70 MM ;NUMERAL 65 MM NOM H,45 MM NOM W;4 X 2.5 MM HOLES;STICK ON; WHITE REFLECTIVE BACKGROUND;U/W HARDWOOD POLES;AS PER | EMPI |  | NUMBER 3, VINYL | PURCHASE AS REQUIRED | 2
14424 | NUMERAL,SIGN | NUMBER 3;VINYL;BACKGROUND 75 MM X 70 MM ;NUMERAL 65 MM NOM H,45 MM NOM W;4 X 2.5 MM HOLES;STICK ON; WHITE REFLECTIVE BACKGROUND;U/W HARDWOOD POLES;AS PER | ENERGEX | ENERGEX | NUMBER 3 | PURCHASE AS REQUIRED | 1
14428 | BAR,METAL | COPPER;FLAT SHAPE;50 MM W X 20 MM THK; HARD DRAWN;RD EDGE;4.0 M NOM LG; | GEOWEST | GEORGE WESTON & SONS | CFRAD 50X20 | PURCHASE AS REQUIRED | 2
14428 | BAR,METAL | COPPER;FLAT SHAPE;50 MM W X 20 MM THK; HARD DRAWN;RD EDGE;4.0 M NOM LG; | PRIMETA | PRIMARY METALS & ALLOYS | 1-0090 | PURCHASE AS REQUIRED | 1
14428 | BAR,METAL | COPPER;FLAT SHAPE;50 MM W X 20 MM THK; HARD DRAWN;RD EDGE;4.0 M NOM LG; | ULLRICH | ULLRICH NOYES ALUMINIUM | BAR 50 MM W X 20 MM THK | PURCHASE AS REQUIRED | 2
14429 | BAR,METAL | COPPER;FLAT SHAPE;2-1/2 IN W X 1/4 IN THK;HARD DRAWN;SQ EDGE;AS1567-110;3.6 M LG; | PRIMETA | PRIMARY METALS & ALLOYS | 1-1060 | PURCHASE AS REQUIRED | 1
14429 | BAR,METAL | COPPER;FLAT SHAPE;2-1/2 IN W X 1/4 IN THK;HARD DRAWN;SQ EDGE;AS1567-110;3.6 M LG; | NOYES |  | CBAR 63.50 X 6.35 | PURCHASE AS REQUIRED | 2
14433 | BUSBAR | LV DISTRIBUTION BOARD;P TYPE;COPPER;415 V;235 MM LG,50 MM W,6 MM THK;BENT 70 MM FROM END,2 X 14 MM DIA HOLES;BUNDLE OF 3 ;ALTERNATOR PHASE CONNECTION BAR;ITEM 4 | ENERGEX | ENERGEX |  | PURCHASE AS REQUIRED | 1
14435 | INSULATOR,STANDOFF | STATION POST;PORCELAIN,SOLID CORE;254 MM H;VERTICAL & HORIZONTAL;FLANGE MTG;CAP TOP;11 KV NOM V;W/CAP;AS1137.3;BOX OF 2, PACK WEIGHT 18 KG,PALLET OF 105,PALLET | PENTA | PENTA AUST (TMAC THEW & MCCANN/HYLEC) | PA00718 | CURRENT | 2
14435 | INSULATOR,STANDOFF | STATION POST;PORCELAIN,SOLID CORE;254 MM H;VERTICAL & HORIZONTAL;FLANGE MTG;CAP TOP;11 KV NOM V;W/CAP;AS1137.3;BOX OF 2, PACK WEIGHT 18 KG,PALLET OF 105,PALLET | PENTA | PENTA AUST (TMAC THEW & MCCANN/HYLEC) | PA30071 | CURRENT | 1
14435 | INSULATOR,STANDOFF | STATION POST;PORCELAIN,SOLID CORE;254 MM H;VERTICAL & HORIZONTAL;FLANGE MTG;CAP TOP;11 KV NOM V;W/CAP;AS1137.3;BOX OF 2, PACK WEIGHT 18 KG,PALLET OF 105,PALLET | THEWMCAN | TMAC THEW & MCCANN GROUP | TM00718 | CURRENT | 2
14435 | INSULATOR,STANDOFF | STATION POST;PORCELAIN,SOLID CORE;254 MM H;VERTICAL & HORIZONTAL;FLANGE MTG;CAP TOP;11 KV NOM V;W/CAP;AS1137.3;BOX OF 2, PACK WEIGHT 18 KG,PALLET OF 105,PALLET | GRAPHSOL | GRAPH SOLUTIONS PTY LTD | 34430 | CURRENT | 2
14439 | CROSSARM,WOOD | HARDWOOD;3600 MM LG;150 MM X 100 MM;ELEC POWER DISTRIBUTION;DRILLED;U/O ENERGEX CONSTRUCTION-33SVAH;BUNDLE OF 12; | DALEMYER | DALE MEYERS PTY LTD | HXD3150100FS360 | PHASING | 1
14439 | CROSSARM,WOOD | HARDWOOD;3600 MM LG;150 MM X 100 MM;ELEC POWER DISTRIBUTION;DRILLED;U/O ENERGEX CONSTRUCTION-33SVAH;BUNDLE OF 12; | COFFSHAR | COFFS HARBOUR TRADING | 14439 | PHASING | 2
14439 | CROSSARM,WOOD | HARDWOOD;3600 MM LG;150 MM X 100 MM;ELEC POWER DISTRIBUTION;DRILLED;U/O ENERGEX CONSTRUCTION-33SVAH;BUNDLE OF 12; | DRILL | CROSSARM DRILL PATTERNS | 522 | PHASING | 2
14440 | CROSSARM,WOOD | HARDWOOD;3600 MM LG;150 MM X 100 MM;ELEC POWER DISTRIBUTION;DRILLED;U/O ENERGEX CONSTRUCTION-33PO;BUNDLE OF 12; | DALEMYER | DALE MEYERS PTY LTD | HXD3150100FS360 | PHASING | 1
14440 | CROSSARM,WOOD | HARDWOOD;3600 MM LG;150 MM X 100 MM;ELEC POWER DISTRIBUTION;DRILLED;U/O ENERGEX CONSTRUCTION-33PO;BUNDLE OF 12; | COFFSHAR | COFFS HARBOUR TRADING | 14440 | PHASING | 2
14440 | CROSSARM,WOOD | HARDWOOD;3600 MM LG;150 MM X 100 MM;ELEC POWER DISTRIBUTION;DRILLED;U/O ENERGEX CONSTRUCTION-33PO;BUNDLE OF 12; | DRILL | CROSSARM DRILL PATTERNS | 523 | PHASING | 2
14463 | TERMINAL,LUG | EYE TYPE,BI-METAL;FOR 35 SQ MM,3/4/2.50 ACSR;M12 STUD SIZE;10.4 MM OD BARREL; FOR U/W 38-90 AL UTILUX COMPRESSION DIE; SC13936;PACK OF 50,PACK WEIGHT 2.5 KG; | LEGEND | LEGEND POWER SYSTEMS | BL35-12 | CURRENT | 2
14463 | TERMINAL,LUG | EYE TYPE,BI-METAL;FOR 35 SQ MM,3/4/2.50 ACSR;M12 STUD SIZE;10.4 MM OD BARREL; FOR U/W 38-90 AL UTILUX COMPRESSION DIE; SC13936;PACK OF 50,PACK WEIGHT 2.5 KG; | TECONN | TE CONNECTIVITY LTD | BG35M12/1 | CURRENT | 1
14463 | TERMINAL,LUG | EYE TYPE,BI-METAL;FOR 35 SQ MM,3/4/2.50 ACSR;M12 STUD SIZE;10.4 MM OD BARREL; FOR U/W 38-90 AL UTILUX COMPRESSION DIE; SC13936;PACK OF 50,PACK WEIGHT 2.5 KG; | PLP AUST | PREFORMED LINE PRODUCTS (AUST) | EPTB-35-9.0AF-M12 | CURRENT | 2
14470 | REEL,CABLE | STEEL,TOROIDAL,PAINTED;LV ABC (STOCK CODE 11927);FLANGE (1600) X BARREL (800) X INT.WIDTH (750);3000 KG;PLAIN TYPE; AS3983;EMPTY DRUM WEIGHT = 290 KG; | RHEEM |  |  | PURCHASE AS REQUIRED | 1
14511 | SECTIONALISER | 11 KV;3 PHASE;50 HZ;200 AMP;9 KA ; 95 KV BIL;240 V AC CONTROL VOLTAGE;6 PIN CONNECTOR;JOSLYN VERSAVAC SWITCH; REPLACED SC15939; | JOSLYN |  | 3148X0654G4 | STRATEGIC SPARE | 1
14529 | POUCH,LINEMAN'S,BELT LOOPED | LEATHER;330 MM LG,190 MM W;C/W 35 MM W BELT;USED TO HOLD ONE 12 IN SHIFTING SPANNER,ONE 8 IN COMBINATION PLIERS,ONE 6 IN FLAT SCREWDRIVER,ONE DOUBLE ENDED | BALMORAL | BALMORAL ENGINEERING | 26028 | CURRENT | 1
14529 | POUCH,LINEMAN'S,BELT LOOPED | LEATHER;330 MM LG,190 MM W;C/W 35 MM W BELT;USED TO HOLD ONE 12 IN SHIFTING SPANNER,ONE 8 IN COMBINATION PLIERS,ONE 6 IN FLAT SCREWDRIVER,ONE DOUBLE ENDED | STATEWD | STATEWIDE FSTNERS & ENG SPLS PL | IELC127 | CURRENT | 2
14533 | SIGN | SWL 35 KN (HAULING ONLY);A.B.S. PLASTIC; 120 MM LG,50 MM W,3 MM THK;WALL MOUNTING ;FOR USE WITH CABLE PULLING EYE STOCK CODE 14386;PACK OF 10,PACK WEIGHT 10 KG; | CUTLER | CUTLER BRANDS PTY LTD | ENERGE-14533 | CURRENT | 1
14538 | TRANSFORMER,CURRENT | PROTECTION,POST TYPE;OUTDOOR;FOR USE IN 33 KV SUBSTATIONS;36 KV;1600 AMP PRIMARY CURRENT;SINGLE PHASE;50 HZ;3 CORES; AS1675-1986;RITZ MESSWANDLER; | RITZ |  | GSWF30 | STRATEGIC SPARE | 1
14542 | MIRROR,INSPECTION | 1 IN DIA;6 IN PLASTIC HANDLE;PLASTIC BACKED HEAD;FOR USE IN VIEWING EQUIPMENT NUMBERS ETC NEAR LIVE CONDUCTORS; PACK OF 1; | ATOMSUPP | ATOM SUPPLY | 32320000 | CURRENT | 1
14542 | MIRROR,INSPECTION | 1 IN DIA;6 IN PLASTIC HANDLE;PLASTIC BACKED HEAD;FOR USE IN VIEWING EQUIPMENT NUMBERS ETC NEAR LIVE CONDUCTORS; PACK OF 1; | BETA |  | 1714 | CURRENT | 2
14543 | BIT,AUGER | Impact, 12mm Dia, 305mm OAL, Steel, Ring Twist Pattern, 11mm Hex Shank, Quick Release | SPECFORC | SPECIALISED FORCE | STMSF812225 | CURRENT | 1
14544 | BIT,AUGER | Impact, 14mm Dia, 205mm OAL, Steel, Ring Twist Pattern, 11mm Hex Shank, Quick Release | LEGEND | LEGEND POWER SYSTEMS | MSS-0916S | CURRENT | 1
14544 | BIT,AUGER | Impact, 14mm Dia, 205mm OAL, Steel, Ring Twist Pattern, 11mm Hex Shank, Quick Release | SPECFORC | SPECIALISED FORCE | STMSF 814 X 225 | CURRENT | 2
14545 | BIT,AUGER | Impact, 18mm Dia, 205mm OAL, Steel, Ring Twist Pattern, 11mm Hex Shank, Quick Release | SPECFORC | SPECIALISED FORCE | STMSF 818 X 225 | CURRENT | 2
14545 | BIT,AUGER | Impact, 18mm Dia, 205mm OAL, Steel, Ring Twist Pattern, 11mm Hex Shank, Quick Release | LEGEND | LEGEND POWER SYSTEMS | MSS-1116S | CURRENT | 1
14546 | BIT,AUGER | Impact, 18mm Dia, 457mm OAL, Steel, Ring Twist Pattern, 11mm Hex Shank, Quick Release | SPECFORC | SPECIALISED FORCE | STMSF 818 X 457 | CURRENT | 2
14546 | BIT,AUGER | Impact, 18mm Dia, 457mm OAL, Steel, Ring Twist Pattern, 11mm Hex Shank, Quick Release | LEGEND | LEGEND POWER SYSTEMS | MSS-1116 | CURRENT | 1
14547 | BIT,AUGER | Impact, 22mm Dia, 205mm OAL, Steel, Ring Twist Pattern, 11mm Hex Shank, Quick Release | SPECFORC | SPECIALISED FORCE | STMSF 822 X 225 | CURRENT | 2
14547 | BIT,AUGER | Impact, 22mm Dia, 205mm OAL, Steel, Ring Twist Pattern, 11mm Hex Shank, Quick Release | LEGEND | LEGEND POWER SYSTEMS | MSS-0078M | CURRENT | 1
14548 | BIT,AUGER | Impact, 22mm Dia, 457mm OAL, Steel, Ring Twist Pattern, 11mm Hex Shank, Quick Release | SPECFORC | SPECIALISED FORCE | STMSF 822 X 457 | CURRENT | 2
14548 | BIT,AUGER | Impact, 22mm Dia, 457mm OAL, Steel, Ring Twist Pattern, 11mm Hex Shank, Quick Release | LEGEND | LEGEND POWER SYSTEMS | MSS-0078 | CURRENT | 1
14550 | BIT,AUGER | Impact, 26mm Dia, 475mm OAL, Steel, Ring Twist Pattern, 11mm Hex Shank, Quick Release | SPECFORC | SPECIALISED FORCE | STMSF 826 X 457 | CURRENT | 2
14550 | BIT,AUGER | Impact, 26mm Dia, 475mm OAL, Steel, Ring Twist Pattern, 11mm Hex Shank, Quick Release | LEGEND | LEGEND POWER SYSTEMS | MSS-1126 | CURRENT | 1
14558 | BRACKET,INSULATOR | SUPPORT TYPE;STEEL;GALV;SUPPORT STYLE; PIN INSULATOR;210 MM X 210 MM LG;2 X 22 MM DIA HOLES;OUTDOOR CROSSARM MTG; PACK OF 1; | HAYMAN | HAYMANS INDUSTRIES PTY LTD | 14558 | CURRENT | 1
14558 | BRACKET,INSULATOR | SUPPORT TYPE;STEEL;GALV;SUPPORT STYLE; PIN INSULATOR;210 MM X 210 MM LG;2 X 22 MM DIA HOLES;OUTDOOR CROSSARM MTG; PACK OF 1; | MEFCO | MEFCO AUSTRALIA PTY LTD SUNSHINE VIC | 14558 | CURRENT | 2
14585 | SWITCH,LOAD BREAK | 36 KV;3 PHASE;400 AMP CONT CURRENT; 400 AMP BKG CAP;16.0 KA FOR 3 SEC; 21.5 KA MKG CAP;VACUUM INTERRUPT;AIR INSULATED HV OUTDOOR PORCELAIN BUSHINGS; | JOSLYN |  | VBM | STRATEGIC SPARE | 1
14596 | SWITCH,ROTARY | 120 V DC;100 AMP NOM;2 POLE,2 POSN;PANEL MTG,BLACK HANDLE TYPE G001;90 DEG SWITCHING;ESCUTCHEON PLATE-"MAIN SWITCH" ,"ON-OFF";SUPPLIED WITH ALLEN SCREWS FOR | KRAUSNMR | KRAUS & NAIMER (MANUFACTURER) | K&N C80-AUP 506 | PURCHASE AS REQUIRED | 1
14597 | SWITCH,ROTARY | 120 V DC;60 AMP NOM;2 POLE,2 POSN;PANEL MTG,BLACK HANDLE TYPE G001;90 DEG SWITCHHING;ESCUTCHEON PLATE-"ISOLATING SWITCH","ON-OFF"; | KRAUSNMR | KRAUS & NAIMER (MANUFACTURER) | C42-AUP507-600E-AUS0001 | PURCHASE AS REQUIRED | 1
14614 | FUSE ELEMENT,ELEC | 125 AMP;SUPER FAST;POWER FUSE FOR ZELLWEGER SFU-G3-60 RIPPLE CONTROL TRANSMITTER; | ENERMET | ENERMET | 155307000125 | MAINTENANCE STOCK | 1
14619 | METER,WATTHOUR | PRI REGN,KWH;MAIN CIRCUIT 240 V,50 HZ, 15-100 AMP,CONTROLLED CIRCUIT,240 V, 50 HZ,15-100 AMP,30 AMP LOAD CONTROL RELAY;2 SINGLE PHASE MEASURING ELEMENTS | NILSEN |  | EMS 2641-B60-22 | PURCHASE AS REQUIRED | 1
14630 | CAPACITOR,FIXED,ELECTROLYTIC. | 275 UF;900 V;DC CIRCUIT CAPACITOR FOR ZELLWEGER SFU-G3-60 RIPPLE CONTROL TRANSMITTER;PACK OF 4; | ZELLWEGR |  |  | STRATEGIC SPARE | 1
14631 | CAPACITOR,FIXED,ELECTROLYTIC. | 200 UF;900 V;DC CIRCUIT CAPACITOR FOR ZELLWEGER SFU-G3-30 RIPPLE CONTROL TRANSMITTER; | ZELLWEGR |  |  | STRATEGIC SPARE | 1
14639 | TRANSFORMER,CURRENT | INDOOR;FOR USE IN ZELLWEGER SFU-G RIPPLE CONTROL TRANSMITTER;SINGLE PHASE; | ZELLWEGR |  | TYPE 113 | MAINTENANCE STOCK | 1
14648 | HARNESS,CAP,SAFETY | WEDGE IN;POLYTHENE SUSPENSION;INCL 2 TERYLENE WOVEN STRAPS;W/ADDITIONAL TERYLENE WOVEN STRAP & FITTED W/TERRY COTTON SWEATBAND;SIZE RANGE 6-1/2 TO | MSA |  |  | PURCHASE AS REQUIRED | 1
14649 | CROSSARM,WOOD | HARDWOOD;3000 MM LG;100 MM X 100 MM;ELEC POWER DISTRIBUTION;LVPTU CONSTR; DRILLED;U/O ENERGEX CONSTRUCTION; BUNDLE OF 15; | DALEMYER | DALE MEYERS PTY LTD | HXD3100100FS300 | CURRENT | 1
14649 | CROSSARM,WOOD | HARDWOOD;3000 MM LG;100 MM X 100 MM;ELEC POWER DISTRIBUTION;LVPTU CONSTR; DRILLED;U/O ENERGEX CONSTRUCTION; BUNDLE OF 15; | COFFSHAR | COFFS HARBOUR TRADING | 14649 | CURRENT | 2
14649 | CROSSARM,WOOD | HARDWOOD;3000 MM LG;100 MM X 100 MM;ELEC POWER DISTRIBUTION;LVPTU CONSTR; DRILLED;U/O ENERGEX CONSTRUCTION; BUNDLE OF 15; | ENERGEX | ENERGEX |  | CURRENT | 1
14654 | LIPSTICK,ANTICHAP | Blistex Ultra, SPF 50+ Broad Spectrum Protection, Moisturises Dry Chapped Lips, Intensive Protection From Sun, Wind & Cold | ATOMSUPP | ATOM SUPPLY | 90060140 | CURRENT | 1
14654 | LIPSTICK,ANTICHAP | Blistex Ultra, SPF 50+ Broad Spectrum Protection, Moisturises Dry Chapped Lips, Intensive Protection From Sun, Wind & Cold | BLKWOODS | J BLACKWOOD & SON LTD | 05233151/NLA==100888 | CURRENT | 2
14660 | MOTOR,DIRECT CURRENT. | CIRCUIT BREAKER CLOSING SPRING CHARGING TYPE;110 V DC;TO SUIT MAGRINI GALILEO TYPE 36GIE25 CIRCUIT BREAKER; | MGRNIGAL |  |  | MAINTENANCE STOCK | 1
14661 | COIL,ELECTRICAL | CIRCUIT BREAKER CLOSING SPRING RELEASE COIL TYPE;110 V DC;TO SUIT MAGRINI GALILEO TYPE 36GIE25 CIRCUIT BREAKER; | MGRNIGAL |  |  | MAINTENANCE STOCK | 1
14662 | COIL,ELECTRICAL | CIRCUIT BREAKER TRIP COIL TYPE;110 V DC; TO SUIT MAGRINI GALILEO TYPE 36GIE25 CIRCUIT BREAKER; | MGRNIGAL |  |  | MAINTENANCE STOCK | 1
14663 | FUSE-SWITCH COMBINATION. | 12 KV;200 AMP CONT;SINGLE PHASE;20 KA INT CAP;LOAD BREAK SWITCH FOR POLE MTG CAPACITORS; | COOPELEC | COOPER ELECTRICAL AUSTRALIA PTY LTD | YS4B2P1A | CURRENT | 1
14663 | FUSE-SWITCH COMBINATION. | 12 KV;200 AMP CONT;SINGLE PHASE;20 KA INT CAP;LOAD BREAK SWITCH FOR POLE MTG CAPACITORS; | WESTHSE |  | LBU11 (7501225) | CURRENT | 2
14665 | POLISH,AUTOMOBILE | AUTO POLISH W/SILICONE;450 ML PLASTIC BOTTLE,CARTON OF 6; | CRC | CRC INDUSTRIES AUSTRALIA PTY LTD | CRC-9050 | CURRENT | 2
14665 | POLISH,AUTOMOBILE | AUTO POLISH W/SILICONE;450 ML PLASTIC BOTTLE,CARTON OF 6; | STATEWD | STATEWIDE FSTNERS & ENG SPLS PL | REPO 9025 | CURRENT | 2
14665 | POLISH,AUTOMOBILE | AUTO POLISH W/SILICONE;450 ML PLASTIC BOTTLE,CARTON OF 6; | SEPTONE |  | SAP500 | CURRENT | 2
14665 | POLISH,AUTOMOBILE | AUTO POLISH W/SILICONE;450 ML PLASTIC BOTTLE,CARTON OF 6; | CNWPL | CNW PL - SLACKS CREEK | 9050 | CURRENT | 1
14668 | BAG,PLASTIC | POLYETHYLENE,LOW DENSITY;TRANSPARENT; 40 U THK;200 MM LG,150 MM W;STORAGE OF SML ITEMS OF STOCK;MINI GRIP (SELF- SEALING);PACK OF 100,CARTON OF 1000,PACK | ATOMSUPP | ATOM SUPPLY | 33380024 | CURRENT | 1
14668 | BAG,PLASTIC | POLYETHYLENE,LOW DENSITY;TRANSPARENT; 40 U THK;200 MM LG,150 MM W;STORAGE OF SML ITEMS OF STOCK;MINI GRIP (SELF- SEALING);PACK OF 100,CARTON OF 1000,PACK | CORPEXPR | CORPORATE EXPRESS PO BOX 346 RICHLANDS | 87016373 | CURRENT | 2
14670 | CLAMP,ELEC PWR CABLE,SUPPORT | NEUTRAL CABLE CLEAT FOR CURRENT TRANSFORMER SUPPORT FRAME;HARDWOOD;TO SUIT CABLES 28 MM DIA;2 PARTS;ITEM 13 ASSY DRG 3297-A1 SH 2 & 3; | ENERGEX | ENERGEX |  | CURRENT | 1
14671 | CLAMP,ELEC PWR CABLE,SUPPORT | PHASE CABLE CLEAT FOR CURRENT TRANSFORMER SUPPORT FRAME;HARDWOOD;TO SUIT CABLES 28 MM DIA;3 PARTS;ITEM 12 ASSY DRG 3297-A2 SH 2 & 3; | ENERGEX | ENERGEX |  | CURRENT | 1
14673 | ADAPTOR PLATE | COPPER,HARD DRAWN;170 MM LG,100 MM W, 6 MM THK OR 101.6 MM W,6.3 MM THK;FOR CONNECTION OF CABLES TO TRANSFORMER LV TERMINALS;W/4 X 14 MM DIA HOLES;HCU TO | ENI | ENI INDUSTRIES PL | 84156 | CURRENT | 1
14677 | TERMINAL,LUG | DRILLED PALM,ALUMINIUM,CRIMP TYPE;FOR 95 SQ MM ALUMINIUM CONDUCTOR,CIRCULAR/ STRANDED;M12 STUD SIZE;13.0 MM ID BARREL ;FOR U/W 38-173 AL COMPRESSION DIE;REFER | TYCO | TYCO | H15135/1 | CURRENT | 2
14677 | TERMINAL,LUG | DRILLED PALM,ALUMINIUM,CRIMP TYPE;FOR 95 SQ MM ALUMINIUM CONDUCTOR,CIRCULAR/ STRANDED;M12 STUD SIZE;13.0 MM ID BARREL ;FOR U/W 38-173 AL COMPRESSION DIE;REFER | LEGEND | LEGEND POWER SYSTEMS | AL95-12 | CURRENT | 1
14677 | TERMINAL,LUG | DRILLED PALM,ALUMINIUM,CRIMP TYPE;FOR 95 SQ MM ALUMINIUM CONDUCTOR,CIRCULAR/ STRANDED;M12 STUD SIZE;13.0 MM ID BARREL ;FOR U/W 38-173 AL COMPRESSION DIE;REFER | CABLACES | CABLACES | AL95-12 | CURRENT | 2
14678 | SWITCH,ROTARY | 660 V AC;20 AMP NOM;4 POLE,DT;2 POSN; PANEL MTG,BLACK HANDLE TYPE G251;60 DEG SWITCHING;ESCUTCHEON PLATE-"CONTROL SELECTOR","LOCAL- NORMAL";BASED ON STD | KRAUSNMR | KRAUS & NAIMER (MANUFACTURER) | CA20B.AUP574.E.AUS0001 | CURRENT | 1
14678 | SWITCH,ROTARY | 660 V AC;20 AMP NOM;4 POLE,DT;2 POSN; PANEL MTG,BLACK HANDLE TYPE G251;60 DEG SWITCHING;ESCUTCHEON PLATE-"CONTROL SELECTOR","LOCAL- NORMAL";BASED ON STD | KRAUSNMR | KRAUS & NAIMER (MANUFACTURER) | CA20B AUP574 -604 E AUS0008 | CURRENT | 2
14679 | WRAPPING,STRETCH | COEXTRUDED SHEET;TRANSPARENT;19 UM THK; 500 MM W;300 M LG;HEAVY DUTY CAST FILM WRAP; FOR HAND WRAPPER; 6 ROLLS PER BOX,PACK WEIGHT 5 KG;FOR USE AS A | FROMM | FROMM PACKAGING AUSTRALIA PL | HYBRID.HD | CURRENT | 1
14679 | WRAPPING,STRETCH | COEXTRUDED SHEET;TRANSPARENT;19 UM THK; 500 MM W;300 M LG;HEAVY DUTY CAST FILM WRAP; FOR HAND WRAPPER; 6 ROLLS PER BOX,PACK WEIGHT 5 KG;FOR USE AS A | PROMARK | PROMARK PACKAGING PTY LTD GEEBUNG | SD1010 - STRETCH FILM | CURRENT | 2
14680 | COATING COMPOUND,NONSLIP | 2154 Grey, Water Based, 20L Drum, for use on Pole Platforms | MMELEC | MM ELECTRICAL MERCHANDISING | K10 PLUS GREY 20LTR (619366) | CURRENT | 1
14680 | COATING COMPOUND,NONSLIP | 2154 Grey, Water Based, 20L Drum, for use on Pole Platforms | REDIC |  | DURAFLEX 20 L | CURRENT | 2
14682 | SCREW,TAPPING,THREAD CUTTING | 18 THDS PER INCH;SELF DRILLING POINT, TYPE TEKS;STEEL;ZINC PLATED,GOLD PASSIVATED;PAN HD,PHILLIPS NO. 2 DRIVE; NO 8-18;12 MM LG;BOX OF 100,SUPPLIED IN | HOBSON | HOBSON ENGINEERING CO PTY LTD 393904 | FST9PMYPP0818012 | CURRENT | 1
14682 | SCREW,TAPPING,THREAD CUTTING | 18 THDS PER INCH;SELF DRILLING POINT, TYPE TEKS;STEEL;ZINC PLATED,GOLD PASSIVATED;PAN HD,PHILLIPS NO. 2 DRIVE; NO 8-18;12 MM LG;BOX OF 100,SUPPLIED IN | SUMMIT | SUMMIT GROUP | 3DPUY08012 | CURRENT | 2
14682 | SCREW,TAPPING,THREAD CUTTING | 18 THDS PER INCH;SELF DRILLING POINT, TYPE TEKS;STEEL;ZINC PLATED,GOLD PASSIVATED;PAN HD,PHILLIPS NO. 2 DRIVE; NO 8-18;12 MM LG;BOX OF 100,SUPPLIED IN | STATEWD | STATEWIDE FSTNERS & ENG SPLS PL | SDPZ81812 | CURRENT | 2
14683 | CABLE,CONTROL,ELECTRICAL | UNDERGROUND;25 PAIR;1/0.9 MM DIA COPPER; POLYETHELENE INSULATED,UNIT TWIN CONSTRUCTION,JELLY FILLED,CORE WRAPPED, POLYETHELENE CORE SCREENED,COPPER WIRE | LSCABLE | LS CABLE & SYSTEM PL - 310041 | LS14683 | MAINTENANCE STOCK | 1
14684 | CABLE,CONTROL,ELECTRICAL | UNDERGROUND;50 PAIR;1/0.9 MM DIA COPPER; POLYETHELENE INSULATED,UNIT TWIN CONSTRUCTION,JELLY FILLED,CORE WRAPPED, POLYETHELENE CORE SCREENED,COPPER WIRE | LSCABLE | LS CABLE & SYSTEM PL - 310041 | LS14684 | STRATEGIC SPARE | 1
14693 | CLAMP,ELECTRICAL | Parallel Groove, 35-120mm2 Al/Steel Main & 10-50mm2 Cu Tap, 1 Bolt, NT, Transverse Grooved (scm) | PENTA | PENTA AUST (TMAC THEW & MCCANN/HYLEC) | PA12118 | CURRENT | 1
14693 | CLAMP,ELECTRICAL | Parallel Groove, 35-120mm2 Al/Steel Main & 10-50mm2 Cu Tap, 1 Bolt, NT, Transverse Grooved (scm) | THEWMCAN | TMAC THEW & MCCANN GROUP | TM12118 | CURRENT | 2
14698 | WHEEL,ABRASIVE | STRAIGHT;302 MM DIA;4 MM THK;20 MM BORE;METAL CUTTING;FOR STIHL MACHINE; PACK OF 20; | CNWPL | CNW PL - SLACKS CREEK | STF2030220 | PHASING | 1
14698 | WHEEL,ABRASIVE | STRAIGHT;302 MM DIA;4 MM THK;20 MM BORE;METAL CUTTING;FOR STIHL MACHINE; PACK OF 20; | FLEXOVIT |  | F2030220 | PHASING | 2
14701 | SPLICE,CONDUCTOR | DOUBLE SCREW INSULATED CLAMP TYPE; BRASS IN PLASTIC SHROUD;16 SQ MM BY 2; PACK OF 10; | CNWPL | CNW PL - SLACKS CREEK | CLI563K16 | CURRENT | 1
14701 | SPLICE,CONDUCTOR | DOUBLE SCREW INSULATED CLAMP TYPE; BRASS IN PLASTIC SHROUD;16 SQ MM BY 2; PACK OF 10; | CLIPSAL | GERARD INDUSTRIES QLD DIVSN P/L | 563K16 | CURRENT | 5
14701 | SPLICE,CONDUCTOR | DOUBLE SCREW INSULATED CLAMP TYPE; BRASS IN PLASTIC SHROUD;16 SQ MM BY 2; PACK OF 10; | CLIPSAL | GERARD INDUSTRIES QLD DIVSN P/L | CLI563K16 | CURRENT | 5
14735 | FERRULE,ELECTRICAL CONDUCTOR | CRIMP TYPE;COPPER;16 SQ MM;7/1.70 MM; CENTRE DIMPLE;PACK OF 25;FOR REPAIRS UG STREET LIGHT CABLE;REFER SC17499 FOR DIE;PACK WEIGHT 0.25 KG; | TYCO | TYCO | CK16/50 (H1455/50 | CURRENT | 1
14735 | FERRULE,ELECTRICAL CONDUCTOR | CRIMP TYPE;COPPER;16 SQ MM;7/1.70 MM; CENTRE DIMPLE;PACK OF 25;FOR REPAIRS UG STREET LIGHT CABLE;REFER SC17499 FOR DIE;PACK WEIGHT 0.25 KG; | PLP AUST | PREFORMED LINE PRODUCTS (AUST) | EPCJ-16-6.3AF | CURRENT | 2
14738 | TAPE,PRESSURE SENSITIVE ADHESIVE | DOUBLE COATED ACRYLIC FOAM;WHITE;12 MM W ,50 M LG,1.2 MM NOM THK;CARTON OF10; | TESA |  | 4952 | CURRENT | 2
14738 | TAPE,PRESSURE SENSITIVE ADHESIVE | DOUBLE COATED ACRYLIC FOAM;WHITE;12 MM W ,50 M LG,1.2 MM NOM THK;CARTON OF10; | CORPEXPR | CORPORATE EXPRESS PO BOX 346 RICHLANDS | 87141302 | CURRENT | 1
14754 | DEODORANT,GENERAL PURPOSE | Liquid;Clean Linen Fragrance;Air Freshner;400 G Pressure Pack,12 Per Carton,Pack Weight 5 KG; | ATOMSUPP | ATOM SUPPLY | 689432 | CURRENT | 2
14754 | DEODORANT,GENERAL PURPOSE | Liquid;Clean Linen Fragrance;Air Freshner;400 G Pressure Pack,12 Per Carton,Pack Weight 5 KG; | ATOMSUPP | ATOM SUPPLY | 299019 | CURRENT | 1
14754 | DEODORANT,GENERAL PURPOSE | Liquid;Clean Linen Fragrance;Air Freshner;400 G Pressure Pack,12 Per Carton,Pack Weight 5 KG; | HANLEY | HANLEY INDUSTRIAL ENTERPRISES 459057 | DA689471PK | CURRENT | 2
14754 | DEODORANT,GENERAL PURPOSE | Liquid;Clean Linen Fragrance;Air Freshner;400 G Pressure Pack,12 Per Carton,Pack Weight 5 KG; | BLKWOODS | J BLACKWOOD & SON LTD | 04479802/739206 | CURRENT | 2
14754 | DEODORANT,GENERAL PURPOSE | Liquid;Clean Linen Fragrance;Air Freshner;400 G Pressure Pack,12 Per Carton,Pack Weight 5 KG; | JOHNSNSC | SC JOHNSON PROFESSIONAL | SJ739207PK | CURRENT | 2
14756 | INSULATOR,STANDOFF | LINE POST;PORCELAIN,TRUNNION TOP;11 KV NOM V;12 KN MIN-CANTILEVER;SOLID CORE; 350 MM H NOM;HORIZONTAL;C/W M20 X 70 MM STUD,SPRING WASHER;ROUND WASHER & NUT; | BRITECH | BRI-TECH PTY LTD | PPI11-450HCT-EX | CURRENT | 1
14756 | INSULATOR,STANDOFF | LINE POST;PORCELAIN,TRUNNION TOP;11 KV NOM V;12 KN MIN-CANTILEVER;SOLID CORE; 350 MM H NOM;HORIZONTAL;C/W M20 X 70 MM STUD,SPRING WASHER;ROUND WASHER & NUT; | GRAPHSOL | GRAPH SOLUTIONS PTY LTD | R12EH150N/28601AT | CURRENT | 1
14757 | INSULATOR,STANDOFF | 11kV Tie Top, Porcelain 286mm H, 18 kN Min. Cantilever, c/w M20 x 85mm Stud, Spring Washer & Nut (scm) | PENTA | PENTA AUST (TMAC THEW & MCCANN/HYLEC) | PA00723 | CURRENT | 1
14757 | INSULATOR,STANDOFF | 11kV Tie Top, Porcelain 286mm H, 18 kN Min. Cantilever, c/w M20 x 85mm Stud, Spring Washer & Nut (scm) | TYCO | TYCO | H11388 | CURRENT | 2
14757 | INSULATOR,STANDOFF | 11kV Tie Top, Porcelain 286mm H, 18 kN Min. Cantilever, c/w M20 x 85mm Stud, Spring Washer & Nut (scm) | BRITECH | BRI-TECH PTY LTD | H11388 | CURRENT | 2
14757 | INSULATOR,STANDOFF | 11kV Tie Top, Porcelain 286mm H, 18 kN Min. Cantilever, c/w M20 x 85mm Stud, Spring Washer & Nut (scm) | THEWMCAN | TMAC THEW & MCCANN GROUP | TM00723 | CURRENT | 2
14757 | INSULATOR,STANDOFF | 11kV Tie Top, Porcelain 286mm H, 18 kN Min. Cantilever, c/w M20 x 85mm Stud, Spring Washer & Nut (scm) | DULHUNTY | DULHUNTY INDUSTRIES PTY LTD | R18ET150N-285 | CURRENT | 5
14761 | CROSSARM,WOOD | HARDWOOD;2700 MM LG;100 MM X 100 MM;ELEC POWER DISTRIBUTION;11 ABSM CONSTR; DRILLED;U/O ENERGEX CONSTRUCTIONS; BUNDLE OF 15; | DRILL | CROSSARM DRILL PATTERNS | 224 | PHASING | 2
14761 | CROSSARM,WOOD | HARDWOOD;2700 MM LG;100 MM X 100 MM;ELEC POWER DISTRIBUTION;11 ABSM CONSTR; DRILLED;U/O ENERGEX CONSTRUCTIONS; BUNDLE OF 15; | COFFSHAR | COFFS HARBOUR TRADING | 14761 | PHASING | 1
14769 | POLE,PUBLIC LIGHTING,METAL | Estate Minor Road, 3.5m, Base Plate Mounted, 350 PCD Bolt Spacing, Black, EQTS 05-02-01, Dwg 05-02-12 (scm) | IUPOLE | INTERNATIONAL UTILITY POLES PTY LTD | EX-14769 | CURRENT | 2
14769 | POLE,PUBLIC LIGHTING,METAL | Estate Minor Road, 3.5m, Base Plate Mounted, 350 PCD Bolt Spacing, Black, EQTS 05-02-01, Dwg 05-02-12 (scm) | INGALEPS | INGAL EPS (CONTRACTOR) | GEX14769 | CURRENT | 1
14769 | POLE,PUBLIC LIGHTING,METAL | Estate Minor Road, 3.5m, Base Plate Mounted, 350 PCD Bolt Spacing, Black, EQTS 05-02-01, Dwg 05-02-12 (scm) | GM POLES | GM POLES PTY LTD | EST-03.5-BL | CURRENT | 2
14770 | POLE,PUBLIC LIGHTING,METAL | Estate Minor Road, 4.5m, Base Plate Mounted, 350 PCD Bolt Spacing, Black, EQTS 05-02-01, Dwg 05-02-12 (scm) | IUPOLE | INTERNATIONAL UTILITY POLES PTY LTD | EX-14770 | CURRENT | 2
14770 | POLE,PUBLIC LIGHTING,METAL | Estate Minor Road, 4.5m, Base Plate Mounted, 350 PCD Bolt Spacing, Black, EQTS 05-02-01, Dwg 05-02-12 (scm) | INGALEPS | INGAL EPS (CONTRACTOR) | GEX14770 | CURRENT | 1
14770 | POLE,PUBLIC LIGHTING,METAL | Estate Minor Road, 4.5m, Base Plate Mounted, 350 PCD Bolt Spacing, Black, EQTS 05-02-01, Dwg 05-02-12 (scm) | GM POLES | GM POLES PTY LTD | EST-04.5-BL | CURRENT | 2
14773 | ADAPTOR | Estate, Minor Road, 300mm Lg, 60.3mm OD, 80 x 76mm OD Spigot, Black c/w 4 x M8x10mm Lg Allen Head S/Steel Grub Screws, EQTS 05-02-01, Dwg 05-02-14(scm) | INGALEPS | INGAL EPS (CONTRACTOR) | GEX14379 | CURRENT | 1
14773 | ADAPTOR | Estate, Minor Road, 300mm Lg, 60.3mm OD, 80 x 76mm OD Spigot, Black c/w 4 x M8x10mm Lg Allen Head S/Steel Grub Screws, EQTS 05-02-01, Dwg 05-02-14(scm) | GPA | GALVANISED POLES AUSTRALIA | GPAN/A / 14773 | CURRENT | 2
14773 | ADAPTOR | Estate, Minor Road, 300mm Lg, 60.3mm OD, 80 x 76mm OD Spigot, Black c/w 4 x M8x10mm Lg Allen Head S/Steel Grub Screws, EQTS 05-02-01, Dwg 05-02-14(scm) | IUPOLE | INTERNATIONAL UTILITY POLES PTY LTD | EX-14773 | CURRENT | 2
14773 | ADAPTOR | Estate, Minor Road, 300mm Lg, 60.3mm OD, 80 x 76mm OD Spigot, Black c/w 4 x M8x10mm Lg Allen Head S/Steel Grub Screws, EQTS 05-02-01, Dwg 05-02-14(scm) | GM POLES | GM POLES PTY LTD | EGX-PA-PC | CURRENT | 2
14776 | BOX,STREET LIGHT,JOINT USE | CAST ALUMINIUM;320 MM NOM H,200 MM NOM W ,160 MM NOM D;HOUSING 16A 6 KA MCB, CONTACTOR,MOUNTING RAIL,TERMINAL BLOCKS & PE CELL BASE; | CABLACES | CABLACES | BOX,STREET LIGHT | CURRENT | 1
14779 | FRAME,MOUNTING | LV SWITCHBOARDS,BROWN BOVERI & STROMBERG ;UNIVERSAL TYPE FREE STANDING KIT FOR FRAME;STEEL;GALV;1 X 1200 MM LG,1 X 900 MM LG;C/W FITTINGS,NUTS & BOLTS;ITEM 38 | EZYSTRUT | EZYSTRUT CABLE & PIPE SUPPORTS | E14779 | PHASING | 1
14787 | LUBRICATING OIL,GENERAL PURPOSE | LT Gde, 4L Plastic Bottle, 4 per Pack, for Chainsaws fitted w/Automatic Oilers | CALTEX | CALTEX | 1367244 | CURRENT | 2
14787 | LUBRICATING OIL,GENERAL PURPOSE | LT Gde, 4L Plastic Bottle, 4 per Pack, for Chainsaws fitted w/Automatic Oilers | AMPOL | AMPOL AUSTRALIA | 5132-244 | CURRENT | 1
14799 | SHACKLE | TWISTED,BOW;70 KN;STEEL;GALV;C/W CLEVIS PIN & HUMPBACK SPLIT PIN;BAGS OF 30,PACK WEIGHT 15.0 KG;REFER OCM 3/102; | DULHUNTY | DULHUNTY INDUSTRIES PTY LTD | AST-70 | CURRENT | 1
14800 | BUSHING,ELECTRICAL EQUIPMENT | BUSHING 11KV; CIRCUIT BREAKER; BUSHING TO SUIT, HITACHI AHI-VAC CIRCUIT BREAKER; 12KV; 50HZ; 800 AMP; INDOOR; EPOXY RESIN; COPPER BAR;25KA | HITACHI | HITACHI ENERGY AUSTRALIA LTD |  | MAINTENANCE STOCK | 1
14801 | BUSHING,ELECTRICAL EQUIPMENT | CIRCUIT BREAKER;12 KV,50 HZ;800 AMP; INDOOR;EPOXY RESIN WITH COPPER BAR; 25 KA FOR 3 SECS SH TIME W/STAND CURR, SINGLE PHASE,SHORT SPOUT BUSHING FOR | HITACHI | HITACHI ENERGY AUSTRALIA LTD |  | CURRENT | 1
14804 | NUMERAL,SIGN | NUMBER 0;BLACK 3M SCOTCHCAL 220 SERIES PREMIUM CAST VINYL OR EQUIV;COVERED WITH CLEAR APPLICATION TAPE;50 MM H; STICK ON;AS1744 SERIES C;ON APPLICATION | IDENMARK | IDENTIMARK SOLUTIONS - 310679 | 14804 | CURRENT | 1
14804 | NUMERAL,SIGN | NUMBER 0;BLACK 3M SCOTCHCAL 220 SERIES PREMIUM CAST VINYL OR EQUIV;COVERED WITH CLEAR APPLICATION TAPE;50 MM H; STICK ON;AS1744 SERIES C;ON APPLICATION | CUTLER | CUTLER BRANDS PTY LTD | ENERGE-14804 | CURRENT | 2
14805 | NUMERAL,SIGN | NUMBER 1;BLACK 3M SCOTCHCAL 220 SERIES PREMIUM CAST VINYL OR EQUIV;COVERED WITH CLEAR APPLICATION TAPE;50 MM H; STICK ON;AS1744 SERIES C;ON APPLICATION | IDENMARK | IDENTIMARK SOLUTIONS - 310679 | 14805 | CURRENT | 1
14805 | NUMERAL,SIGN | NUMBER 1;BLACK 3M SCOTCHCAL 220 SERIES PREMIUM CAST VINYL OR EQUIV;COVERED WITH CLEAR APPLICATION TAPE;50 MM H; STICK ON;AS1744 SERIES C;ON APPLICATION | CUTLER | CUTLER BRANDS PTY LTD | ENERGE-14805 | CURRENT | 2
14806 | NUMERAL,SIGN | NUMBER 2;BLACK 3M SCOTCHCAL 220 SERIES PREMIUM CAST VINYL OR EQUIV;COVERED WITH CLEAR APPLICATION TAPE;50 MM H; STICK ON;AS1744 SERIES C;ON APPLICATION | IDENMARK | IDENTIMARK SOLUTIONS - 310679 | 14806 | CURRENT | 1
14806 | NUMERAL,SIGN | NUMBER 2;BLACK 3M SCOTCHCAL 220 SERIES PREMIUM CAST VINYL OR EQUIV;COVERED WITH CLEAR APPLICATION TAPE;50 MM H; STICK ON;AS1744 SERIES C;ON APPLICATION | CUTLER | CUTLER BRANDS PTY LTD | ENERGE-14806 | CURRENT | 2
14807 | NUMERAL,SIGN | NUMBER 3;BLACK 3M SCOTCHCAL 220 SERIES PREMIUM CAST VINYL OR EQUIV;COVERED WITH CLEAR APPLICATION TAPE;50 MM H; STICK ON;AS1744 SERIES C;ON APPLICATION | IDENMARK | IDENTIMARK SOLUTIONS - 310679 | 14807 | CURRENT | 1
14807 | NUMERAL,SIGN | NUMBER 3;BLACK 3M SCOTCHCAL 220 SERIES PREMIUM CAST VINYL OR EQUIV;COVERED WITH CLEAR APPLICATION TAPE;50 MM H; STICK ON;AS1744 SERIES C;ON APPLICATION | CUTLER | CUTLER BRANDS PTY LTD | ENERGE-14807 | CURRENT | 2
14808 | NUMERAL,SIGN | NUMBER 4;BLACK 3M SCOTCHCAL 220 SERIES PREMIUM CAST VINYL OR EQUIV;COVERED WITH CLEAR APPLICATION TAPE;50 MM H; STICK ON;AS1744 SERIES C;ON APPLICATION | IDENMARK | IDENTIMARK SOLUTIONS - 310679 | 14808 | CURRENT | 1
14808 | NUMERAL,SIGN | NUMBER 4;BLACK 3M SCOTCHCAL 220 SERIES PREMIUM CAST VINYL OR EQUIV;COVERED WITH CLEAR APPLICATION TAPE;50 MM H; STICK ON;AS1744 SERIES C;ON APPLICATION | CUTLER | CUTLER BRANDS PTY LTD | ENERGE-14808 | CURRENT | 2
14809 | NUMERAL,SIGN | NUMBER 5;BLACK 3M SCOTCHCAL 220 SERIES PREMIUM CAST VINYL OR EQUIV;COVERED WITH CLEAR APPLICATION TAPE;50 MM H; STICK ON;AS1744 SERIES C;ON APPLICATION | IDENMARK | IDENTIMARK SOLUTIONS - 310679 | 14809 | CURRENT | 1
14809 | NUMERAL,SIGN | NUMBER 5;BLACK 3M SCOTCHCAL 220 SERIES PREMIUM CAST VINYL OR EQUIV;COVERED WITH CLEAR APPLICATION TAPE;50 MM H; STICK ON;AS1744 SERIES C;ON APPLICATION | CUTLER | CUTLER BRANDS PTY LTD | ENERGE-14809 | CURRENT | 2
14810 | NUMERAL,SIGN | NUMBER 6 OR 9;BLACK 3M SCOTCHCAL 220 SERIES PREMIUM CAST VINYL OR EQUIV; COVERED WITH CLEAR APPLICATION TAPE; 50 MM H;STICK ON;AS1744 SERIES C;ON | IDENMARK | IDENTIMARK SOLUTIONS - 310679 | 14810 | CURRENT | 1
14810 | NUMERAL,SIGN | NUMBER 6 OR 9;BLACK 3M SCOTCHCAL 220 SERIES PREMIUM CAST VINYL OR EQUIV; COVERED WITH CLEAR APPLICATION TAPE; 50 MM H;STICK ON;AS1744 SERIES C;ON | CUTLER | CUTLER BRANDS PTY LTD | ENERGE-14810 | CURRENT | 2
14811 | NUMERAL,SIGN | NUMBER 7;BLACK 3M SCOTCHCAL 220 SERIES PREMIUM CAST VINYL OR EQUIV;COVERED WITH CLEAR APPLICATION TAPE;50 MM H; STICK ON;AS1744 SERIES C;ON APPLICATION | IDENMARK | IDENTIMARK SOLUTIONS - 310679 | 14811 | CURRENT | 1
14811 | NUMERAL,SIGN | NUMBER 7;BLACK 3M SCOTCHCAL 220 SERIES PREMIUM CAST VINYL OR EQUIV;COVERED WITH CLEAR APPLICATION TAPE;50 MM H; STICK ON;AS1744 SERIES C;ON APPLICATION | CUTLER | CUTLER BRANDS PTY LTD | ENERGE-14811 | CURRENT | 2
14812 | NUMERAL,SIGN | NUMBER 8;BLACK 3M SCOTCHCAL 220 SERIES PREMIUM CAST VINYL OR EQUIV;COVERED WITH CLEAR APPLICATION TAPE;50 MM H; STICK ON;AS1744 SERIES C;ON APPLICATION | IDENMARK | IDENTIMARK SOLUTIONS - 310679 | 14812 | CURRENT | 1
14812 | NUMERAL,SIGN | NUMBER 8;BLACK 3M SCOTCHCAL 220 SERIES PREMIUM CAST VINYL OR EQUIV;COVERED WITH CLEAR APPLICATION TAPE;50 MM H; STICK ON;AS1744 SERIES C;ON APPLICATION | CUTLER | CUTLER BRANDS PTY LTD | ENERGE-14812 | CURRENT | 2
14813 | NUMERAL,SIGN | NUMBER 9;BLACK 3M SCOTCHCAL 220 SERIES PREMIUM CAST VINYL OR EQUIV;COVERED WITH CLEAR APPLICATION TAPE;50 MM H; STICK ON;AS1744 SERIES C;ON APPLICATION | IDENMARK | IDENTIMARK SOLUTIONS - 310679 | 14813 | CURRENT | 1
14813 | NUMERAL,SIGN | NUMBER 9;BLACK 3M SCOTCHCAL 220 SERIES PREMIUM CAST VINYL OR EQUIV;COVERED WITH CLEAR APPLICATION TAPE;50 MM H; STICK ON;AS1744 SERIES C;ON APPLICATION | CUTLER | CUTLER BRANDS PTY LTD | ENERGE-14813 | CURRENT | 2
14813 | NUMERAL,SIGN | NUMBER 9;BLACK 3M SCOTCHCAL 220 SERIES PREMIUM CAST VINYL OR EQUIV;COVERED WITH CLEAR APPLICATION TAPE;50 MM H; STICK ON;AS1744 SERIES C;ON APPLICATION | BURNELL | RON BURNELL & CO |  | CURRENT | 2
14814 | LETTER,SIGN | LETTER L;WHITE REFLECTIVE 3M SCOTCHCAL 280-10L SERIES PREMIUM CAST VINYL OR EQUIV;COVERED WITH CLEAR APPLICATION TAPE;50 MM H;STICK ON;AS1744 SERIES C; | IDENMARK | IDENTIMARK SOLUTIONS - 310679 | 14814 | PURCHASE AS REQUIRED | 1
14814 | LETTER,SIGN | LETTER L;WHITE REFLECTIVE 3M SCOTCHCAL 280-10L SERIES PREMIUM CAST VINYL OR EQUIV;COVERED WITH CLEAR APPLICATION TAPE;50 MM H;STICK ON;AS1744 SERIES C; | CUTLER | CUTLER BRANDS PTY LTD | ENERGE-14814 | PURCHASE AS REQUIRED | 2
14815 | LABEL | PAPER,RED GLOSS;LEGEND-SL 32 A;BLACK 7 MM H PRINTING;PRESSURE SENSITIVE PERMANENT ADHESIVE;33 MM LG,13 MM W; 100 LABEL PAIRS PER ROLL;FOR UDE ON URD | CUTLER | CUTLER BRANDS PTY LTD | ENERGE-14815 | CURRENT | 1
14816 | LABEL | 'L 80 A' & 'R 80 A', Paper, Pressure Sensitive Permanent Adhesive, 33 x 13mm, 7mm Black Text on White Gloss B/Ground, for URD Fuseholders, 100 pairs per Roll | CUTLER | CUTLER BRANDS PTY LTD | ENERGE-14816 | CURRENT | 1
14817 | LABEL | PAPER,VIOLET GLOSS;FIRST LEGEND-L 100 A, SECOND LEGEND-R 100 A;BLACK 7 MM H PRINTING;PRESSURE SENSITIVE PERMANENT ADHESIVE;33 MM LG,13 MM W;100 LABEL | CUTLER | CUTLER BRANDS PTY LTD | ENERGE-14817 | CURRENT | 1
14818 | LABEL | PAPER,WHITE VIOLET,GLOSS;FIRST LEGEND-LR 80 A,SECOND LEGEND-LR 100 A;BLACK 7 MM H PRINTING;PRESSURE SENSITIVE PERMANENT ADHESIVE;33 MM LG,13 MM W;100 LABEL | CUTLER | CUTLER BRANDS PTY LTD | ENERGE-14818 | CURRENT | 1
14821 | BIT,AUGER | Impact, 8mm Dia, 205mm OAL, Steel, Ring Twist Pattern, 11mm Hex Shank, Quick Release | LEGEND | LEGEND POWER SYSTEMS | MSS-0516S | CURRENT | 1
14821 | BIT,AUGER | Impact, 8mm Dia, 205mm OAL, Steel, Ring Twist Pattern, 11mm Hex Shank, Quick Release | SPECFORC | SPECIALISED FORCE | STMS808X200 | CURRENT | 2
14829 | TRANSFORMER,CURRENT | PROTECTION,POST TYPE;O/D;FEEDER PROTECTION;36 KV;3 CORES,1 & 2 800/600/ 400/5 AMP,CORE 3,1600/1200/5 AMP; | ABB | ABB FAN PTY LTD | GIF 36-58 5 AMP | PHASING | 1
14832 | CAPACITOR UNIT. | 6.35 KV;200 KVAR;50 HZ;NON PCB IMPREGNANT;POLYPROPYLENE FILM DIELECTRIC;2 BUSHINGS PER UNIT;AS1013; TO SUIT CAPACITOR BANKS PURCHASED ON | GE(USA) | GENERAL ELECTRIC (USA) |  | PURCHASE AS REQUIRED | 1
14834 | GREASE,GENERAL PURPOSE | Lithium Base, 2.5kg Can, for Electrical Joints, Conductive, suit Al to Al, Cu to Cu, Bimetal to Al (scm) | PLP AUST | PREFORMED LINE PRODUCTS (AUST) | D-ALV300-2.5KG | CURRENT | 1
14835 | GREASE,GENERAL PURPOSE | Grease Base, Connector Protection, Al Conductor Contact Paste, 225g Tube, High Temp, for Bolted Overhead Line Connectors, suit Al to Al & Al to Cu | PENTA | PENTA AUST (TMAC THEW & MCCANN/HYLEC) | PA10966 | CURRENT | 1
14835 | GREASE,GENERAL PURPOSE | Grease Base, Connector Protection, Al Conductor Contact Paste, 225g Tube, High Temp, for Bolted Overhead Line Connectors, suit Al to Al & Al to Cu | THEWMCAN | TMAC THEW & MCCANN GROUP | TM10966 | CURRENT | 2
14835 | GREASE,GENERAL PURPOSE | Grease Base, Connector Protection, Al Conductor Contact Paste, 225g Tube, High Temp, for Bolted Overhead Line Connectors, suit Al to Al & Al to Cu | THEWMCAN | TMAC THEW & MCCANN GROUP | 14835 | CURRENT | 2
14837 | BOX,TOTE | Lamson Bin, Size 2, 500mm Lg, 310mm W, 200mm H, Polypropylene, Stackable, Open End w/o Lid | ATOMSUPP | ATOM SUPPLY | 91378005 | CURRENT | 1
14837 | BOX,TOTE | Lamson Bin, Size 2, 500mm Lg, 310mm W, 200mm H, Polypropylene, Stackable, Open End w/o Lid | LAMSON |  | SIZE 2 (ONLY) | CURRENT | 2
14840 | BOX,TOTE | Lamson Bin, Size 3ZD, 350mm Lg, 465mm W, 150mm H, Polypropylene, Stackable, Open End w/o Lid | ATOMSUPP | ATOM SUPPLY | 91378004 | CURRENT | 1
14840 | BOX,TOTE | Lamson Bin, Size 3ZD, 350mm Lg, 465mm W, 150mm H, Polypropylene, Stackable, Open End w/o Lid | LAMSON |  | SIZE 3ZD (ONLY) | CURRENT | 2
14841 | BOX,TOTE | Lamson Bin, Size 3Z, 350mm Lg, 210mm W, 150mm H, Polypropylene, Stackable, Open End w/o Lid | ATOMSUPP | ATOM SUPPLY | 91378003 | CURRENT | 1
14841 | BOX,TOTE | Lamson Bin, Size 3Z, 350mm Lg, 210mm W, 150mm H, Polypropylene, Stackable, Open End w/o Lid | LAMSON |  | SIZE 3Z (ONLY) | CURRENT | 2
14842 | BOX,TOTE | Lamson Bin, Size 4, 230mm Lg, 150mm W, 125mm H, Polypropylene, Stackable, Open End w/o Lid | ATOMSUPP | ATOM SUPPLY | 91378002 | CURRENT | 1
14842 | BOX,TOTE | Lamson Bin, Size 4, 230mm Lg, 150mm W, 125mm H, Polypropylene, Stackable, Open End w/o Lid | LAMSON |  | MAH008 | CURRENT | 2
14843 | BOX,TOTE | Lamson Bin, Size 5, 165mm Lg, 100mm W, 80mm H, Polypropylene, Stackable, Open End w/o Lid | ATOMSUPP | ATOM SUPPLY | 91378001 | CURRENT | 1
14843 | BOX,TOTE | Lamson Bin, Size 5, 165mm Lg, 100mm W, 80mm H, Polypropylene, Stackable, Open End w/o Lid | LAMSON |  | SIZE 5 (ONLY) | CURRENT | 2
14844 | BOX,TOTE | Lamson Bin, Size 6, 95mm Lg, 100mm W, 55mm H, Polypropylene, Stackable, Open End w/o Lid | ATOMSUPP | ATOM SUPPLY | 91378000 | CURRENT | 1
14844 | BOX,TOTE | Lamson Bin, Size 6, 95mm Lg, 100mm W, 55mm H, Polypropylene, Stackable, Open End w/o Lid | LAMSON |  | SIZE 6 (ONLY) | CURRENT | 2
14845 | BOX,TOTE | Lamson Bin, Size 10, 645mm Lg, 413mm W, 276mm H, Polypropylene, Stackable, Open End w/o Lid | SIGNET | SIGNET PTY LTD | MAH009 | CURRENT | 2
14845 | BOX,TOTE | Lamson Bin, Size 10, 645mm Lg, 413mm W, 276mm H, Polypropylene, Stackable, Open End w/o Lid | PROMARK | PROMARK PACKAGING PTY LTD GEEBUNG | MAH009 | CURRENT | 2
14845 | BOX,TOTE | Lamson Bin, Size 10, 645mm Lg, 413mm W, 276mm H, Polypropylene, Stackable, Open End w/o Lid | ATOMSUPP | ATOM SUPPLY | 91368003 | CURRENT | 1
14845 | BOX,TOTE | Lamson Bin, Size 10, 645mm Lg, 413mm W, 276mm H, Polypropylene, Stackable, Open End w/o Lid | LAMSON |  | SIZE 10 CRATE | CURRENT | 2
14848 | PIPE,METALLIC | LEAD;127 MM NB;3.2 MM WALL THK;1830 MM LG;14.7 KG/M;0.06% COPPERISED SOFT LEAD; AS1812;PACK OF 10,PACK WEIGHT 269 KG; | CONALLOY |  | 127 MM NB 3.2 MM THK | CURRENT | 1
14849 | PIPE,METALLIC | LEAD;102 MM NB;3.2 MM WALL THK;1830 MM LG;11.8 KG/M;0.06% COPPERISED SOFT LEAD; AS1812;PACK OF10,PACK WEIGHT 216 KG; | CONALLOY |  | 102 MM NB 3.2 MM THK | CURRENT | 1
14850 | FLINT TIP,FRICTION IGNITER | STUD TYPE;PACK OF 10;DOES NOT SUIT COMWELD XL1 TYPE IGNITOR; | CNWPL | CNW PL - SLACKS CREEK | C308790 | CURRENT | 1
14850 | FLINT TIP,FRICTION IGNITER | STUD TYPE;PACK OF 10;DOES NOT SUIT COMWELD XL1 TYPE IGNITOR; | BOC | BOC GASES | C308790 | CURRENT | 5
14856 | CIRCUIT BREAKER | OUTDOOR;SF6;MAGRINI GALILEO;36 KV; 3 PHASE;1600 AMP;25 KA BKG CAP;110 V DC MOTOR CHRG SPRING;110 V DC TRIPPING; | MGRNIGAL |  | 36GIE25 | STRATEGIC SPARE | 1
14856 | CIRCUIT BREAKER | OUTDOOR;SF6;MAGRINI GALILEO;36 KV; 3 PHASE;1600 AMP;25 KA BKG CAP;110 V DC MOTOR CHRG SPRING;110 V DC TRIPPING; | SCHNEDER | SCHNEIDER PTY LTD |  | STRATEGIC SPARE | 2
14860 | CAPACITOR UNIT. | 6.35 KV;150 KVAR;50 HZ;NON PCB IMPREGNANT;POLYPROPYLENE FILM DIELECTRIC ;EXTERNALLY FUSED;2 BUSHINGS PER UNIT; AS1013;TO SUIT CAPACITOR BANKS PURCHASED | ABB | ABB FAN PTY LTD | CHDX-F260 | MAINTENANCE STOCK | 1
14861 | CAPACITOR UNIT. | 6.93 KV;167 KVAR;50 HZ;NON PCB IMPREGNANT;POLYPROPYLENE FILM DIELECTRIC ;EXTERNALLY FUSED;2 BUSHINGS PER UNIT; AS1013;TO SUIT CAPACITOR BANKS PURCHASED | GE(USA) | GENERAL ELECTRIC (USA) |  | MAINTENANCE STOCK | 1
14868 | FLUTEBOARD | Corflute, White, 150 x 230mm Nom, Plastic, Legend: Stock Code O/No, SAR No, Date, Qty | PROMARK | PROMARK PACKAGING PTY LTD GEEBUNG | MN1009-PLASTIC | CURRENT | 2
14868 | FLUTEBOARD | Corflute, White, 150 x 230mm Nom, Plastic, Legend: Stock Code O/No, SAR No, Date, Qty | CNWPL | CNW PL - SLACKS CREEK | CONCORFENERGEX | CURRENT | 1
14876 | CIRCUIT BREAKER | OUTDOOR;VACUUM;HITACHI;12 KV;3 PHASE; 800 AMP;20 KA BKG CAP;30 V DC MOTOR CHRG SPRING;30 V DC TRIPPING; CB722; | HITACHI | HITACHI ENERGY AUSTRALIA LTD |  | STRATEGIC SPARE | 1
14877 | DIE,CRIMPING TOOL | STEEL;HEX;9.2 MM AF;FOR COPPER BASED LUGS ONTO 19/1.53 MM COPPER CONDUCTOR; U/W UTILUX COMPRESSION TOOL NO.38A OR EQUIV;PACK OF 1,PACK WEIGHT 0.26 KG; | LEGEND | LEGEND POWER SYSTEMS | HT130-C-35 | CURRENT | 2
14877 | DIE,CRIMPING TOOL | STEEL;HEX;9.2 MM AF;FOR COPPER BASED LUGS ONTO 19/1.53 MM COPPER CONDUCTOR; U/W UTILUX COMPRESSION TOOL NO.38A OR EQUIV;PACK OF 1,PACK WEIGHT 0.26 KG; | TECONN | TE CONNECTIVITY LTD | 38-92CU/1 | CURRENT | 1
14877 | DIE,CRIMPING TOOL | STEEL;HEX;9.2 MM AF;FOR COPPER BASED LUGS ONTO 19/1.53 MM COPPER CONDUCTOR; U/W UTILUX COMPRESSION TOOL NO.38A OR EQUIV;PACK OF 1,PACK WEIGHT 0.26 KG; | CABLACES | CABLACES | HT130-C-35 | CURRENT | 2
14886 | SEMICONDUCTOR DEVICE SET. | INVERTER MODULE;30 KVA;FOR ZELLWEGER SFU-G3-30 RIPPLE CONTROL TRANSMITTER; | ZELLWEGR |  | USTER | PHASING | 1
14887 | LOUVRE,FLOODLIGHT. | CONCENTRIC TYPE;CLIP OR SCREW MTG;STEEL; PAINTED BLACK;ANTI GLARE SHIELD,FOR USE WITH WATCHMAN FLOODLIGHT STOCK CODE 13967; | HAYMAN | HAYMANS INDUSTRIES PTY LTD | 14887 | CURRENT | 1
14887 | LOUVRE,FLOODLIGHT. | CONCENTRIC TYPE;CLIP OR SCREW MTG;STEEL; PAINTED BLACK;ANTI GLARE SHIELD,FOR USE WITH WATCHMAN FLOODLIGHT STOCK CODE 13967; | GLOBAL | GLOBAL MANUFACTURING GROUP | ENERGEX-5408-A2 | CURRENT | 2
14905 | RIVET,BLIND | ALUM HD;14.3 MM BODY LG;7.9 MM GRIP LG; CSK HD;2.1 MM SHANK DIA;4 MM HD DIA; STEEL MANDREL,NAIL POINT;BOX OF 200, PACK WEIGHT 0.3 KG; | AVDEL | AVDEL | 1604-0514 | PURCHASE AS REQUIRED | 1
14916 | SCREW,TAPPING,THREAD FORMING | TYPE AB;GIMLET POINT;STEEL;ZINC PLATED; FLAT CSK HD,PHILLIPS DRIVE;NO 6;5/8 IN LG;PACK OF 100; | SUMMIT | SUMMIT GROUP | 3SPUZ06016 | CURRENT | 1
14916 | SCREW,TAPPING,THREAD FORMING | TYPE AB;GIMLET POINT;STEEL;ZINC PLATED; FLAT CSK HD,PHILLIPS DRIVE;NO 6;5/8 IN LG;PACK OF 100; | STATEWD | STATEWIDE FSTNERS & ENG SPLS PL | STZTPP658 | CURRENT | 2
14918 | INSERT,TIMBER JOINT | 2.6 IN X 0.5 IN X 0.16 IN;SUITS GROOVES 65 MM X 12 MM X 4 MM;BOX OF 1000; | LAMELLO |  | NO 20 | PHASING | 1
14927 | JOINT BOX,SWITCH FUSE GEAR. | BUSBAR COUPLING;FOR COUPLING UNITS OF ANDELECT SD3 RING MAIN SWITCHGEAR;C/W POLYOLEFIN HEAT SHRINK SLEEVES,COPPER FISHPLATES,EARTH STRAP,NUT & BOLTS; | ANDELEC |  |  | PURCHASE AS REQUIRED | 1
14933 | INSULATION SLEEVING,ELECTRICAL | ETHYLENE PROPYLENE RUBBER;300 MM LG; BLACK;PACK OF 1;USED BY BANYO WORKSHOP TO COVER ELECTRICAL EQUIPMENT; | HAYMANS | HAYMANS ELECTRICAL | MMM8427-12 | CURRENT | 1
14933 | INSULATION SLEEVING,ELECTRICAL | ETHYLENE PROPYLENE RUBBER;300 MM LG; BLACK;PACK OF 1;USED BY BANYO WORKSHOP TO COVER ELECTRICAL EQUIPMENT; | 3M | 3M AUSTRALIA PTY LTD | MMM8427-12 | CURRENT | 2
14936 | FUSE ELEMENT,ELEC | 140 AMP;12 KV;DROP OUT ELEMENT TYPE, CLASS "K" (FAST ACTING);FOR PROTECTING 2.14 MVAR POLE MTD CAPICATOR;PACK OF 10; | BOWTHORP | BOWTHORP | S & C 265140R1 | CURRENT | 1
14965 | ROPE,FIBROUS | POLYPROPYLENE;10 MM DIA;THREE STRAND HAWSER LAID;15.3 KN MIN BKG FORCE;WHITE WITH GREEN OR BLUE FLECK, MEDIUM LAY; MARKED AS4142;250 M COIL,PACK WEIGHT | DONAGHYS | DONAGHYS PTY LTD | RROS10AB | CURRENT | 1
14970 | BLADE,CUTTER,CABLE | Replacement Blade, Moveable, Scallop Edge, Single Bevel, SCM21 Hardened Steel, Ratchet Teethed Outer Edge, for Gear/Ratchet Cutter K683/T | SPECFORC | SPECIALISED FORCE | Y-K683T/3 | CURRENT | 1
14970 | BLADE,CUTTER,CABLE | Replacement Blade, Moveable, Scallop Edge, Single Bevel, SCM21 Hardened Steel, Ratchet Teethed Outer Edge, for Gear/Ratchet Cutter K683/T | CABAC | CABAC (MANUFACTURER) | Y-K683T/3 | CURRENT | 5
14976 | OXYGEN,TECHNICAL | INDUSTRIAL;D SIZE CYLINDER (CAPACITY 1.5 CU METRE); | BOC | BOC GASES | GAS CODE 020 | PURCHASE AS REQUIRED | 1
14977 | OXYGEN,TECHNICAL | INDUSTRIAL;E SIZE CYLINDER (CAPACITY 3.8 CU METRE); | BOC | BOC GASES | GAS CODE 020 | PURCHASE AS REQUIRED | 1
14978 | OXYGEN,TECHNICAL | INDUSTRIAL;G SIZE CYLINDER (CAPACITY 7.6 CU METRE); | BOC | BOC GASES | GAS CODE 020 | PURCHASE AS REQUIRED | 1
14982 | NITROGEN | HIGH PURITY,OIL FREE,RESEARCH GDE; D SIZE CYLINDER; | BOC | BOC GASES | GAS CODE 034 | PURCHASE AS REQUIRED | 1
14987 | ARGON | WELDING;G SIZE CYLINDER; | BOC | BOC GASES | GAS CODE 061 | PURCHASE AS REQUIRED | 1
14988 | ARGON-CARBON DIOXIDE-OXYGEN | ARGOSHIELD 50;G SIZE CYLINDER; | BOC | BOC GASES | GAS CODE 060 | PURCHASE AS REQUIRED | 1
15002 | PLYWOOD. | EXT USE;PINE FACED HOOP PINE;SELECT GDE; MIN "A" GDE FACE VENEER,"A" GDE BACK VENEER;1800 MM LG;900 MM W;12 MM THK; FOR ENERGEX USE ONLY,BATCH RUN OF 10 | AUSPLYWD |  |  | PHASING | 1
15004 | PLYWOOD. | EXT USE;PINE FACED HOOP PINE;SELECT GDE; MIN "A" GDE FACE VENEER,"A" GDE BACK VENEER;1800 MM LG;1200 MM W;12 MM THK; FOR ENERGEX USE ONLY,BATCH RUN OF 10 | AUSPLYWD |  |  | PHASING | 1
15005 | PLYWOOD. | EXT USE;PINE FACED HOOP PINE;SELECT GDE; MIN "A" GDE FACE VENEER,"A" GDE BACK VENEER;2400 MM LG;1200 MM W;6 MM THK; FOR ENERGEX USE ONLY,BATCH RUN OF 10 | AUSPLYWD |  |  | PHASING | 1
15006 | PLYWOOD. | EXT USE;PINE FACED HOOP PINE;SELECT GDE; MIN "A" GDE FACE VENEER,"A" GDE BACK VENEER;2400 MM LG;1200 MM W;12 MM THK; FOR ENERGEX USE ONLY,BATCH RUN OF 10 | AUSPLYWD |  |  | PHASING | 1
15007 | PLYWOOD. | EXT USE;PINE FACED HOOP PINE;SELECT GDE; MIN "A" GDE FACE VENEER,"A" GDE BACK VENEER;2400 MM LG;1200 MM W;19 MM THK; FOR ENERGEX USE ONLY,BATCH RUN OF 10 | AUSPLYWD |  |  | PHASING | 1
15022 | POLE,LINE CONSTRUCTION,WOOD | Hardwood, 8m Lg, 12kN, CCA Treated, P8/12 | KOPPERS | KOPPERS TIMBER PRESERVATION PTY LTD | 8 M LG;12 KN | CURRENT | 1
15023 | POLE,LINE CONSTRUCTION,WOOD | Hardwood, 9.5m Lg, 5kN, CCA Treated, P9.5/5 | KOPPERS | KOPPERS TIMBER PRESERVATION PTY LTD | 9.5 M LG;5 KN; | CURRENT | 1
15024 | POLE,LINE CONSTRUCTION,WOOD | Hardwood, 9.5m Lg, 8kN, CCA Treated, P9.5/8 | KOPPERS | KOPPERS TIMBER PRESERVATION PTY LTD | 9.5 M LG;8 KN | CURRENT | 1
15025 | POLE,LINE CONSTRUCTION,WOOD | Hardwood, 9.5m Lg, 12kN, CCA Treated, P9.5/12 | KOPPERS | KOPPERS TIMBER PRESERVATION PTY LTD | 9.5 M LG;12 KN | CURRENT | 1
15026 | POLE,LINE CONSTRUCTION,WOOD | Hardwood, 11m Lg, 5kN, CCA Treated, P11/5 | KOPPERS | KOPPERS TIMBER PRESERVATION PTY LTD | 11 M LG;5 KN | CURRENT | 1
15027 | POLE,LINE CONSTRUCTION,WOOD | Hardwood, 11m Lg, 8kN, CCA Treated, P11/8 | KOPPERS | KOPPERS TIMBER PRESERVATION PTY LTD | HARDWOOD;11 M LG;8 KN; | CURRENT | 1
15028 | POLE,LINE CONSTRUCTION,WOOD | Hardwood, 11m Lg, 12kN, CCA Treated, P11/12 | KOPPERS | KOPPERS TIMBER PRESERVATION PTY LTD | 11 M LG;12 KN; | CURRENT | 1
15029 | POLE,LINE CONSTRUCTION,WOOD | Hardwood, 12.5m Lg, 5kN, CCA Treated, P12.5/5 | KOPPERS | KOPPERS TIMBER PRESERVATION PTY LTD | 12.5 M LG;5 KN; | CURRENT | 1
15030 | POLE,LINE CONSTRUCTION,WOOD | Hardwood, 12.5m Lg, 8kN, CCA Treated, P12.5/8 | KOPPERS | KOPPERS TIMBER PRESERVATION PTY LTD | HARDWOOD;12.5 M LG;8 KN; | CURRENT | 1
15031 | POLE,LINE CONSTRUCTION,WOOD | Hardwood, 12.5m Lg, 12kN, CCA Treated, P12.5/12 | KOPPERS | KOPPERS TIMBER PRESERVATION PTY LTD | HARDWOOD;12.5 M LG;12 KN; | CURRENT | 1
15032 | POLE,LINE CONSTRUCTION,WOOD | Hardwood, 14m Lg, 5kN, CCA Treated, P14/5 | KOPPERS | KOPPERS TIMBER PRESERVATION PTY LTD | 14 M LG;5 KN; | CURRENT | 1
15033 | POLE,LINE CONSTRUCTION,WOOD | Hardwood, 14m Lg, 8kN, CCA Treated, P14/8 | KOPPERS | KOPPERS TIMBER PRESERVATION PTY LTD | 14 M LG;8 KN; | CURRENT | 1
15034 | POLE,LINE CONSTRUCTION,WOOD | Hardwood, 14m Lg, 12kN, CCA Treated, P14/12 | KOPPERS | KOPPERS TIMBER PRESERVATION PTY LTD | 14 M LG;12 KN | CURRENT | 1
15035 | POLE,LINE CONSTRUCTION,WOOD | Hardwood, 15.5m Lg, 8kN, CCA Treated, P15.5/8 | KOPPERS | KOPPERS TIMBER PRESERVATION PTY LTD | 15.5 M LG;8 KN; | CURRENT | 1
15036 | POLE,LINE CONSTRUCTION,WOOD | Hardwood, 15.5m Lg, 12kN, CCA Treated, P15.5/12 | KOPPERS | KOPPERS TIMBER PRESERVATION PTY LTD | 15.5 M LG;12 KN; | CURRENT | 1
15037 | POLE,LINE CONSTRUCTION,WOOD | Hardwood, 15.5m Lg, 20kN, CCA Treated, P15.5/20 | KOPPERS | KOPPERS TIMBER PRESERVATION PTY LTD | 15.5 M LG;20 KN; | CURRENT | 1
15038 | POLE,LINE CONSTRUCTION,WOOD | Hardwood, 17m Lg, 8kN, CCA Treated, P17/8 | KOPPERS | KOPPERS TIMBER PRESERVATION PTY LTD | 17 M LG;8 KN; | CURRENT | 1
15039 | POLE,LINE CONSTRUCTION,WOOD | Hardwood, 17m Lg, 12kN, CCA Treated, P17/12 | KOPPERS | KOPPERS TIMBER PRESERVATION PTY LTD | 17 M LG;12 KN; | CURRENT | 1
15040 | POLE,LINE CONSTRUCTION,WOOD | Hardwood, 17m Lg, 20kN, CCA Treated, P17/20 | KOPPERS | KOPPERS TIMBER PRESERVATION PTY LTD | 17 M LG;20 KN; | CURRENT | 1
15041 | POLE,LINE CONSTRUCTION,WOOD | Hardwood, 18.5m Lg, 8kN, CCA Treated, P18.5/8 | KOPPERS | KOPPERS TIMBER PRESERVATION PTY LTD | 18.5 M LG;8 KN; | CURRENT | 1
15042 | POLE,LINE CONSTRUCTION,WOOD | Hardwood, 18.5m Lg, 12kN, CCA Treated, P18.5/12 | KOPPERS | KOPPERS TIMBER PRESERVATION PTY LTD | 18.5 M LG;12 KN; | CURRENT | 1
15043 | POLE,LINE CONSTRUCTION,WOOD | Hardwood, 18.5m Lg, 20kN, CCA Treated, P18.5/20 | KOPPERS | KOPPERS TIMBER PRESERVATION PTY LTD | 18.5 M LG;20 KN; | CURRENT | 1
15044 | POLE,LINE CONSTRUCTION,WOOD | Hardwood, 20m Lg, 8kN, CCA Treated, P20/8 | KOPPERS | KOPPERS TIMBER PRESERVATION PTY LTD | 20 M LG;8 KN; | CURRENT | 1
15045 | POLE,LINE CONSTRUCTION,WOOD | Hardwood, 20m Lg, 12kN, CCA Treated, P20/12 | KOPPERS | KOPPERS TIMBER PRESERVATION PTY LTD | 20 M LG;12 KN; | CURRENT | 1
15046 | POLE,LINE CONSTRUCTION,WOOD | Hardwood, 20m Lg, 20kN, CCA Treated, P20/20 | KOPPERS | KOPPERS TIMBER PRESERVATION PTY LTD | 20 M LG;20 KN; | CURRENT | 1
15047 | POLE,LINE CONSTRUCTION,WOOD | Hardwood, 21.5m Lg, 8kN, CCA Treated, P21.5/8 | KOPPERS | KOPPERS TIMBER PRESERVATION PTY LTD | 21.5 M 8 KN | PURCHASE AS REQUIRED | 1
15048 | POLE,LINE CONSTRUCTION,WOOD | Hardwood, 21.5m Lg, 12kN, CCA Treated, P21.5/12 | KOPPERS | KOPPERS TIMBER PRESERVATION PTY LTD | 21.5 M 12 KN | CURRENT | 1
15049 | POLE,LINE CONSTRUCTION,WOOD | Hardwood, 21.5m Lg, 20kN, CCA Treated, P21.5/20 | KOPPERS | KOPPERS TIMBER PRESERVATION PTY LTD | 21.5 M 20 KN | CURRENT | 1
15050 | POLE,LINE CONSTRUCTION,WOOD | Hardwood, 23m 8kN, CCA Treated, P23/8 | KOPPERS | KOPPERS TIMBER PRESERVATION PTY LTD | 23 M 8 KN | PURCHASE AS REQUIRED | 1
15051 | POLE,LINE CONSTRUCTION,WOOD | Hardwood, 23m Lg, 12kN, CCA Treated, P23/12 | KOPPERS | KOPPERS TIMBER PRESERVATION PTY LTD | 23 M 12 KN | CURRENT | 1
15052 | POLE,LINE CONSTRUCTION,WOOD | Hardwood, 23m Lg, 20kN, CCA Treated, P23/20 | KOPPERS | KOPPERS TIMBER PRESERVATION PTY LTD | 23 M 20 KN | CURRENT | 1
15054 | CABLE,POWER,ELECTRICAL | 110 KV;300 SQ MM;COMPACTED (TINNED OUTER STRAND);COPPER CONDUCTOR;SINGLE CORE; XLPE INSULATED,SCREENED,SWELLABLE TAPED, LEAD ALLOY E SHEATHED,PVC SHEATHED; | OLEX | OLEX AUSTRALIA PTY LTD | XQPP27QC001BKAA | STRATEGIC SPARE | 1
15059 | HERBICIDE,GLYPHOSATE | LIQUID;FOR KILLING WEEDS & GRASSES IN SUBSTN YARDS & KILLING OF UNWANTED TREES ON EASEMENTS,UNDER POWERLINES IN RURAL AREAS;5 L CONTAINERS, PACK WEIGHT 26kg | TECONN | TE CONNECTIVITY LTD | WEEDMASTER DUO | CURRENT | 1
15059 | HERBICIDE,GLYPHOSATE | LIQUID;FOR KILLING WEEDS & GRASSES IN SUBSTN YARDS & KILLING OF UNWANTED TREES ON EASEMENTS,UNDER POWERLINES IN RURAL AREAS;5 L CONTAINERS, PACK WEIGHT 26kg | MONSANTO |  | WEEDMASTER DUO | CURRENT | 2
15059 | HERBICIDE,GLYPHOSATE | LIQUID;FOR KILLING WEEDS & GRASSES IN SUBSTN YARDS & KILLING OF UNWANTED TREES ON EASEMENTS,UNDER POWERLINES IN RURAL AREAS;5 L CONTAINERS, PACK WEIGHT 26kg | BLKWOODS | J BLACKWOOD & SON LTD | 2752409 | CURRENT | 2
15074 | BRACKET,MOUNTING,STREET LIGHTING FIXTURE | STEEL;GALV;3.0 M LG;34 MM SPIGOT;TYPE M3 ;FOR USE ON MINOR ROADS;PACK SIZE 50, PACK WEIGHT 1010 KG; | GM POLES | GM POLES PTY LTD | SL-WB-M3 | CURRENT | 1
15075 | CLAMP,ELECTRICAL | Parallel Groove, 10-95mm2 Cu Main & Tap, 2 Bolt, NT, Transverse Grooved, (scm) | PENTA | PENTA AUST (TMAC THEW & MCCANN/HYLEC) | PA12143 | CURRENT | 1
15075 | CLAMP,ELECTRICAL | Parallel Groove, 10-95mm2 Cu Main & Tap, 2 Bolt, NT, Transverse Grooved, (scm) | THEWMCAN | TMAC THEW & MCCANN GROUP | 10572E | CURRENT | 2
15075 | CLAMP,ELECTRICAL | Parallel Groove, 10-95mm2 Cu Main & Tap, 2 Bolt, NT, Transverse Grooved, (scm) | TYCO | TYCO | 3030-FS | CURRENT | 2
15075 | CLAMP,ELECTRICAL | Parallel Groove, 10-95mm2 Cu Main & Tap, 2 Bolt, NT, Transverse Grooved, (scm) | THEWMCAN | TMAC THEW & MCCANN GROUP | P2C 10-95 | CURRENT | 2
15083 | FUSE-SWITCH COMBINATION. | 12 KV;100 AMP CONT;3 PHASE;6 KA BREAKING CURRENT;GANGED,OUTDOOR DROPOUT FUSE ISOLATOR;SUPPLIED ASSEMBLED ON A 2.4 M STEEL X-ARM; INC 3 FUSE BASES 72906/24; | AKPOWER | AK POWER SOLUTIONS PTY LTD | 12859 | CURRENT | 1
15092 | CONTACTOR | 240 V AC;5.5 KW;50 HZ FREQ CONTACTS; 24 V DC COIL;2 N/C AUX CONTACTS; TO SUIT TAKAMATSU LOAD TRANSFER SWITCH (CLOSING CONTACTOR); | MORLYNN | MORLYNN | 700-00600-00800 | PHASING | 1
15094 | PLYWOOD. | TRENCH SHORING;STRUCTURAL,CD SURFACE GDE ,STRESS GDE F14,A BOND;2400 MM LG;1200 MM W;17 MM THK;HEAT BRANDED ENERGEX, EDGES LINSEED OIL PAINTED;AS2269-1979; 2 | AUSPLYWD |  | CDHW241217 | CURRENT | 1
15102 | DIE,CRIMPING TOOL | STEEL;HEX;22 MM AF;FOR ALUMINIUM BASED COMPRESSION FITTINGS;U/W UTILUX COMPRESSION TOOL NO.38A OR EQUIV; PACK OF 1,PACK WEIGHT 0.016 KG; | SPECFORC | SPECIALISED FORCE | 12T-22.0AFAL | CURRENT | 2
15102 | DIE,CRIMPING TOOL | STEEL;HEX;22 MM AF;FOR ALUMINIUM BASED COMPRESSION FITTINGS;U/W UTILUX COMPRESSION TOOL NO.38A OR EQUIV; PACK OF 1,PACK WEIGHT 0.016 KG; | TECONN | TE CONNECTIVITY LTD | 38-220AL/1 | CURRENT | 1
15102 | DIE,CRIMPING TOOL | STEEL;HEX;22 MM AF;FOR ALUMINIUM BASED COMPRESSION FITTINGS;U/W UTILUX COMPRESSION TOOL NO.38A OR EQUIV; PACK OF 1,PACK WEIGHT 0.016 KG; | PLP AUST | PREFORMED LINE PRODUCTS (AUST) | EPCDA220AF | CURRENT | 2
15103 | RUNG,INDIVIDUAL-RUNG LADDER. | NON STAGGERED;350 MM INT W;24 MM MIN DIA GALV STEEL;FLANGE MTG;AS1657;PACK OF 3, PALLET OF 15;FOR RE-INFORCED CONCRETE CABLE JOINT PIT; | HAYMAN | HAYMANS INDUSTRIES PTY LTD | 15103 | CURRENT | 1
15103 | RUNG,INDIVIDUAL-RUNG LADDER. | NON STAGGERED;350 MM INT W;24 MM MIN DIA GALV STEEL;FLANGE MTG;AS1657;PACK OF 3, PALLET OF 15;FOR RE-INFORCED CONCRETE CABLE JOINT PIT; | STEELWAY |  | E15103 | CURRENT | 2
15104 | FRAME,MANHOLE. | 1.63 MM GALVABOND STEEL SHEET;750 MM X 1245 MM INT,1000 MM X 1495 MM EXT,155 MM D;TO ACCOMODATE MANHOLE COVER,FOR BITUMEN SURFACE;ITEM 9 OF DWG;PACK OF | GLOBAL | GLOBAL MANUFACTURING GROUP | ENERGEX-3950-A2-SH-C-15104 | PURCHASE AS REQUIRED | 1
15107 | FRAME,MANHOLE. | 1.63 MM GALVABOND STEEL SHEET;750 MM X 1245 MM INT,1000 MM X 1495 MM EXT,255 MM D;TO ACCOMODATE MANHOLE COVER,FOR BITUMEN SURFACE;ITEM 12 OF DWG;PACK OF | GLOBAL | GLOBAL MANUFACTURING GROUP | ENERGEX-3950-A2-SH-C-15107 | PURCHASE AS REQUIRED | 1
15117 | FUSE LINK,ENCLOSED ELEMENT | 200 AMP;500 V AC;BLADE TYPE CONTACTS, DIN SIZE 1;AS2005,PART 1;PACK OF 3,PACK WEIGHT 1.0 KG FOR USE WITH FUSE-SWITCH COMBINATION (STOCK CODES15194 & 16861); | FUSECO | FUSECO PTY LTD | NH1F-200 | CURRENT | 2
15117 | FUSE LINK,ENCLOSED ELEMENT | 200 AMP;500 V AC;BLADE TYPE CONTACTS, DIN SIZE 1;AS2005,PART 1;PACK OF 3,PACK WEIGHT 1.0 KG FOR USE WITH FUSE-SWITCH COMBINATION (STOCK CODES15194 & 16861); | FLOWLINE | FLOWLINE INDUSTRIES PTY LTD | EM371320 | CURRENT | 1
15118 | FUSE LINK,ENCLOSED ELEMENT | 315 AMP;500 V AC;BLADE TYPE CONTACTS,DIN SIZE 2;C/W CORROSION RESISTANT END PLATES,MOUNTING TAGS & SCREWS;AS2005, PART 1;PACK OF 3,PACK WEIGHT 1.68 KG; | FUSECO | FUSECO PTY LTD | NH2F-315 | CURRENT | 2
15118 | FUSE LINK,ENCLOSED ELEMENT | 315 AMP;500 V AC;BLADE TYPE CONTACTS,DIN SIZE 2;C/W CORROSION RESISTANT END PLATES,MOUNTING TAGS & SCREWS;AS2005, PART 1;PACK OF 3,PACK WEIGHT 1.68 KG; | FLOWLINE | FLOWLINE INDUSTRIES PTY LTD | EM372231 | CURRENT | 1
15125 | TERMINAL,LUG | DRILLED PALM,TINNED COPPER;FOR 16 SQ MM COPPER CONDUCTOR;M12 HOLE SIZE;18 MM LG BARREL;PACK OF 50,PACK WEIGHT 435 G; REFER SC17499 FOR DIE; | TYCO | TYCO | CG16M12/50 | CURRENT | 2
15125 | TERMINAL,LUG | DRILLED PALM,TINNED COPPER;FOR 16 SQ MM COPPER CONDUCTOR;M12 HOLE SIZE;18 MM LG BARREL;PACK OF 50,PACK WEIGHT 435 G; REFER SC17499 FOR DIE; | PLP AUST | PREFORMED LINE PRODUCTS (AUST) | EPTCU-16-6.3AF-M12 | CURRENT | 1
15126 | DIE,CRIMPING TOOL | STEEL;OVAL;FOR COPPER EARTHING CONNECTORS;U/W UTILUX COMPRESSION TOOL NO.38A OR EQUIV;PACK OF 2; | SPECFORC | SPECIALISED FORCE | 12T-DUOT | CURRENT | 2
15126 | DIE,CRIMPING TOOL | STEEL;OVAL;FOR COPPER EARTHING CONNECTORS;U/W UTILUX COMPRESSION TOOL NO.38A OR EQUIV;PACK OF 2; | TEN | THE ENERGY NETWORK | K12-UO | CURRENT | 1
15126 | DIE,CRIMPING TOOL | STEEL;OVAL;FOR COPPER EARTHING CONNECTORS;U/W UTILUX COMPRESSION TOOL NO.38A OR EQUIV;PACK OF 2; | HAYMANS | HAYMANS ELECTRICAL | BUNU-O | CURRENT | 2
15126 | DIE,CRIMPING TOOL | STEEL;OVAL;FOR COPPER EARTHING CONNECTORS;U/W UTILUX COMPRESSION TOOL NO.38A OR EQUIV;PACK OF 2; | BURNDY | BURNDY CABLE SUPPORT SYSTEMS | BUNU-O | CURRENT | 2
15128 | INSULATION SLEEVING,ELECTRICAL | POLYOLEFIN,HEAT SHRINKABLE;50 MM MIN ID EXP,15 MM MAX ID RECOVERED;2 MM MIN THK RECOVERED;1500 MM LG;BLACK;MELTABLE INNER LINING,WRAP AROUND TYPE;FOR | LEGEND | LEGEND POWER SYSTEMS | ZT55/13-1500 | CURRENT | 2
15128 | INSULATION SLEEVING,ELECTRICAL | POLYOLEFIN,HEAT SHRINKABLE;50 MM MIN ID EXP,15 MM MAX ID RECOVERED;2 MM MIN THK RECOVERED;1500 MM LG;BLACK;MELTABLE INNER LINING,WRAP AROUND TYPE;FOR | TECONN | TE CONNECTIVITY LTD | CRSM-53/13-1500/239(S1) | CURRENT | 1
15129 | INSULATION SLEEVING,ELECTRICAL | POLYOLEFIN,HEAT SHRINKABLE;80 MM MIN ID EXP,20 MM MAX ID RECOVERED;2 MM MIN THK RECOVERED;300 MM LG;BLACK;MELTABLE INNER LINING,WRAP AROUND TYPE;FOR REPAIRS TO | LEGEND | LEGEND POWER SYSTEMS | ZT85/20-300 | CURRENT | 2
15129 | INSULATION SLEEVING,ELECTRICAL | POLYOLEFIN,HEAT SHRINKABLE;80 MM MIN ID EXP,20 MM MAX ID RECOVERED;2 MM MIN THK RECOVERED;300 MM LG;BLACK;MELTABLE INNER LINING,WRAP AROUND TYPE;FOR REPAIRS TO | TECONN | TE CONNECTIVITY LTD | CRSM-84/20-400/239(B15) | CURRENT | 1
15130 | TERMINATION,ELECTRICAL POWER CABLE | 11 KV;INDOOR KIT;3 PHASE;FOR 400 SQ MM COPPER CONDUCTOR,SCREENED,PLYSWS;HEAT SHRINK;650 MM LG;SIMILAR TO UJ MANUAL 2.001D; | RAYCHEM | RAYCHEM (AUSTRALIA) PTY LTD | EPKT 17D 3 (M1H2) | MAINTENANCE STOCK | 1
15152 | TERMINATION,ELECTRICAL POWER CABLE | 33 KV;OUTDOOR KIT;SINGLE PHASE;FOR 185 SQ MM COPPER CONDUCTOR,SCREENED,PLY/HDPE ;HEAT SHRINK;800 MM LG;PACK OF 1,PACK WEIGHT 5 KG; | TECONN | TE CONNECTIVITY LTD | EPKT-36D1MO-M-1PH | CURRENT | 1
15153 | TERMINATION,ELECTRICAL POWER CABLE | 33 KV;OUTDOOR KIT;THREE PHASE;FOR 1C 400 SQ MM COPPER CONDUCTOR,SCREENED,PLY/HDPE ;HEAT SHRINK;800 MM LG;PACK OF 1,PACK WEIGHT 5 KG; | TECONN | TE CONNECTIVITY LTD | EPKT-EX46-M | CURRENT | 1
15167 | MANHOLE TOP ASSEMBLY | Footpath Access, 2 Part Cover, Class B, 762 x 1264mm Clear Opening, 1mm Concrete Filled Shim, Cast Iron, Rigid Frame, 80kN Load Capacity, AS3996 | GATIC |  | 302C-7612B | PURCHASE AS REQUIRED | 1
15168 | MARKER,LOCATION,INDUCTIVE | 100 MM NOM DIA;SPHERICAL;RED;HIGH DENSITY POLYETHYLENE;2.2 KG;GLYCOL FILLED;RANGE-1.2 M,RESONANT FREQUENCY- 169.8 KHZ;PACK OF 1;USED AS AN AID | HAYMANS | HAYMANS ELECTRICAL | MMM1402 | CURRENT | 2
15168 | MARKER,LOCATION,INDUCTIVE | 100 MM NOM DIA;SPHERICAL;RED;HIGH DENSITY POLYETHYLENE;2.2 KG;GLYCOL FILLED;RANGE-1.2 M,RESONANT FREQUENCY- 169.8 KHZ;PACK OF 1;USED AS AN AID | GILBLODG | GILBERT LODGE AUSTRALIA | 3M1402-XR | CURRENT | 1
15168 | MARKER,LOCATION,INDUCTIVE | 100 MM NOM DIA;SPHERICAL;RED;HIGH DENSITY POLYETHYLENE;2.2 KG;GLYCOL FILLED;RANGE-1.2 M,RESONANT FREQUENCY- 169.8 KHZ;PACK OF 1;USED AS AN AID | 3M | 3M AUSTRALIA PTY LTD | MMM1402 | CURRENT | 2
15171 | CAPACITOR UNIT. | 6.93 KV,238 KVAR;SINGLE BUSHING;NO INTERNAL FUSE;INSULATOR HEIGHT 240 MM; MOUNTING BRACKET 310 MM FROM TANK TOP; FOR CAP BANKS AT SS APM; | GE(USA) | GENERAL ELECTRIC (USA) | PC PRICE | CURRENT | 1
15186 | LABEL | VINYL,YELLOW; LEGEND - SUPPLY AUTHORITY C.T.'S; Black Print on Yellow Vinyl Slit Back Self-Adhesive. 148 x 36mm. Pack 200 For attaching on consumer's switchboard. | ARTCRAFT | ARTCRAFT PTY LTD | 15186 | CURRENT | 1
15186 | LABEL | VINYL,YELLOW; LEGEND - SUPPLY AUTHORITY C.T.'S; Black Print on Yellow Vinyl Slit Back Self-Adhesive. 148 x 36mm. Pack 200 For attaching on consumer's switchboard. | CUTLER | CUTLER BRANDS PTY LTD | ENERGE-15186 | CURRENT | 2
15186 | LABEL | VINYL,YELLOW; LEGEND - SUPPLY AUTHORITY C.T.'S; Black Print on Yellow Vinyl Slit Back Self-Adhesive. 148 x 36mm. Pack 200 For attaching on consumer's switchboard. | PRGRAPH |  | LABEL. | CURRENT | 2
15187 | CONNECTOR BAR,ELECTRICAL | PHASE;FLAT ALUMINIUM BAR;70 MM LG,50 MM W,20 MM THK;415 V,400 A;1 X 13 MM DIA BOLT HOLE & 1 X 12 MM TAPPED HOLE;FOR CONNECTING PHASES IN COMMERCIAL AND | GLOBAL | GLOBAL MANUFACTURING GROUP | ENERGEX-6542-A3 | PHASING | 1
15189 | STRAP,RETAINING | ALUMINIUM;DOUBLE FIXING SADDLE WITH OFFSET CENTRELINE TO SUIT TANGENTIAL MTG TO POLE CIRCUMFERENCE;40 MM O/A W;LV POLE TERMINATION CONDUIT SADDLE,REFER UJ | ENI | ENI INDUSTRIES PL | 84169 | CURRENT | 1
15194 | PANEL,POWER DISTRIBUTION | 415 V;250 AMP CORROSION RESISTANT CFS UNIT;MOUNTED ON 355 MM H,415 MM W,10 MM THK PANEL;TYPE " X " AS1795;C/W ELECTRO- TINNED NEUTRAL LINK,4 MTG HOLES;PACK OF | FLOWLINE | FLOWLINE INDUSTRIES PTY LTD | ESQ078 | CURRENT | 1
15197 | BOLT,DEE HEAD | STAINLESS STEEL GDE 304 OR 316;M10;30 MM LG;C/W M10 S/S WASHER HEAD STAMPED WITH LGE "M";AS2837;BOX OF 100;FOR FASTENING ELECT SUPPLY PILLAR COVERS (TOOL | SUMMIT | SUMMIT GROUP | 6SCS2WNM10030 | CURRENT | 1
15197 | BOLT,DEE HEAD | STAINLESS STEEL GDE 304 OR 316;M10;30 MM LG;C/W M10 S/S WASHER HEAD STAMPED WITH LGE "M";AS2837;BOX OF 100;FOR FASTENING ELECT SUPPLY PILLAR COVERS (TOOL | STATEWD | STATEWIDE FSTNERS & ENG SPLS PL | BDHS4M1030 | CURRENT | 2
15201 | SCREW,TAPPING,THREAD CUTTING | SELF DRILLING POINT;STEEL;WASHER HD, PHILLIPS DRIVE;NO.8;25 MM LG;PACK OF100 ;FOR USE AS A METER TOP MTG SCREW; | CNWPL | CNW PL - SLACKS CREEK | ALCWS825/100 | CURRENT | 1
15201 | SCREW,TAPPING,THREAD CUTTING | SELF DRILLING POINT;STEEL;WASHER HD, PHILLIPS DRIVE;NO.8;25 MM LG;PACK OF100 ;FOR USE AS A METER TOP MTG SCREW; | CLIPSAL | GERARD INDUSTRIES QLD DIVSN P/L | CLI357WH25 | CURRENT | 5
15243 | SWITCH FUSE GEAR | 12 KV;3 PHASE;2 SW;400 AMP (MOTORISED) 50 KA MKG CAP;20 KA,3 SEC SHORT TIME W/STAND CURRENT;1 FUSE SWITCH 100 AMP; EXT RHS UNLESS OTHERWISE SPECIFIED; | ABB | ABB FAN PTY LTD | SDAF14-3 | PHASING | 1
15248 | SEAL,ANTIPILFERAGE | TINNED COPPER;FERRULE;NON-CHAMFERED;FOR METER SEALING;PACKS OF 1000;ISSUE TO AUTHORISED STAFF ONLY; | MAUN |  | MS3282-012-1000 | CURRENT | 2
15248 | SEAL,ANTIPILFERAGE | TINNED COPPER;FERRULE;NON-CHAMFERED;FOR METER SEALING;PACKS OF 1000;ISSUE TO AUTHORISED STAFF ONLY; | HARCOR | HARCOR SECURITY SEALS | EA01000 | CURRENT | 1
15249 | RELAY,PILOT SUPERVISION. | SEND RELAY;110 V AC;RECEIVE RELAY;110 V DC;2 NO & 2 NC SR ALARM CONT;1 SR FLAG; MODULAR CASE;5 KV ISOLATION;IEC225; | REYROLLE |  |  | STRATEGIC SPARE | 1
15253 | JUNCTION BOX,PILOT CABLE | TYPE 1;AERIAL PILOT CABLE,FITTED WITH TEST LINKS FOR 20 PR CABLES;250 MM OD; PVC JACKET; | ENERGEX | ENERGEX |  | CURRENT | 1
15254 | JUNCTION BOX,PILOT CABLE | TYPE 2;AERIAL PILOT CABLE,NO INTERNAL FITTINGS;100 MM OD;PVC JACKET;FOR USE WITH INSULATION PIERCING CONNECTORS, REFER STOCK CODE 15363; | ENERGEX | ENERGEX |  | CURRENT | 1
15257 | NUT,EYE | STEEL,STRUCTURAL GDE 250;GALV;M16;ISO M; 40 MM EYE;62 KN MIN FAILING LOAD;BAGS OF 30,PACK WEIGHT 18 KG; | SEWELFRG | GREG SEWELL FORGINGS PTY LTD | 4807 | CURRENT | 1
15261 | TERMINAL BLOCK | MELAMINE;2 TERMINAL LINK TYPE;440 V 25 AMP;RAIL MTG (G32 SECT);4 SQ MM MAX CONDUCTOR SIZE;6 MM THK,67 MM H, 40 MM W;PACK OF 100; | HAYMANS | HAYMANS ELECTRICAL | KLI3407.2 | CURRENT | 2
15261 | TERMINAL BLOCK | MELAMINE;2 TERMINAL LINK TYPE;440 V 25 AMP;RAIL MTG (G32 SECT);4 SQ MM MAX CONDUCTOR SIZE;6 MM THK,67 MM H, 40 MM W;PACK OF 100; | KLIPPON |  | KLI3407.2 | CURRENT | 2
15261 | TERMINAL BLOCK | MELAMINE;2 TERMINAL LINK TYPE;440 V 25 AMP;RAIL MTG (G32 SECT);4 SQ MM MAX CONDUCTOR SIZE;6 MM THK,67 MM H, 40 MM W;PACK OF 100; | CNWPL | CNW PL - SLACKS CREEK | WEI0340720000 | CURRENT | 1
15262 | COUPLING,ADAPTOR,NONMETALLIC CONDUIT | RIGID UPVC;ORANGE;SOCKETLESS SLIP ACTION TO SUIT 100 MM NOM DIA FRC CONDUIT; ID 125 MM,OD132 MM;AS2053; | TRI UGRD | TRI UNDERGROUND AUSTRALIA PTY LTD | LDE125100PVCFRC | CURRENT | 1
15262 | COUPLING,ADAPTOR,NONMETALLIC CONDUIT | RIGID UPVC;ORANGE;SOCKETLESS SLIP ACTION TO SUIT 100 MM NOM DIA FRC CONDUIT; ID 125 MM,OD132 MM;AS2053; | VINIDEX |  | 32340 | CURRENT | 2
15265 | BEND,NONMETALLIC RIGID CONDUIT | UPVC;ORANGE;125 MM NOM DIA;LIGHT DUTY; 45 DEG;1.83 M RAD;SOCKET MOULDED ONE END;MARKED "ELECTRICITY SUPPLY CABLES"; AS2053;PACK OF 1,PACK WEIGHT 4.78 KG; | TRI UGRD | TRI UNDERGROUND AUSTRALIA PTY LTD | LDE125451830MFS | CURRENT | 1
15265 | BEND,NONMETALLIC RIGID CONDUIT | UPVC;ORANGE;125 MM NOM DIA;LIGHT DUTY; 45 DEG;1.83 M RAD;SOCKET MOULDED ONE END;MARKED "ELECTRICITY SUPPLY CABLES"; AS2053;PACK OF 1,PACK WEIGHT 4.78 KG; | HAYMANS | HAYMANS ELECTRICAL | CONX125LD1830R45MF | CURRENT | 2
15265 | BEND,NONMETALLIC RIGID CONDUIT | UPVC;ORANGE;125 MM NOM DIA;LIGHT DUTY; 45 DEG;1.83 M RAD;SOCKET MOULDED ONE END;MARKED "ELECTRICITY SUPPLY CABLES"; AS2053;PACK OF 1,PACK WEIGHT 4.78 KG; | VINIDEX |  | 32020 | CURRENT | 2
15266 | BEND,NONMETALLIC RIGID CONDUIT | UPVC;ORANGE;125 MM NOM DIA;LIGHT DUTY; 30 DEG;1.83 M RAD;SOCKET MOULDED ONE END;MARKED "ELECTRICITY SUPPLY CABLES"; AS2053;PACK OF 1,PACK WEIGHT 3.45 KG | TRI UGRD | TRI UNDERGROUND AUSTRALIA PTY LTD | LDE125301830MFS | CURRENT | 1
15266 | BEND,NONMETALLIC RIGID CONDUIT | UPVC;ORANGE;125 MM NOM DIA;LIGHT DUTY; 30 DEG;1.83 M RAD;SOCKET MOULDED ONE END;MARKED "ELECTRICITY SUPPLY CABLES"; AS2053;PACK OF 1,PACK WEIGHT 3.45 KG | HAYMANS | HAYMANS ELECTRICAL | CONX125LD1830R30MF | CURRENT | 2
15266 | BEND,NONMETALLIC RIGID CONDUIT | UPVC;ORANGE;125 MM NOM DIA;LIGHT DUTY; 30 DEG;1.83 M RAD;SOCKET MOULDED ONE END;MARKED "ELECTRICITY SUPPLY CABLES"; AS2053;PACK OF 1,PACK WEIGHT 3.45 KG | VINIDEX |  | 31970 | CURRENT | 2
15267 | BEND,NONMETALLIC RIGID CONDUIT | UPVC;ORANGE;125 MM NOM DIA;LIGHT DUTY; 15 DEG;1.83 M RAD;SOCKET MOULDED ONE END;MARKED "ELECTRICITY SUPPLY CABLES"; AS2053;REFER STOCK CODE 16618; | TRI UGRD | TRI UNDERGROUND AUSTRALIA PTY LTD | LDE125151830MFS | PURCHASE AS REQUIRED | 1
15267 | BEND,NONMETALLIC RIGID CONDUIT | UPVC;ORANGE;125 MM NOM DIA;LIGHT DUTY; 15 DEG;1.83 M RAD;SOCKET MOULDED ONE END;MARKED "ELECTRICITY SUPPLY CABLES"; AS2053;REFER STOCK CODE 16618; | HAYMANS | HAYMANS ELECTRICAL | CONX125LD1830R15MF | PURCHASE AS REQUIRED | 2
15267 | BEND,NONMETALLIC RIGID CONDUIT | UPVC;ORANGE;125 MM NOM DIA;LIGHT DUTY; 15 DEG;1.83 M RAD;SOCKET MOULDED ONE END;MARKED "ELECTRICITY SUPPLY CABLES"; AS2053;REFER STOCK CODE 16618; | VINIDEX |  | 31930 | PURCHASE AS REQUIRED | 2
15270 | BEND,NONMETALLIC RIGID CONDUIT | UPVC;ORANGE;100 MM NOM DIA;LIGHT DUTY; 15 DEG;1.83 M RAD;SOCKET MOULDED BOTH ENDS;MARKED "ELECTRICITY SUPPLY CABLES"; AS2053; | TRI UGRD | TRI UNDERGROUND AUSTRALIA PTY LTD | LDE100151830FFS | CURRENT | 1
15270 | BEND,NONMETALLIC RIGID CONDUIT | UPVC;ORANGE;100 MM NOM DIA;LIGHT DUTY; 15 DEG;1.83 M RAD;SOCKET MOULDED BOTH ENDS;MARKED "ELECTRICITY SUPPLY CABLES"; AS2053; | HARDIE |  | EO12610015AY | CURRENT | 2
15270 | BEND,NONMETALLIC RIGID CONDUIT | UPVC;ORANGE;100 MM NOM DIA;LIGHT DUTY; 15 DEG;1.83 M RAD;SOCKET MOULDED BOTH ENDS;MARKED "ELECTRICITY SUPPLY CABLES"; AS2053; | VINIDEX |  | 31920 | CURRENT | 2
15271 | BEND,NONMETALLIC RIGID CONDUIT | UPVC;ORANGE;80 MM NOM DIA;LIGHT DUTY; 90 DEG;0.45 M RAD;SOCKED MOULDED BOTH ENDS;MARKED "ELECTRICITY SUPPLY CABLES"; AS2053;PACK OF 1,PACK WEIGHT 1.06 KG; | TRI UGRD | TRI UNDERGROUND AUSTRALIA PTY LTD | LDE8090450FFS | CURRENT | 1
15271 | BEND,NONMETALLIC RIGID CONDUIT | UPVC;ORANGE;80 MM NOM DIA;LIGHT DUTY; 90 DEG;0.45 M RAD;SOCKED MOULDED BOTH ENDS;MARKED "ELECTRICITY SUPPLY CABLES"; AS2053;PACK OF 1,PACK WEIGHT 1.06 KG; | HAYMANS | HAYMANS ELECTRICAL | CONX80LD450R90 | CURRENT | 2
15271 | BEND,NONMETALLIC RIGID CONDUIT | UPVC;ORANGE;80 MM NOM DIA;LIGHT DUTY; 90 DEG;0.45 M RAD;SOCKED MOULDED BOTH ENDS;MARKED "ELECTRICITY SUPPLY CABLES"; AS2053;PACK OF 1,PACK WEIGHT 1.06 KG; | VINIDEX |  | 32080 | CURRENT | 2
15272 | BEND,NONMETALLIC RIGID CONDUIT | UPVC;ORANGE;80 MM NOM DIA;LIGHT DUTY; 45 DEG;1.83 M RAD;SOCKET MOULDED BOTH ENDS;MARKED "ELECTRICITY SUPPLY CABLES"; AS2053;PACK OF 1,PACK WEIGHT 1.81 KG; | TRI UGRD | TRI UNDERGROUND AUSTRALIA PTY LTD | LDE80451830FFS | CURRENT | 1
15272 | BEND,NONMETALLIC RIGID CONDUIT | UPVC;ORANGE;80 MM NOM DIA;LIGHT DUTY; 45 DEG;1.83 M RAD;SOCKET MOULDED BOTH ENDS;MARKED "ELECTRICITY SUPPLY CABLES"; AS2053;PACK OF 1,PACK WEIGHT 1.81 KG; | HAYMANS | HAYMANS ELECTRICAL | CONX80LD1830R45 | CURRENT | 2
15272 | BEND,NONMETALLIC RIGID CONDUIT | UPVC;ORANGE;80 MM NOM DIA;LIGHT DUTY; 45 DEG;1.83 M RAD;SOCKET MOULDED BOTH ENDS;MARKED "ELECTRICITY SUPPLY CABLES"; AS2053;PACK OF 1,PACK WEIGHT 1.81 KG; | VINIDEX |  | 32000 | CURRENT | 2
15274 | COUPLING,ADAPTOR,NONMETALLIC CONDUIT | RIGID UPVC;ORANGE;125 MM NOM DIA;LIGHT DUTY;DOUBLE ENDED SOCKET;AS2053; PACK OF 22,PACK WEIGHT 0.79 KG; | TRI UGRD | TRI UNDERGROUND AUSTRALIA PTY LTD | LDE125COUPFF | CURRENT | 1
15274 | COUPLING,ADAPTOR,NONMETALLIC CONDUIT | RIGID UPVC;ORANGE;125 MM NOM DIA;LIGHT DUTY;DOUBLE ENDED SOCKET;AS2053; PACK OF 22,PACK WEIGHT 0.79 KG; | HAYMANS | HAYMANS ELECTRICAL | FABL242125 | CURRENT | 2
15274 | COUPLING,ADAPTOR,NONMETALLIC CONDUIT | RIGID UPVC;ORANGE;125 MM NOM DIA;LIGHT DUTY;DOUBLE ENDED SOCKET;AS2053; PACK OF 22,PACK WEIGHT 0.79 KG; | VINIDEX |  | 32170 | CURRENT | 2
15278 | BRACKET,MOUNTING | FOR PADMOUNT TERMINATION UNISTRUT MOUNTING CLEAT SUPPORT;MILD STEEL GALV;6 MM THK;T-SHAPED;BAG OF 40,PACK WEIGHT 20 KG;UJ MANUAL 2.005D; | HAYMAN | HAYMANS INDUSTRIES PTY LTD | 15278 | CURRENT | 1
15278 | BRACKET,MOUNTING | FOR PADMOUNT TERMINATION UNISTRUT MOUNTING CLEAT SUPPORT;MILD STEEL GALV;6 MM THK;T-SHAPED;BAG OF 40,PACK WEIGHT 20 KG;UJ MANUAL 2.005D; | LIVINGST | LIVINGSTONE ENGINEERING | 15278 | CURRENT | 2
15279 | STRAP,RETAINING | ALUMINIUM;40 MM W X 6 MM THK;DOUBLE FIXING SADDLE WITH FEET OFFSET TO SUIT POLE CONTOUR;BAG OF 10;LV POLE TERMINATION CONDUIT SADDLE,REFER UJ | ENI | ENI INDUSTRIES PL | 84171 | CURRENT | 1
15280 | CUTTER,CABLE,HAND OPERATED | SINGLE HANDLE ECCENTRIC RATCHET TYPE; 180 MM O/A LG;ADJUSTABLE ECCENTRIC, REPLACEABLE BLADE;SUPPLIED IN PLASTIC CASE; | LEGEND | LEGEND POWER SYSTEMS | KMS-EX | CURRENT | 1
15280 | CUTTER,CABLE,HAND OPERATED | SINGLE HANDLE ECCENTRIC RATCHET TYPE; 180 MM O/A LG;ADJUSTABLE ECCENTRIC, REPLACEABLE BLADE;SUPPLIED IN PLASTIC CASE; | SPECFORC | SPECIALISED FORCE | AV6220 | CURRENT | 2
15281 | BLADE,CUTTER,CABLE | FIXED;SCALLOP EDGE,DOUBLE BEVEL;TUNGSTEN CARBIDE;REPLACEMENT BLADE FOR CUTTER (STOCK CODE 15280);PACK OF 1; | SPECFORC | SPECIALISED FORCE | AV6299 | CURRENT | 1
15287 | PIN,STRAIGHT,HEADLESS | STEEL;GALV;HEX;72 MM C TO C;16 MM DIA; C/W 2 HUMPBACK SPLIT PINS; | DULHUNTY | DULHUNTY INDUSTRIES PTY LTD | HEX-72 | CURRENT | 1
15288 | PLUG,EAR | POLYMER FOAM;DISPOSABLE;EXPANDING,DB 27.5 RATING;CARTON OF 200 PAIRS;***NOT TO BE REUSED;OBSERVE STRICT HYGIENE STANDARDS DURING INSERTION***; | BLKWOODS | J BLACKWOOD & SON LTD | 05374761/312-1261 | CURRENT | 2
15288 | PLUG,EAR | POLYMER FOAM;DISPOSABLE;EXPANDING,DB 27.5 RATING;CARTON OF 200 PAIRS;***NOT TO BE REUSED;OBSERVE STRICT HYGIENE STANDARDS DURING INSERTION***; | BLKWOOD | J BLACKWOOD & SON LTD | 5374761 | CURRENT | 1
15288 | PLUG,EAR | POLYMER FOAM;DISPOSABLE;EXPANDING,DB 27.5 RATING;CARTON OF 200 PAIRS;***NOT TO BE REUSED;OBSERVE STRICT HYGIENE STANDARDS DURING INSERTION***; | E.A.R. |  | EPLATNUMS | CURRENT | 2
15289 | BUCKLE | STEEL;FOR 19 MM W POLYPROPYLENE STRAPPING;BAG OF 500,PACK OF 1000, PACK WEIGHT 6 KG; U/W STRAPPING STOCK CODE 02908; | BLKWOOD | J BLACKWOOD & SON LTD | 37587 | CURRENT | 1
15289 | BUCKLE | STEEL;FOR 19 MM W POLYPROPYLENE STRAPPING;BAG OF 500,PACK OF 1000, PACK WEIGHT 6 KG; U/W STRAPPING STOCK CODE 02908; | SIGNET | SIGNET PTY LTD | CT1000 10800 | CURRENT | 2
15289 | BUCKLE | STEEL;FOR 19 MM W POLYPROPYLENE STRAPPING;BAG OF 500,PACK OF 1000, PACK WEIGHT 6 KG; U/W STRAPPING STOCK CODE 02908; | PROMARK | PROMARK PACKAGING PTY LTD GEEBUNG | STEEL;FOR 19 MM W; LM3008 | CURRENT | 2
15292 | ANCHOR,ROCKFACE | STEEL;GALV;24 MM HOLE DIA;M20; 260 MM LG;BOX OF 10;TO BE USED IN CONJUNCTION WITH STOCK CODE 17889; | HOBSON | HOBSON ENGINEERING CO PTY LTD 393904 | MCS58GCM200260 | CURRENT | 1
15292 | ANCHOR,ROCKFACE | STEEL;GALV;24 MM HOLE DIA;M20; 260 MM LG;BOX OF 10;TO BE USED IN CONJUNCTION WITH STOCK CODE 17889; | STATEWD | STATEWIDE FSTNERS & ENG SPLS PL | RM20260G | CURRENT | 2
15292 | ANCHOR,ROCKFACE | STEEL;GALV;24 MM HOLE DIA;M20; 260 MM LG;BOX OF 10;TO BE USED IN CONJUNCTION WITH STOCK CODE 17889; | COVENTRY | COVENTRY FASTENERS QLD | CS20260GH | CURRENT | 2
15294 | SWEATBAND,HEADWEAR | TERRY COTTON;FOAM BACKED C/W 3 HOW CONDUCTIVE PRESS STUDS;TO SUIT MSA V GUARD SAFETY CAPS; | ATOMSUPP | ATOM SUPPLY | 90070032 | CURRENT | 1
15294 | SWEATBAND,HEADWEAR | TERRY COTTON;FOAM BACKED C/W 3 HOW CONDUCTIVE PRESS STUDS;TO SUIT MSA V GUARD SAFETY CAPS; | BLKWOODS | J BLACKWOOD & SON LTD | 00372079/224047 | CURRENT | 2
15294 | SWEATBAND,HEADWEAR | TERRY COTTON;FOAM BACKED C/W 3 HOW CONDUCTIVE PRESS STUDS;TO SUIT MSA V GUARD SAFETY CAPS; | MSA |  | 224047 | CURRENT | 2
15295 | SEMICONDUCTOR DEVICE,DIODE | AVALANCHE TYPE 1000 PIV;3 AMP;FOR USE AS FREEWHEELING DIODE ACROSS TRIP,CLOSING & ANTIPUMPING COILS WHERE REQUIRED,CAN BE USED IN SERIES FOR HIGH VOLTAGE | RSCOMP | RADIOSPARES COMPONENT PTY LTD | 628-9502 | CURRENT | 1
15314 | CONDUIT,NONMETALLIC,RIGID | 100 MM NOM SIZE;UPVC;WHITE;CLASS 12;HALF SECTION WITH INTEGRAL SOCKET;6 M LG,(1 X 6 M LG = 2 PIECES);AS1477,PTS 1-6 INCL; USED IN PAIRS FOR THE PROTECTION OF | VINIDEX |  |  | PURCHASE AS REQUIRED | 1
15314 | CONDUIT,NONMETALLIC,RIGID | 100 MM NOM SIZE;UPVC;WHITE;CLASS 12;HALF SECTION WITH INTEGRAL SOCKET;6 M LG,(1 X 6 M LG = 2 PIECES);AS1477,PTS 1-6 INCL; USED IN PAIRS FOR THE PROTECTION OF | HARDIE |  |  | PURCHASE AS REQUIRED | 2
15319 | RELAY,ELECTROMAGNETIC | 110 V DC COIL;10 NO HR CONT;1 HR FLAG; MODULAR CASE;IEC 255;REPLACED BY SC20186; | ALSTOM | ALSTOM GRID AUSTRALIA LIMITED | MVAJ13D1GB0771 | STRATEGIC SPARE | 1
15320 | DIE,CRIMPING TOOL | STEEL;HEX;12.5 MM AF;FOR ALUMINIUM BASED COMPRESSION FITTINGS;U/W UTILUX COMPRESSION TOOL NO.38A OR EQUIV; PACK OF 1,PACK WEIGHT 0.026 KG; | TECONN | TE CONNECTIVITY LTD | 38-125AL/1 | CURRENT | 1
15320 | DIE,CRIMPING TOOL | STEEL;HEX;12.5 MM AF;FOR ALUMINIUM BASED COMPRESSION FITTINGS;U/W UTILUX COMPRESSION TOOL NO.38A OR EQUIV; PACK OF 1,PACK WEIGHT 0.026 KG; | PLP AUST | PREFORMED LINE PRODUCTS (AUST) | EPCDA-12.5AF | CURRENT | 2
15325 | PHOTOELECTRIC CELL | Blank Shorting Unit Plug, suit NEMA Base for Standard Photo-Electric Outdoor Lighting Control, EQTS 05-01-02 | SYLVANIA | SYLVANIA SCHREDER | Z15213 | CURRENT | 1
15325 | PHOTOELECTRIC CELL | Blank Shorting Unit Plug, suit NEMA Base for Standard Photo-Electric Outdoor Lighting Control, EQTS 05-01-02 | TYCO | TYCO | ALR-MC-10ANSI | CURRENT | 2
15333 | COVERALLS,DISPOSABLE | DRY PARTICLE SUITS;WHITE;SIZE MED; TWO ZIPPERS;SINGLE OR DOUBLE STORM FLAPS ;3 PIECE HOOD;ELASTICIZED WAIST;RATED TYPE 5 & 6;PROVIDES PROTECTION AGAINST | BLKWOODS | J BLACKWOOD & SON LTD | 07243452/SMMS428WE M | CURRENT | 2
15333 | COVERALLS,DISPOSABLE | DRY PARTICLE SUITS;WHITE;SIZE MED; TWO ZIPPERS;SINGLE OR DOUBLE STORM FLAPS ;3 PIECE HOOD;ELASTICIZED WAIST;RATED TYPE 5 & 6;PROVIDES PROTECTION AGAINST | ATOMSUPP | ATOM SUPPLY | 55520078 | CURRENT | 1
15333 | COVERALLS,DISPOSABLE | DRY PARTICLE SUITS;WHITE;SIZE MED; TWO ZIPPERS;SINGLE OR DOUBLE STORM FLAPS ;3 PIECE HOOD;ELASTICIZED WAIST;RATED TYPE 5 & 6;PROVIDES PROTECTION AGAINST | PROTECTR |  | SAFEGARD 76 | CURRENT | 2
15333 | COVERALLS,DISPOSABLE | DRY PARTICLE SUITS;WHITE;SIZE MED; TWO ZIPPERS;SINGLE OR DOUBLE STORM FLAPS ;3 PIECE HOOD;ELASTICIZED WAIST;RATED TYPE 5 & 6;PROVIDES PROTECTION AGAINST | ATOMSUPP | ATOM SUPPLY | 40012838 | CURRENT | 2
15335 | SIGN | ENERGEX BURIED ELECTRIC CABLES IN THIS VICINITY;ALUMINIUM;ANODISED BLACK;185 MM LG,100 MM W,2 MM THK;BLACK ON NATURAL ;AS1231 & AS1956;TO BE AFFIXED TO POST | CUTLER | CUTLER BRANDS PTY LTD | ENERGE-15335 | CURRENT | 1
15336 | SIGN | ENERGEX BURIED ELECTRIC CABLES;ALUMINIUM ;ANODISED BLACK;185 MM LG,100 MM W,2 MM THK;BLACK ON NATURAL;AS1231 & AS1956;TO BE AFFIXED TO POST (STOCK CODE 14094); | CUTLER | CUTLER BRANDS PTY LTD | ENERGE-15336 | CURRENT | 1
15337 | CLAMP,ELEC PWR CABLE,SUPPORT | SINGLE CABLE;GALV STEEL & STAINLESS STEEL;TO SUIT CABLE 30 TO 110 MM DIA; LOCKING RATCHET DIAMETER ADJUSTMENT, ONE OR TWO BOLT MTG;M12 CLEARANCE;REFER | JBJOINT | JB JOINTING SUPPLIES PTY LTD | JB-SSS | CURRENT | 2
15337 | CLAMP,ELEC PWR CABLE,SUPPORT | SINGLE CABLE;GALV STEEL & STAINLESS STEEL;TO SUIT CABLE 30 TO 110 MM DIA; LOCKING RATCHET DIAMETER ADJUSTMENT, ONE OR TWO BOLT MTG;M12 CLEARANCE;REFER | UTILUX |  | CBH30-110/1 | CURRENT | 5
15337 | CLAMP,ELEC PWR CABLE,SUPPORT | SINGLE CABLE;GALV STEEL & STAINLESS STEEL;TO SUIT CABLE 30 TO 110 MM DIA; LOCKING RATCHET DIAMETER ADJUSTMENT, ONE OR TWO BOLT MTG;M12 CLEARANCE;REFER | TECONN | TE CONNECTIVITY LTD | CBH30-110/1 | CURRENT | 1
15345 | STRIP,ELECTRICAL POWER CABLE PROTECTION | FLAT RECT;2 M LG,150 MM W,3 TO 5 MM THK; BLACK OR ORANGE POLYMERIC MATERIAL; IMPACT RESISTANT,MARKED 'DANGER ELECTRIC CABLE BELOW';AS DWG 94102; | TRI UGRD | TRI UNDERGROUND AUSTRALIA PTY LTD | CCS1502 | CURRENT | 1
15345 | STRIP,ELECTRICAL POWER CABLE PROTECTION | FLAT RECT;2 M LG,150 MM W,3 TO 5 MM THK; BLACK OR ORANGE POLYMERIC MATERIAL; IMPACT RESISTANT,MARKED 'DANGER ELECTRIC CABLE BELOW';AS DWG 94102; | HAYMANS | HAYMANS ELECTRICAL | VIN98610 | CURRENT | 2
15345 | STRIP,ELECTRICAL POWER CABLE PROTECTION | FLAT RECT;2 M LG,150 MM W,3 TO 5 MM THK; BLACK OR ORANGE POLYMERIC MATERIAL; IMPACT RESISTANT,MARKED 'DANGER ELECTRIC CABLE BELOW';AS DWG 94102; | TAPEX |  | CPCE150 | CURRENT | 2
15345 | STRIP,ELECTRICAL POWER CABLE PROTECTION | FLAT RECT;2 M LG,150 MM W,3 TO 5 MM THK; BLACK OR ORANGE POLYMERIC MATERIAL; IMPACT RESISTANT,MARKED 'DANGER ELECTRIC CABLE BELOW';AS DWG 94102; | ASTRONPL | ASTRON PLASTICS LTD | 3027214 | CURRENT | 2
15345 | STRIP,ELECTRICAL POWER CABLE PROTECTION | FLAT RECT;2 M LG,150 MM W,3 TO 5 MM THK; BLACK OR ORANGE POLYMERIC MATERIAL; IMPACT RESISTANT,MARKED 'DANGER ELECTRIC CABLE BELOW';AS DWG 94102; | GENERAL | GENERAL TRADE SUPPLIES | 149000211 | CURRENT | 2
15345 | STRIP,ELECTRICAL POWER CABLE PROTECTION | FLAT RECT;2 M LG,150 MM W,3 TO 5 MM THK; BLACK OR ORANGE POLYMERIC MATERIAL; IMPACT RESISTANT,MARKED 'DANGER ELECTRIC CABLE BELOW';AS DWG 94102; | VINIDEX |  | 98610 | CURRENT | 2
15346 | STRIP,ELECTRICAL POWER CABLE PROTECTION | FLAT RECT;2 M LG,200 MM W,3 TO 5 MM THK; BLACK OR ORANGE POLYMERIC MATERIAL; IMPACT RESISTANT,MARKED 'DANGER ELECTRIC CABLE BELOW';AS DWG 94102; | TRI UGRD | TRI UNDERGROUND AUSTRALIA PTY LTD | CCS2002 | CURRENT | 1
15346 | STRIP,ELECTRICAL POWER CABLE PROTECTION | FLAT RECT;2 M LG,200 MM W,3 TO 5 MM THK; BLACK OR ORANGE POLYMERIC MATERIAL; IMPACT RESISTANT,MARKED 'DANGER ELECTRIC CABLE BELOW';AS DWG 94102; | HAYMANS | HAYMANS ELECTRICAL | VIN98620 | CURRENT | 2
15346 | STRIP,ELECTRICAL POWER CABLE PROTECTION | FLAT RECT;2 M LG,200 MM W,3 TO 5 MM THK; BLACK OR ORANGE POLYMERIC MATERIAL; IMPACT RESISTANT,MARKED 'DANGER ELECTRIC CABLE BELOW';AS DWG 94102; | TAPEX |  | CPCE200 | CURRENT | 2
15346 | STRIP,ELECTRICAL POWER CABLE PROTECTION | FLAT RECT;2 M LG,200 MM W,3 TO 5 MM THK; BLACK OR ORANGE POLYMERIC MATERIAL; IMPACT RESISTANT,MARKED 'DANGER ELECTRIC CABLE BELOW';AS DWG 94102; | ASTRONPL | ASTRON PLASTICS LTD | 3027563 | CURRENT | 2
15346 | STRIP,ELECTRICAL POWER CABLE PROTECTION | FLAT RECT;2 M LG,200 MM W,3 TO 5 MM THK; BLACK OR ORANGE POLYMERIC MATERIAL; IMPACT RESISTANT,MARKED 'DANGER ELECTRIC CABLE BELOW';AS DWG 94102; | GENERAL | GENERAL TRADE SUPPLIES | 149000212 | CURRENT | 2
15346 | STRIP,ELECTRICAL POWER CABLE PROTECTION | FLAT RECT;2 M LG,200 MM W,3 TO 5 MM THK; BLACK OR ORANGE POLYMERIC MATERIAL; IMPACT RESISTANT,MARKED 'DANGER ELECTRIC CABLE BELOW';AS DWG 94102; | VINIDEX |  | 98620 | CURRENT | 2
15347 | STRIP,ELECTRICAL POWER CABLE PROTECTION | FLAT RECT;2 M LG,300 MM W,3 TO 5 MM THK; BLACK OR ORANGE POLYMERIC MATERIAL; IMPACT RESISTANT MARKED 'DANGER ELECTRIC CABLE BELOW';AS DWG 94102; | TRI UGRD | TRI UNDERGROUND AUSTRALIA PTY LTD | CCS3002 | CURRENT | 1
15347 | STRIP,ELECTRICAL POWER CABLE PROTECTION | FLAT RECT;2 M LG,300 MM W,3 TO 5 MM THK; BLACK OR ORANGE POLYMERIC MATERIAL; IMPACT RESISTANT MARKED 'DANGER ELECTRIC CABLE BELOW';AS DWG 94102; | HAYMANS | HAYMANS ELECTRICAL | VIN98635 | CURRENT | 2
15347 | STRIP,ELECTRICAL POWER CABLE PROTECTION | FLAT RECT;2 M LG,300 MM W,3 TO 5 MM THK; BLACK OR ORANGE POLYMERIC MATERIAL; IMPACT RESISTANT MARKED 'DANGER ELECTRIC CABLE BELOW';AS DWG 94102; | TAPEX |  | CPCE300 | CURRENT | 2
15347 | STRIP,ELECTRICAL POWER CABLE PROTECTION | FLAT RECT;2 M LG,300 MM W,3 TO 5 MM THK; BLACK OR ORANGE POLYMERIC MATERIAL; IMPACT RESISTANT MARKED 'DANGER ELECTRIC CABLE BELOW';AS DWG 94102; | ASTRONPL | ASTRON PLASTICS LTD | 3027564 | CURRENT | 2
15347 | STRIP,ELECTRICAL POWER CABLE PROTECTION | FLAT RECT;2 M LG,300 MM W,3 TO 5 MM THK; BLACK OR ORANGE POLYMERIC MATERIAL; IMPACT RESISTANT MARKED 'DANGER ELECTRIC CABLE BELOW';AS DWG 94102; | GENERAL | GENERAL TRADE SUPPLIES | 149000214 | CURRENT | 2
15347 | STRIP,ELECTRICAL POWER CABLE PROTECTION | FLAT RECT;2 M LG,300 MM W,3 TO 5 MM THK; BLACK OR ORANGE POLYMERIC MATERIAL; IMPACT RESISTANT MARKED 'DANGER ELECTRIC CABLE BELOW';AS DWG 94102; | VINIDEX |  | 98635 | CURRENT | 2
15353 | BOLT SET | Galv Steel Gde 8.8, Hex Head, M36 x 130mm, 80mm Lg Min Thread c/w M36 8.8 Structural Steel Nuts, 2 x M36 8.8 Structural Steel Flat Washer (scm) | INGALEPS | INGAL EPS (CONTRACTOR) | 1000183RGX | CURRENT | 1
15354 | WASHER,SHEAR | 2mm Thk, 350 PCD, Galv Steel, for use with SBM Pole, EQTS 05-02-01, Dwg 05-02-04 (scm) | INGALEPS | INGAL EPS (CONTRACTOR) | I00618 | CURRENT | 1
15355 | CAPACITOR UNIT. | 6.93 KV;238.3 KVAR;SINGLE PHASE;15.8 UF PER PHASE;34.3 AMP @ 50 HZ;50 HZ;NON PCB IMPREGNANT;POLYPROPLYENE FILM DIELECTRIC ;2 BUSHINGS PER UNIT;SS304 STAINLESS | NOKIAN | NOKIAN CAPACITORS PTY LTD | PILP238 | PURCHASE AS REQUIRED | 1
15363 | SPLICE,CONDUCTOR | BUTT SPLICING TYPE;0.5 TO 0.9 MM CONNECTOR OD;PACK OF 100;CARTON OF 1000; | REXEL | REXEL PTY LTD | 3MSSCOUR2-HS | CURRENT | 2
15363 | SPLICE,CONDUCTOR | BUTT SPLICING TYPE;0.5 TO 0.9 MM CONNECTOR OD;PACK OF 100;CARTON OF 1000; | 3M | 3M AUSTRALIA PTY LTD | MMMUR2-HS | CURRENT | 2
15363 | SPLICE,CONDUCTOR | BUTT SPLICING TYPE;0.5 TO 0.9 MM CONNECTOR OD;PACK OF 100;CARTON OF 1000; | CNWPL | CNW PL - SLACKS CREEK | UR2 | CURRENT | 1
15376 | TALLOW,INEDIBLE | 20KG CAN;LEAD WIPING FLUX; | BLKWOODS | J BLACKWOOD & SON LTD | TALLOW PRODUCTS/TALLOW | CURRENT | 1
15383 | COATING COMPOUND,ZINC | AEROSOL PACK SPRAY APPLICATION;400 G SPRAYCAN;CARTON OF 6, Grey ;FOR USE ON COLD SURFACES ONLY; White Knight Rust Guard | TAUBMANS |  | 375574 | CURRENT | 2
15383 | COATING COMPOUND,ZINC | AEROSOL PACK SPRAY APPLICATION;400 G SPRAYCAN;CARTON OF 6, Grey ;FOR USE ON COLD SURFACES ONLY; White Knight Rust Guard | TAUBMANS |  | 9312098172035 | CURRENT | 1
15384 | CABLE,CONTROL,ELECTRICAL | 20 CORE 10 PAIR TWISTED;0.5 MM;SHEATHED INDOOR SCREENED TELEPHONE CABLE;FOR SUBSTATION SACS,T FACE WITH MICC,250 M DRUM,DRUM WEIGHT 26.5 KG; | OLEX | OLEX AUSTRALIA PTY LTD | TINT010A5ACRA250 | CURRENT | 2
15384 | CABLE,CONTROL,ELECTRICAL | 20 CORE 10 PAIR TWISTED;0.5 MM;SHEATHED INDOOR SCREENED TELEPHONE CABLE;FOR SUBSTATION SACS,T FACE WITH MICC,250 M DRUM,DRUM WEIGHT 26.5 KG; | OLEX | OLEX AUSTRALIA PTY LTD | TINT010SCRA250 | CURRENT | 1
15390 | PEN,RECORDER | DISPOSABLE INK CARTRIDGE C/W NIB;BLUE; LOWER CHANNEL;PACK OF 5,SHELF LIFE = 1 YEAR FOR U/W ESTERLINE ANGUS MINISERVO RECORDS MODEL MS 402D (LOWER); | MILGRAPH |  | 82-12-0433-05 | PURCHASE AS REQUIRED | 2
15390 | PEN,RECORDER | DISPOSABLE INK CARTRIDGE C/W NIB;BLUE; LOWER CHANNEL;PACK OF 5,SHELF LIFE = 1 YEAR FOR U/W ESTERLINE ANGUS MINISERVO RECORDS MODEL MS 402D (LOWER); | CROWNGRP | CROWN GROUP | 1FD29C/8.2 MM-B | PURCHASE AS REQUIRED | 1
15393 | LETTER,SIGN | LETTER X;ALUMINIUM;50 MM H,35 MM W,24 G; W/2 HOLES FOR 12 G CLOUTS,(STOCK CODE 11430) OR 2.4 MM RIVETS (STOCK CODE 15785);BAG OF 100;FOR POLE | POWERENG |  | SF17PE200X | CURRENT | 1
15398 | ELCONITE | NOT FLUSHED;CINTERED COPPER/TUNGSTEN MATERIAL;FOR OLTC CONTACTS;SUIT OLTC TYPE ENGLISH ELECTRIC DRUM FIXED/MOVING CONTACTS;SUIT C844;PACK OF 1; | JOHNMATH |  | 49522 | MAINTENANCE STOCK | 1
15399 | ELCONITE | NOT FLUSHED;CINTERED COPPER/TUNGSTEN MATERIAL;FOR OLTC CONTACTS;SUIT AEI S21A X 2T OLTC MOVING CONTACTS;SUIT C807 ;PACK OF 1; | JOHNMATH |  | 47257 | MAINTENANCE STOCK | 1
15400 | ELCONITE | NOT FLUSHED;CINTERED COPPER/TUNGSTEN MATERIAL;FOR OLTC CONTACTS;SUIT ENGLISH ELECTRIC DIAL OLTC FIXED/MOVING CONTACTS ;SUIT C846;PACK OF 1; | JOHNMATH |  | 35452 | MAINTENANCE STOCK | 1
15401 | ELCONITE | NOT FLUSHED;CINTERED COPPER/TUNGSTEN MATERIAL;FOR OLTC CONTACTS;SUIT AEI M21A X 4T OLTC FIXED/MOVING CONTACTS; SUIT C806;PACK OF 1; | JOHNMATH |  | 35998 | MAINTENANCE STOCK | 1
15402 | ELCONITE | NOT FLUSHED;CINTERED COPPER/TUNGSTEN MATERIAL;FOR OLTC CONTACTS;SUIT FULLER TYPE "F" OLTC FIXED CONTACTS;SUIT C293 & C815;PACK OF 1; | JOHNMATH |  | 10690 | CURRENT | 1
15403 | ELCONITE | NOT FLUSHED;CINTERED COPPER/TUNGSTEN MATERIAL;FOR OLTC CONTACTS;SUIT FULLER TYPE "F" ROLLER CONTACTS;SUIT C781,C782, C783 & C784;PACK OF 1; | JOHNMATH |  | 5389 | MAINTENANCE STOCK | 1
15405 | ELCONITE | NOT FLUSHED;CINTERED COPPER/TUNGSTEN MATERIAL;FOR OLTC CONTACTS;SUIT FERRANTI DS2 OLTC FIXED CONTACTS; PACK OF 1; | JOHNMATH |  | 49521 | MAINTENANCE STOCK | 1
15406 | ELCONITE | NOT FLUSHED;CINTERED COPPER/TUNGSTEN MATERIAL;FOR OLTC CONTACTS;SUIT ENGLISH ELECTRIC DIAL TDE OLTC;ENGLISH ELECTRIC FDE FIXED;SUIT C973,C974 & C1192;PACK OF | JOHNMATH |  | 17359 | MAINTENANCE STOCK | 1
15407 | ELCONITE | NOT FLUSHED;CINTERED COPPER/TUNGSTEN MATERIAL;FOR OLTC CONTACTS;SUIT ATL SD528 OLTC MOVING CONTACTS;SUIT C848; PACK OF 1; | JOHNMATH |  | 35246 | MAINTENANCE STOCK | 1
15408 | ELCONITE | NOT FLUSHED;CINTERED COPPER/TUNGSTEN MATERIAL;FOR OLTC CONTACTS;SUIT AEI SD528 FIXED LARGE CONTACTS;SUIT C849A; PACK OF 1; | JOHNMATH |  | 17986 | MAINTENANCE STOCK | 1
15409 | ELCONITE | NOT FLUSHED;CINTERED COPPER/TUNGSTEN MATERIAL;FOR OLTC CONTACTS;SUIT ATL SD528 OLTC FIXED SMALL CONTACTS;SUIT C849;PACK OF 1; | JOHNMATH |  | 35446 | MAINTENANCE STOCK | 1
15410 | ELCONITE | NOT FLUSHED;CINTERED COPPER/TUNGSTEN MATERIAL;FOR SWITCHGEAR CONTACTS;SUIT REYROLLE LMT FIXED ARCING FINGER CONTACTS;SUIT C828;PACK OF 1; | JOHNMATH |  | 19866 | MAINTENANCE STOCK | 1
15411 | ELCONITE | NOT FLUSHED;CINTERED COPPER/TUNGSTEN MATERIAL;FOR SWITCHGEAR CONTACTS;SUIT WESTINGHOUSE J18,EMAIL S15,EMAIL OS15 MOVING CONTACTS;SUIT C103 & C847;PACK OF | JOHNMATH |  | 18960 | MAINTENANCE STOCK | 1
15412 | ELCONITE | NOT FLUSHED;CINTERED COPPER/TUNGSTEN MATERIAL;FOR SWITCHGEAR CONTACTS;SUIT WESTINGHOUSE J18,EMAIL S15,EMAIL OS15 11 KV CIRCUIT BREAKER FIXED FINGER | JOHNMATH |  | 49520 | MAINTENANCE STOCK | 1
15413 | ELCONITE | NOT FLUSHED;CINTERED COPPER/TUNGSTEN MATERIAL;FOR SWITCHGEAR CONTACTS;SUIT GEC OLX 111 MOVING CONTACTS;SUIT C89; PACK OF 1; | JOHNMATH |  | 19865 | MAINTENANCE STOCK | 1
15414 | ELCONITE | NOT FLUSHED;CINTERED COPPER/TUNGSTEN MATERIAL;FOR OLTC CONTACTS;SUIT FULLER TYPE"F" OLTC FIXED CONTACTS;SUIT C792; PACK OF 1; | JOHNMATH |  | 18961 | MAINTENANCE STOCK | 1
15415 | ELCONITE | NOT FLUSHED;CINTERED COPPER/TUNGSTEN MATERIAL;FOR OLTC CONTACTS;SUIT ENGLISH ELECTRIC FDE MOVING CONTACTS;SUIT C1193 & C1194;PACK OF 1; | JOHNMATH |  | 16882 | MAINTENANCE STOCK | 1
15421 | FIXTURE,LIGHTING | HPS;WALL MTG,REAR ENTRY;150 W;GLASS REFRACTOR;DIE CAST ALUM BODY; C/W INTEGRAL CONTROL GEAR,LOW BEAM ANGLE (60 DEG);ROADWAY UNDERPASS | MOON | MOONLIGHTING | SLA-TK150HPS | CURRENT | 1
15426 | DEVICE,INTERFERENCE SUPPRESSION | STAINLESS STEEL;CLEVIS SHUNT;FOR U/W CLEVIS TYPE DISC INSULATORS;PACK OF 100; USED TO SUPPRESS RADIO AND TV INTERFERENCE; | DULMISON | DULMISON (AUST) PTY LTD | D-8504 | CURRENT | 1
15427 | TOOTH,AUGER | Rock/Earth, Straight Type, Tungsten Tipped, 45 Deg Angle | DIGGA | DIGGA AUSTRALIA PTY LTD | TTS-3 | CURRENT | 1
15436 | FERRULE,ELECTRICAL CONDUCTOR | CRIMP TYPE;ALUMINIUM;ALUMINIUM CONDUCTOR ;120 SQ MM;PRE-FILLED WITH JOINTING COMPOUND;INDIVIDUALLY PACKED IN PLASTIC BAGS;REFER UJ MAN 2/651; | UTILUX |  | H15208 | CURRENT | 1
15437 | JOINT,ELECTRICAL POWER CABLE | 11 KV;FOR 35 TO 70 SQ MM ALUMINIUM CONDUCTOR,XLPE SINGLE CORE (INC HVABC); STRAIGHT JOINT,SCREENED;HEAT SHRINK JOINT KIT; UJ MANUAL 2/651; | RAYCHEM | RAYCHEM (AUSTRALIA) PTY LTD | EPKJ 17A/1XU-1XU | CURRENT | 1
15438 | JOINT,ELECTRICAL POWER CABLE | 11 KV;FOR 95 TO 185 SQ MM ALUMINIUM CONDUCTOR,XLPE SINGLE CORE (INC HVABC); STRAIGHT JOINT,SCREENED;HEAT SHRINK JOINT KIT;UJ MANUAL 2/651; | RAYCHEM | RAYCHEM (AUSTRALIA) PTY LTD | EPKJ 17B/1XU-1XU | CURRENT | 1
15456 | FUSECARRIER | 32 AMP;415 V;FOR HRC CLIP IN OFFSET TAGS ;WHITE;TO SUIT FUSE BASE SC32 "SAFE CLIP";PACK OF 1; | REXEL | REXEL PTY LTD | BUSSC32H-DWH | PURCHASE AS REQUIRED | 1
15456 | FUSECARRIER | 32 AMP;415 V;FOR HRC CLIP IN OFFSET TAGS ;WHITE;TO SUIT FUSE BASE SC32 "SAFE CLIP";PACK OF 1; | HAYMANS | HAYMANS ELECTRICAL | EEFSC32HWH | PURCHASE AS REQUIRED | 2
15461 | EXTRACTOR,FUSECARRIER | TONG TYPE;TO SUIT LV FUSE WEDGES IN SUBSTATION PANELS; | IDEAL | IDEAL | 34-002A (ONLY) | CURRENT | 1
15469 | SWITCH FUSE GEAR | 12 KV;3 PHASE;1 FUSE SW;200 AMP NORM CURR;21.9 KA BKG CURR;55.8 KA MKG CURR; 3 PHASE TRIP;OIL INSUL;O/D;EXT;AS2067- 1977;ANDELECT SDAF 14 SERIES 2;RECT BAND | ABB | ABB FAN PTY LTD | SDAF14 SER 2 O/D EXT* | PHASING | 1
15473 | FILE,HAND | SHEAR;FLAT,MAGICUT TOOTH;STD CUT ;300 MM LG; USED FOR SMOOTHING OF ALUM,BRASS,BRONZE & COPPER; (P6) | CNWPL | CNW PL - SLACKS CREEK | NIC07941N | CURRENT | 1
15473 | FILE,HAND | SHEAR;FLAT,MAGICUT TOOTH;STD CUT ;300 MM LG; USED FOR SMOOTHING OF ALUM,BRASS,BRONZE & COPPER; (P6) | KEYLINE | KEY-LINE DISTRIBUTORS PTY LTD | PFERD 907941 | CURRENT | 2
15474 | POLE,LINE CONSTRUCTION,CONCRETE | 14m Lg, 12kN, Hollow Spun Reinforced, AS4065, Pole Transformer Station, suit use with open wire HV & LV & LV-ABC, 9 per load, pack weight 2540kg per Pole | ROCLA | ROCLA PTY LTD | SEQ1412TFR | CURRENT | 1
15475 | CABLE,POWER,ELECTRICAL | 11 KV;300 SQ MM;COPPER CONDUCTOR;3 CORE; SCREENED PLYHDPE;300 M DRUM SIZE,WOODEN DRUM,2200/1500/1150,MAX 5.2 TONNES, 108 MM SPINDLE HOLE; | OLEX | OLEX AUSTRALIA PTY LTD | KMRP27AA003CXAA | PURCHASE AS REQUIRED | 1
15487 | BUSHING,STRAIN RELIEF,CABLE | NYLON;RIGHT ANGLE TYPE;8.00 MM X 16.8 MM ;BLACK;FOR 2 CORE FLAT PVC/PVC; | HEYCO | HEYCO PRODUCTS INC (MANUFACTURER) | 1440 | CURRENT | 1
15492 | RELAY,OVERCURRENT AND EARTH FAULT | ABB SPAJ140C;3 OC EF;5/1 AMP;32/48 V DC AUX,32/48/110 V AC/DC DI;MTG FLUSH & RACK;ORDER ON PROTECTION MANAGER APPROVAL ONLY; | ABB | ABB FAN PTY LTD | RS611006-CA | CURRENT | 1
15493 | RELAY,OVERCURRENT AND EARTH FAULT | ABB SPAJ140C;3 OC EF:5/1 AMP;110/125 V DC AUX,32/48/110 V AC/DC DI;MTG FLUSH & RACK;ORDER ON PROTECTION MANAGER APPROVAL ONLY; | ABB | ABB FAN PTY LTD | RS611006-AA | CURRENT | 1
15495 | RELAY SET,DIFFERENTIAL BUSBAR | AREVA; MCAG34 & MVTP31;5 AMP;3 X 47 OHM & METROLSIL;110 V DC AUX;MTG FLUSH & RACK;ORDER ON PROTECTION MANAGER APPROVAL ONLY;MCAG34 & MVTP31, | AREVA | AREVA T&D AUSTRALIA LIMITED | MCAG34VCBF0047A&MVTP31V1CB0751 | PHASING | 1
15505 | KEY,SOCKET HEAD SCREW | L-SHAPE;HEX DRIVE;4 MM;FOR PIN-HEAD,BUTT ON HEAD SCREW;FOR USE ON STREET LIGHTING COLUMN DOOR RETAINING SCREW (STOCK CODE 15747); | INGALEPS | INGAL EPS (CONTRACTOR) | I02914 | CURRENT | 1
15505 | KEY,SOCKET HEAD SCREW | L-SHAPE;HEX DRIVE;4 MM;FOR PIN-HEAD,BUTT ON HEAD SCREW;FOR USE ON STREET LIGHTING COLUMN DOOR RETAINING SCREW (STOCK CODE 15747); | POLO |  |  | CURRENT | 1
15507 | TERMINAL,LUG | DRILLED PALM,CAST,ALUMINIUM CRIMP TYPE, SECTOR SHAPED INTERNAL BARREL; ROTATING BARREL;FOR 240 SQ MM SOLID OR STRANDED SECTOR,4 CORE ALUMINIUM CONDUCTOR;M12 | JBJOINT | JB JOINTING SUPPLIES PTY LTD | JB-LVSL-240AI | CURRENT | 2
15507 | TERMINAL,LUG | DRILLED PALM,CAST,ALUMINIUM CRIMP TYPE, SECTOR SHAPED INTERNAL BARREL; ROTATING BARREL;FOR 240 SQ MM SOLID OR STRANDED SECTOR,4 CORE ALUMINIUM CONDUCTOR;M12 | TYCO | TYCO | AGS4HR240M12/1 (H15357/1 | CURRENT | 2
15507 | TERMINAL,LUG | DRILLED PALM,CAST,ALUMINIUM CRIMP TYPE, SECTOR SHAPED INTERNAL BARREL; ROTATING BARREL;FOR 240 SQ MM SOLID OR STRANDED SECTOR,4 CORE ALUMINIUM CONDUCTOR;M12 | UTILUX |  | H15357/1 | CURRENT | 5
15507 | TERMINAL,LUG | DRILLED PALM,CAST,ALUMINIUM CRIMP TYPE, SECTOR SHAPED INTERNAL BARREL; ROTATING BARREL;FOR 240 SQ MM SOLID OR STRANDED SECTOR,4 CORE ALUMINIUM CONDUCTOR;M12 | LEGEND | LEGEND POWER SYSTEMS | ARL240-12 | CURRENT | 2
15507 | TERMINAL,LUG | DRILLED PALM,CAST,ALUMINIUM CRIMP TYPE, SECTOR SHAPED INTERNAL BARREL; ROTATING BARREL;FOR 240 SQ MM SOLID OR STRANDED SECTOR,4 CORE ALUMINIUM CONDUCTOR;M12 | TECONN | TE CONNECTIVITY LTD | AGS4HR240M12/1 | CURRENT | 1
15513 | CUSHIONING MATERIAL,PACKAGING | PLASTICS;AIR CAP TYPE;0.68 M W;750 MM ROLL;2 ROLLS/PALLET;PACK WEIGHT 7.5 KG; FOR PACKAGING OF STORES STOCK ITEMS; | SIGNET | SIGNET PTY LTD | 47193 | CURRENT | 2
15513 | CUSHIONING MATERIAL,PACKAGING | PLASTICS;AIR CAP TYPE;0.68 M W;750 MM ROLL;2 ROLLS/PALLET;PACK WEIGHT 7.5 KG; FOR PACKAGING OF STORES STOCK ITEMS; | PROMARK | PROMARK PACKAGING PTY LTD GEEBUNG | BP2030A | CURRENT | 2
15513 | CUSHIONING MATERIAL,PACKAGING | PLASTICS;AIR CAP TYPE;0.68 M W;750 MM ROLL;2 ROLLS/PALLET;PACK WEIGHT 7.5 KG; FOR PACKAGING OF STORES STOCK ITEMS; | SIGNET | SIGNET PTY LTD | P20X | CURRENT | 1
15513 | CUSHIONING MATERIAL,PACKAGING | PLASTICS;AIR CAP TYPE;0.68 M W;750 MM ROLL;2 ROLLS/PALLET;PACK WEIGHT 7.5 KG; FOR PACKAGING OF STORES STOCK ITEMS; | PROMARK | PROMARK PACKAGING PTY LTD GEEBUNG | PLASTICS;AIR CAP TYPE; | CURRENT | 2
15514 | SEALING COMPOUND | SYNTHETIC COPOLYMERS,FILLERS & PLASTICISERS;TRANSLUCENT;GEL FORM;FOR SEALING OIL LEAKS;270 G CARTRIDGE,CARTON OF 12; | BLKWOODS | J BLACKWOOD & SON LTD | 05372551/930069711495202 | CURRENT | 2
15514 | SEALING COMPOUND | SYNTHETIC COPOLYMERS,FILLERS & PLASTICISERS;TRANSLUCENT;GEL FORM;FOR SEALING OIL LEAKS;270 G CARTRIDGE,CARTON OF 12; | SELLEYS |  | SWS270 | CURRENT | 2
15514 | SEALING COMPOUND | SYNTHETIC COPOLYMERS,FILLERS & PLASTICISERS;TRANSLUCENT;GEL FORM;FOR SEALING OIL LEAKS;270 G CARTRIDGE,CARTON OF 12; | ATOMSUPP | ATOM SUPPLY | 90300023 | CURRENT | 1
15516 | SIGN,TRAFFIC | PEDESTRIANS WATCH YOUR STEP;VINYL;BLACK LETTERS;YELLOW BACKGROUND;900 MM LG, 600 MM W;CLASS 1W;C/W 2 ALUMINIUM TUBES & TWO HOOKS,FOR ATTACHING TO A FRAMES, | ARTCRAFT | ARTCRAFT PTY LTD | SE-205-65 Q | PURCHASE AS REQUIRED | 1
15518 | SIGN,TRAFFIC | WORKERS AHEAD (SYMBOLIC);VINYL;BLACK FIGURES;FLAME ORANGE BACKGROUND; 1200 MM LG,900 MM W; CLASS 1W;C/W 2 ALUMINIUM TUBES; AS1742;PACK SIZE | SAFESIGN | SAFE SIGN AUATRALIA PTY LTD | 15518 | PURCHASE AS REQUIRED | 1
15519 | STAND,SIGN | STEEL;ZINC PLATED;TO SUIT 1200 MM W & 900 MM W SIGNS;U/W LT WEIGHT ROADWAY WARNING SIGN; C/W 1 X BASE PLATE, 2 X SUPPORT FEET, 1 X RH X 1 X LH POSTS | REFLEFAB | REFLECT FABRICS PL - 310680 | EXSC15519 | CURRENT | 1
15519 | STAND,SIGN | STEEL;ZINC PLATED;TO SUIT 1200 MM W & 900 MM W SIGNS;U/W LT WEIGHT ROADWAY WARNING SIGN; C/W 1 X BASE PLATE, 2 X SUPPORT FEET, 1 X RH X 1 X LH POSTS | SAFESIGN | SAFE SIGN AUATRALIA PTY LTD | 15519 | CURRENT | 2
15522 | LIGHT UNIT,AUTOMOTIVE | REVOLVING WARNING LIGHT PORTABLE;HALOGEN ;12 V;170 MM LG,115 MM W;AMBER;MAGNETIC; C/W 3.5 M EXTENDABLE COILED CABLE & 5 AMP CIGAR SOCKET,C/W HALOGEN BULB;SAFETY | HAYMANS | HAYMANS ELECTRICAL | MECSIR7201203A. | CURRENT | 2
15522 | LIGHT UNIT,AUTOMOTIVE | REVOLVING WARNING LIGHT PORTABLE;HALOGEN ;12 V;170 MM LG,115 MM W;AMBER;MAGNETIC; C/W 3.5 M EXTENDABLE COILED CABLE & 5 AMP CIGAR SOCKET,C/W HALOGEN BULB;SAFETY | HAYMANS | HAYMANS ELECTRICAL | ONSL9252HYMC | CURRENT | 1
15522 | LIGHT UNIT,AUTOMOTIVE | REVOLVING WARNING LIGHT PORTABLE;HALOGEN ;12 V;170 MM LG,115 MM W;AMBER;MAGNETIC; C/W 3.5 M EXTENDABLE COILED CABLE & 5 AMP CIGAR SOCKET,C/W HALOGEN BULB;SAFETY | GENERAL | GENERAL TRADE SUPPLIES | MECSIR7201203A | CURRENT | 2
15526 | DISPENSER,PAPER TOWEL | STEEL;ENAMELLED,WHITE;CONTINUOUS ROLL; 265 MM W,200 MM D,200 MM LG;TO SUIT RAG-ON-A-ROLL STOCK CODE 15866; | KIMCLARK |  | 4915 | CURRENT | 1
15528 | PIT,UTILITY | TYPE P4;704 MM LG, 400 MM W,830 MM D; BLACK HDPE;PALLET OF 8 (4 STACKED 2 HIGH), PALLET WEIGHT 111 KG; | TRI UGRD | TRI UNDERGROUND AUSTRALIA PTY LTD | TRIP4P | CURRENT | 2
15528 | PIT,UTILITY | TYPE P4;704 MM LG, 400 MM W,830 MM D; BLACK HDPE;PALLET OF 8 (4 STACKED 2 HIGH), PALLET WEIGHT 111 KG; | PLP AUST | PREFORMED LINE PRODUCTS (AUST) | D-PIT4 | CURRENT | 1
15529 | POLE,PUBLIC LIGHTING,METAL | Estate Minor Road, 3.5m, Base Plate Mounted, 350 PCD Bolt Spacing, Bottle Green, EQTS 05-02-01, Dwg 05-02-12 (scm) | IUPOLE | INTERNATIONAL UTILITY POLES PTY LTD | EX-15529 | CURRENT | 2
15529 | POLE,PUBLIC LIGHTING,METAL | Estate Minor Road, 3.5m, Base Plate Mounted, 350 PCD Bolt Spacing, Bottle Green, EQTS 05-02-01, Dwg 05-02-12 (scm) | INGALEPS | INGAL EPS (CONTRACTOR) | GEX15529 | CURRENT | 1
15529 | POLE,PUBLIC LIGHTING,METAL | Estate Minor Road, 3.5m, Base Plate Mounted, 350 PCD Bolt Spacing, Bottle Green, EQTS 05-02-01, Dwg 05-02-12 (scm) | GM POLES | GM POLES PTY LTD | EST-03.5-GR | CURRENT | 2
15530 | POLE,PUBLIC LIGHTING,METAL | Estate Minor Road, 4.5m, Base Plate Mounted, 350 PCD Bolt Spacing, Bottle Green, EQTS 05-02-01, Dwg 05-02-12 (scm) | IUPOLE | INTERNATIONAL UTILITY POLES PTY LTD | EX-15530 | CURRENT | 2
15530 | POLE,PUBLIC LIGHTING,METAL | Estate Minor Road, 4.5m, Base Plate Mounted, 350 PCD Bolt Spacing, Bottle Green, EQTS 05-02-01, Dwg 05-02-12 (scm) | INGALEPS | INGAL EPS (CONTRACTOR) | GEX15530 | CURRENT | 1
15530 | POLE,PUBLIC LIGHTING,METAL | Estate Minor Road, 4.5m, Base Plate Mounted, 350 PCD Bolt Spacing, Bottle Green, EQTS 05-02-01, Dwg 05-02-12 (scm) | GM POLES | GM POLES PTY LTD | EST-04.5-GR | CURRENT | 2
15534 | BRACKET,MOUNTING,STREET LIGHTING FIXTURE | SINGLE ARM SLIP ON;STEEL;GALV;500 MM LG; 34 MM X 100 MM LG;LUMINAIRE MTG SPIGOT; 76 MM ID,80 MM LG POLE SPIGOT;740 MM UPLIFT;GREEN T1 SHAPE; | GERARD | GERARD PROFESSIONAL SOLUTIONS PL | NOSTALGIA Z65202 | PURCHASE AS REQUIRED | 1
15535 | FRAME,LIGHTING FIXTURE MOUNTING | STEEL;GALV;2 WAY SPIGOT;50 MM BASE SPIGOT FOR POLE MTG;FINISHED BOTTLE GREEN TO AS2700;TYPE A-INVERTED;CHECK STOCKS OF STOCK CODES 14371 & 14766 | POLETECH |  |  | PURCHASE AS REQUIRED | 1
15538 | SEMICONDUCTOR DEVICE,DIODE | AVALANCHE TYPE;2400 V;5 AMP;HIGH SECURITY ASSEMBLY;MOUNTED ON PCB FITTED TO RAIL MTG HOLDER;SUITABLE FOR TH35 OR G32 RAIL MTG;FOR USE IN TRIP CIRCUITS IN | CIRCSOL | CIRCUIT SOLUTIONS PL | 15538 | CURRENT | 1
15538 | SEMICONDUCTOR DEVICE,DIODE | AVALANCHE TYPE;2400 V;5 AMP;HIGH SECURITY ASSEMBLY;MOUNTED ON PCB FITTED TO RAIL MTG HOLDER;SUITABLE FOR TH35 OR G32 RAIL MTG;FOR USE IN TRIP CIRCUITS IN | ELPRO |  |  | CURRENT | 2
15539 | TERMINAL BLOCK | 4 TERMINAL,TUNNEL TYPE;500 V;80 AMP;UP TO 25 SQ MM CABLE;BLACK;PACK OF 10; | REXEL | REXEL PTY LTD | CLIBPT2 | CURRENT | 1
15539 | TERMINAL BLOCK | 4 TERMINAL,TUNNEL TYPE;500 V;80 AMP;UP TO 25 SQ MM CABLE;BLACK;PACK OF 10; | CNWPL | CNW PL - SLACKS CREEK | BPT2 | CURRENT | 2
15539 | TERMINAL BLOCK | 4 TERMINAL,TUNNEL TYPE;500 V;80 AMP;UP TO 25 SQ MM CABLE;BLACK;PACK OF 10; | CLIPSAL | GERARD INDUSTRIES QLD DIVSN P/L | BPT2 | CURRENT | 5
15540 | COVER,FUSE-SWITCH COMBINATION | PLASTIC;FOR USE WITH STOCK CODE 15541 FUSE-SWITCH COMBINATION;BANYO W/SHOPS, MOULD NUMBER 6940A3A;PACKS OF 100; | DOTMAR | DOTMAR EPP PTY LTD | 1001886 | CURRENT | 1
15540 | COVER,FUSE-SWITCH COMBINATION | PLASTIC;FOR USE WITH STOCK CODE 15541 FUSE-SWITCH COMBINATION;BANYO W/SHOPS, MOULD NUMBER 6940A3A;PACKS OF 100; | ENERGEX | ENERGEX | COVER,FUSE-SWITCH COMBINATION | CURRENT | 2
15541 | FUSE-SWITCH COMBINATION. | 415 V;32 AMP;SP;FUSE CARRIER,DIN RAIL MTG,WITH 20 AMP FUSE RATING LABEL FITTED;MUST BE FITTED WITH SPECIAL COVER STOCK CODE 15540;REFER 04429 FOR | REXEL | REXEL PTY LTD | HAGLS201 | PHASING | 1
15541 | FUSE-SWITCH COMBINATION. | 415 V;32 AMP;SP;FUSE CARRIER,DIN RAIL MTG,WITH 20 AMP FUSE RATING LABEL FITTED;MUST BE FITTED WITH SPECIAL COVER STOCK CODE 15540;REFER 04429 FOR | CNWPL | CNW PL - SLACKS CREEK | HAGLS201 | PHASING | 2
15541 | FUSE-SWITCH COMBINATION. | 415 V;32 AMP;SP;FUSE CARRIER,DIN RAIL MTG,WITH 20 AMP FUSE RATING LABEL FITTED;MUST BE FITTED WITH SPECIAL COVER STOCK CODE 15540;REFER 04429 FOR | HAYMANS | HAYMANS ELECTRICAL | HAGLS201 | PHASING | 2
15544 | DRAIN,FLOOR | GULLY TYPE;HDPE SUMP;300 MM LG,300 MM W ,450 MM D;15 MM D REBATE FOR GRATE & CONCRETE KEY INTEGRAL TO SUMP;USED WITH CONCRETE JOINTING PITS;REFER DWGS 7451 | EVERHARD |  | 84816 | CURRENT | 1
15550 | BIT,SCREWDRIVER | PHILLIPS;NO 2 DOUBLE ENDED;1/4 IN HEX DRIVE;150 MM LG;PACK OF 2;FOR U/W POWER SCREWDRIVER; | ATOMSUPP | ATOM SUPPLY | 236541 | CURRENT | 1
15550 | BIT,SCREWDRIVER | PHILLIPS;NO 2 DOUBLE ENDED;1/4 IN HEX DRIVE;150 MM LG;PACK OF 2;FOR U/W POWER SCREWDRIVER; | STATEWD | STATEWIDE FSTNERS & ENG SPLS PL | DBZPH150DE | CURRENT | 2
15550 | BIT,SCREWDRIVER | PHILLIPS;NO 2 DOUBLE ENDED;1/4 IN HEX DRIVE;150 MM LG;PACK OF 2;FOR U/W POWER SCREWDRIVER; | MAKITA | MAKITA INDUSTRIAL POWER TOOLS | DB2PH150DE | CURRENT | 2
15551 | PIT,UTILITY | TYPE P2;660 MM LG, 285 MM W,570 MM D; BLACK HDPE;PALLET OF 30,PALLET WEIGHT 170 KG;FOR CONCRETE LID REFER SC15552; | TRI UGRD | TRI UNDERGROUND AUSTRALIA PTY LTD | TRIP2P | CURRENT | 2
15551 | PIT,UTILITY | TYPE P2;660 MM LG, 285 MM W,570 MM D; BLACK HDPE;PALLET OF 30,PALLET WEIGHT 170 KG;FOR CONCRETE LID REFER SC15552; | PLP AUST | PREFORMED LINE PRODUCTS (AUST) | D-PIT2 | CURRENT | 1
15552 | LID,PIT | TELECOM NO 2;CONCRETE;MARKING ELECTRIC; PACK OF 56;PALLET WEIGHT 535 KG;620 MM X 250 MM APPROX;APPLICATION STREET LIGHTING,SUIT BODY STOCK CODE 15551; | AQUARIUS | AQUARIUS PRECAST PL | 541VP2E | CURRENT | 1
15552 | LID,PIT | TELECOM NO 2;CONCRETE;MARKING ELECTRIC; PACK OF 56;PALLET WEIGHT 535 KG;620 MM X 250 MM APPROX;APPLICATION STREET LIGHTING,SUIT BODY STOCK CODE 15551; | TRI UGRD | TRI UNDERGROUND AUSTRALIA PTY LTD | TRIP2LE | CURRENT | 2
15553 | BLADE,HAND HACKSAW | HSF;SHATTERPROOF BI-METAL;REGULAR TEETH; 32 TPI;0.65 MM THK;300 MM LG,13 MM W;BOX OF 100,PACK OF 10; | CNWPL | CNW PL - SLACKS CREEK | ECLPN87000120 | CURRENT | 1
15553 | BLADE,HAND HACKSAW | HSF;SHATTERPROOF BI-METAL;REGULAR TEETH; 32 TPI;0.65 MM THK;300 MM LG,13 MM W;BOX OF 100,PACK OF 10; | ECLIPSE |  | RS 300.12.32 | CURRENT | 2
15554 | MICROPROCESSOR CONTROLLER,PMR | USED IN BRUSH PMR TYPE 2B;WITH DIL SWITCHES;DYNATRIP 2;SERIAL NO.F1956A & ABOVE,C/W SEF REMOTE DISABLE; | BRUSH | BRUSH SWITCHGEAR AUSTRALIA | MICROPROCESSOR | PHASING | 1
15555 | BATTERY,NONRECHARGEABLE | LITHIUM SULPHUR DIOXIDE;12 V,14 AMPERE HOUR MAX;C/W 190 MM LEADS & CRIMPED BLADE LUGS;2 X 4 "D" CELLS IN PARALLEL; SUITS BRUSH PMR RECLOSER;C77/88;SHELF | HAWKSIDD | HAWKER SIDDELEY SWITCHGEAR LTD | ENERBAT 12VDC | PHASING | 1
15556 | BATTERY,NONRECHARGEABLE | LITHIUM SULPHUR DIOXIDE;24 V,6.2 AMPERE HOUR MAX;C/W 190 MM LEADS & CRIMPED BLADE LUGS;2 X 4 "D" CELLS IN SERIES; SUITS BRUSH PMR RECLOSER;C77/88;SHELF | HAWKSIDD | HAWKER SIDDELEY SWITCHGEAR LTD | LX 900003 | PHASING | 1
15562 | FUSE,CARTRIDGE | T TYPE;1-1/4 IN LG,1/4 IN DIA CAP;5 AMP; ANTISURGE;SUIT PMR C77/88;PACK OF 10; | FUSECO | FUSECO PTY LTD | 61S-050H | CURRENT | 1
15563 | PRINTED CIRCUIT BOARD | DUAL PARALLEL INPUT/OUTPUT BOARD;165 MM X 115 MM;STD-BUS COMPATIBLE;PROVIDES 48 BIT PROGRAMMABLE TTL I/O LINES ON 50 WAY CONNECTORS;USED IN MINISACS; | B&J ELEC | B & J ELECTRONICS PTY LTD | MCM-7508 | PURCHASE AS REQUIRED | 1
15567 | CLAMP,ELECTRICAL | Parallel Groove, 16-150mm2 Cu Main & Tap, 2 Bolt, NT, Transverse Grooved, (scm) | PENTA | PENTA AUST (TMAC THEW & MCCANN/HYLEC) | PA12145 | CURRENT | 1
15567 | CLAMP,ELECTRICAL | Parallel Groove, 16-150mm2 Cu Main & Tap, 2 Bolt, NT, Transverse Grooved, (scm) | TECONN | TE CONNECTIVITY LTD | HEL-3032-FS | CURRENT | 2
15567 | CLAMP,ELECTRICAL | Parallel Groove, 16-150mm2 Cu Main & Tap, 2 Bolt, NT, Transverse Grooved, (scm) | THEWMCAN | TMAC THEW & MCCANN GROUP | TM12145 | CURRENT | 2
15568 | CLAMP,ELECTRICAL | Parallel Groove, 25-150mm2 Al/Steel Main & 10-95mm2 Cu Tap, 2 Bolt, NT, Transverse Grooved (scm) | CABAC | CABAC (MANUFACTURER) | BPG150/95 | CURRENT | 5
15568 | CLAMP,ELECTRICAL | Parallel Groove, 25-150mm2 Al/Steel Main & 10-95mm2 Cu Tap, 2 Bolt, NT, Transverse Grooved (scm) | LEGEND | LEGEND POWER SYSTEMS | BPG150/95 | CURRENT | 1
15568 | CLAMP,ELECTRICAL | Parallel Groove, 25-150mm2 Al/Steel Main & 10-95mm2 Cu Tap, 2 Bolt, NT, Transverse Grooved (scm) | THEWMCAN | TMAC THEW & MCCANN GROUP | TM12139 | CURRENT | 2
15568 | CLAMP,ELECTRICAL | Parallel Groove, 25-150mm2 Al/Steel Main & 10-95mm2 Cu Tap, 2 Bolt, NT, Transverse Grooved (scm) | TECONN | TE CONNECTIVITY LTD | 3911-FS | CURRENT | 2
15569 | CLAMP,ELECTRICAL | Parallel Groove, 95-240mm2 Al/Steel Main & 70-185mm2 Cu Tap, U-Bolt, NT, Transverse Grooved (scm) | PENTA | PENTA AUST (TMAC THEW & MCCANN/HYLEC) | PA12229 | CURRENT | 1
15569 | CLAMP,ELECTRICAL | Parallel Groove, 95-240mm2 Al/Steel Main & 70-185mm2 Cu Tap, U-Bolt, NT, Transverse Grooved (scm) | THEWMCAN | TMAC THEW & MCCANN GROUP | TM12229 | CURRENT | 2
15573 | VEST,HIGH VISIBILITY. | POLYESTER;FASTEN-UP FRONT,W/VELCRO FASTENERS;FLUORO ORANGE; SIZE L (107 CM);DAY TIME USE ONLY; REFER SC15545 FOR NIGHT TIME VEST; | ATOMSUPP | ATOM SUPPLY | 88896703 | CURRENT | 1
15573 | VEST,HIGH VISIBILITY. | POLYESTER;FASTEN-UP FRONT,W/VELCRO FASTENERS;FLUORO ORANGE; SIZE L (107 CM);DAY TIME USE ONLY; REFER SC15545 FOR NIGHT TIME VEST; | PROTECTR |  | 0432 4314 | CURRENT | 2
15574 | VEST,HIGH VISIBILITY. | ACRYLIC;FASTEN-UP FRONT,W/VELCRO FASTENERS;FLUORO ORANGE; SIZE M (102 CM);DAY TIME USE ONLY; REFER SC 15545 FOR NIGHT TIME VEST; | BLKWOOD | J BLACKWOOD & SON LTD | 3200394 | CURRENT | 1
15589 | LABEL | VINYL,YELLOW BACKGROUND;LEGEND-ENERGEX & LOGO;BLACK PRINT;SELF ADHESIVE;50 MM LG, 40 MM W;PACK OF 500; | ARTCRAFT | ARTCRAFT PTY LTD | SE01995-Q | CURRENT | 1
15589 | LABEL | VINYL,YELLOW BACKGROUND;LEGEND-ENERGEX & LOGO;BLACK PRINT;SELF ADHESIVE;50 MM LG, 40 MM W;PACK OF 500; | CUTLER | CUTLER BRANDS PTY LTD | ENERGE-15589 | CURRENT | 2
15590 | LABEL | VINYL,YELLOW BACKGROUND; LEGEND -THIS SECTION CONTAINS SUPPLY AUTHORITY FUSES; Black Print; Self-Adhesive;148mm x 36mm Slit Back; Pack of 200; | ARTCRAFT | ARTCRAFT PTY LTD | 15590 | CURRENT | 1
15590 | LABEL | VINYL,YELLOW BACKGROUND; LEGEND -THIS SECTION CONTAINS SUPPLY AUTHORITY FUSES; Black Print; Self-Adhesive;148mm x 36mm Slit Back; Pack of 200; | CUTLER | CUTLER BRANDS PTY LTD | ENERGE-15590 | CURRENT | 2
15591 | LABEL | Sticker, "METER NEUTRAL BEHIND THIS PANEL", Split Back Self Adhesive Vinyl, Black Text on Yellow B/Ground, 60 x 35mm Pack of 500 | ARTCRAFT | ARTCRAFT PTY LTD | 15591 | CURRENT | 1
15591 | LABEL | Sticker, "METER NEUTRAL BEHIND THIS PANEL", Split Back Self Adhesive Vinyl, Black Text on Yellow B/Ground, 60 x 35mm Pack of 500 | CUTLER | CUTLER BRANDS PTY LTD | ENERGE-15591 | CURRENT | 2
15594 | OUTREACH ARM,PUBLIC LIGHTING | DUAL ARM,SLIP ON;STEEL;GALV;2 X 42 MM DIA,130 MM LG LANTERN MTG SPIGOTS;76 MM ID,300 MM LG BASE;SPECIAL DUAL OUTREACH, REFER TO RELEVANT WORKS ORDER; | QLDNAME |  |  | PURCHASE AS REQUIRED | 1
15594 | OUTREACH ARM,PUBLIC LIGHTING | DUAL ARM,SLIP ON;STEEL;GALV;2 X 42 MM DIA,130 MM LG LANTERN MTG SPIGOTS;76 MM ID,300 MM LG BASE;SPECIAL DUAL OUTREACH, REFER TO RELEVANT WORKS ORDER; | PRGRAPH |  |  | PURCHASE AS REQUIRED | 2
15610 | CHARGER,BATTERY | 483 MM;SINGLE PHASE,240 V AC INPUT;110 V DC,20 AMP OUTPUT;19 IN RACK MOUNTING; FOR USE WITH 110 V,150 - 200 A/HR SEALED LEAD ACID BATTERIES;PACK SIZE 700 X 500, | BRODRIBB | M BRODRIBB PTY LTD (MANUFACTURER) | D5703.1-110-0020-03 | CURRENT | 1
15610 | CHARGER,BATTERY | 483 MM;SINGLE PHASE,240 V AC INPUT;110 V DC,20 AMP OUTPUT;19 IN RACK MOUNTING; FOR USE WITH 110 V,150 - 200 A/HR SEALED LEAD ACID BATTERIES;PACK SIZE 700 X 500, | RANGER |  | 110 V DC 20 AMP | CURRENT | 2
15610 | CHARGER,BATTERY | 483 MM;SINGLE PHASE,240 V AC INPUT;110 V DC,20 AMP OUTPUT;19 IN RACK MOUNTING; FOR USE WITH 110 V,150 - 200 A/HR SEALED LEAD ACID BATTERIES;PACK SIZE 700 X 500, | ALSTOM | ALSTOM GRID AUSTRALIA LIMITED | 110 V DC 20 AMP | CURRENT | 2
15612 | CHARGER,BATTERY | SINGLE PHASE,240 V AC INPUT;48 V DC, 10 AMP OUTPUT;FREE STANDING CUBICLE;C/W AUXILIARY CONTACTS FOR ALARMS ON MAIN INCOMING AC SUPPLY CIRCUIT BREAKER;FOR | BRODRIBB | M BRODRIBB PTY LTD (MANUFACTURER) | D5703.1-048-0010-01 | CURRENT | 1
15613 | CHARGER,BATTERY | SINGLE PHASE,240VAC INPUT;30VDC, 10AMP OUTPUT;FREE STANDING CUBICLE; FOR USE WITH 30 V,80 A/HR OR 110A/HR SEALED LEAD ACID BATTERIES;SIZE H1270 XW600XD400,PK | BRODRIBB | M BRODRIBB PTY LTD (MANUFACTURER) | D5703.1-030-0010-02 | CURRENT | 1
15614 | CHARGER,BATTERY | SINGLE PHASE,240 V AC INPUT;24 V DC, 20 AMP OUTPUT;FREE STANDING CUBICLE; FOR USE WITH 24 V,80 A/HR SEALED LEAD ACID BATTERIES;PACK SIZE 1400 X 700,PACK | BRODRIBB | M BRODRIBB PTY LTD (MANUFACTURER) | D5703.1-024-0020-01 | PHASING | 1
15617 | SWITCH FUSE GEAR | 12 KV;3 PHASE;1 FUSE SW;100 AMP NORM CURR;21.9 KA MKG CURR;3 PHASE TRIP;OIL INSUL;AS2067,QUALITY SYSTEM AS3901;ABB SDAF SERIES 2;BUSBAR CABLE BOX;FOR U/W | ABB | ABB FAN PTY LTD | SDAF SERIES 2 | PHASING | 1
15619 | SETSCREW | BRASS;HEX HD;FLAT POINT;M12;ISO;30 MM LG ;W/HEX NUT;BOX OF 100,PACK WEIGHT 5.6 KG ;FOR USE WITH LV TERMINAL CONNECTORS STOCK CODES 13696,06138 & 06139;PACK OF | SUMMIT | SUMMIT GROUP | 6SCBN12030 | CURRENT | 1
15619 | SETSCREW | BRASS;HEX HD;FLAT POINT;M12;ISO;30 MM LG ;W/HEX NUT;BOX OF 100,PACK WEIGHT 5.6 KG ;FOR USE WITH LV TERMINAL CONNECTORS STOCK CODES 13696,06138 & 06139;PACK OF | STATEWD | STATEWIDE FSTNERS & ENG SPLS PL | HSNBM1230 | CURRENT | 2
15621 | FUSE-SWITCH COMBINATION. | 36 KV;100 AMP CONT;SINGLE PHASE;10 KA SYM,16 KA ASSYM 600 MVA INT CAP;SWITCH FUSE UNIT,EDO (LESS FUSE LINK),200 BIL; QUALITY SYSTEM AS3902;FUSE LINK TO BE | NGK | NGK STANGER PTY LTD | 72299/27ERGON2 | CURRENT | 1
15627 | JOINT,ELECTRICAL POWER CABLE | 33 KV;FOR 500 SQ MM SINGLE CORE, ALUMINIUM CONDUCTOR,XLPE INSULATED CABLE ;STRAIGHT TYPE,SCREENED;PRE-MOULDED JOINT KIT;C/W ALUMINIUM COMPRESSION | ELASMOLD | ELASTIMOLD (MANUFACTURER) | 35 PCJ-1-N-1400-BNNB | PURCHASE AS REQUIRED | 1
15630 | POST,FENCE,METAL | STEEL;BITUMASTIC PAINTED;STAR SHAPED, W/POINTED END;1350 MM LG;USED AS SUPPORT POST FOR BARRIER MESH (STOCK CODE 15857) ; | ATOMSUPP | ATOM SUPPLY | 51302001 | CURRENT | 1
15630 | POST,FENCE,METAL | STEEL;BITUMASTIC PAINTED;STAR SHAPED, W/POINTED END;1350 MM LG;USED AS SUPPORT POST FOR BARRIER MESH (STOCK CODE 15857) ; | BHP WIRE | BHP WIRE PRODUCTS | 1350 MM LG | CURRENT | 2
15633 | COUPLING,PIPE | SOCKET;STEEL;GALV;32 MM FEMALE;AS1074; PACK OF 20;TO BE U/W 32 MM STEEL PIPE (STOCK CODE 02594); | UNIONSTL |  |  | CURRENT | 1
15636 | BAG,PLASTIC | Selfseal Zip Lock, 400mm Lg, 300mm W, 40um Thk, LDPE, Transparent (P100) | CNWPL | CNW PL - SLACKS CREEK | 11111 | CURRENT | 1
15636 | BAG,PLASTIC | Selfseal Zip Lock, 400mm Lg, 300mm W, 40um Thk, LDPE, Transparent (P100) | HAYMANS | HAYMANS ELECTRICAL | REESIG11111 | CURRENT | 2
15636 | BAG,PLASTIC | Selfseal Zip Lock, 400mm Lg, 300mm W, 40um Thk, LDPE, Transparent (P100) | SIGNET | SIGNET PTY LTD | 11111 | CURRENT | 2
15637 | CONNECTOR SET,ELECTRICAL | Slip Base Connector Type, 2 Female & 2 Male Connectors c/w 2 Red & 2 Black Lengths of Heatshrink, 30mm Lg, Pack of 10 | VELNAH | VELNAH PTY LIMITED EAST RYDE NSW | CEA24BR1 | CURRENT | 2
15637 | CONNECTOR SET,ELECTRICAL | Slip Base Connector Type, 2 Female & 2 Male Connectors c/w 2 Red & 2 Black Lengths of Heatshrink, 30mm Lg, Pack of 10 | HAYMANS | HAYMANS ELECTRICAL | MULXP5442PKIT | CURRENT | 1
15637 | CONNECTOR SET,ELECTRICAL | Slip Base Connector Type, 2 Female & 2 Male Connectors c/w 2 Red & 2 Black Lengths of Heatshrink, 30mm Lg, Pack of 10 | MULTICON |  | MULXP5442PKIT | CURRENT | 2
15638 | CLAMP,BLOCK | FOR CABLE;PLASTIC;2 PIECE;2 X 6 MM DIA, 1 X 16 MM DIA & 2 X 10 MM DIA HOLES;FOR USE WITH SLIP-BASE POLES | VELNAH | VELNAH PTY LIMITED EAST RYDE NSW | CEA24BR3 | CURRENT | 2
15638 | CLAMP,BLOCK | FOR CABLE;PLASTIC;2 PIECE;2 X 6 MM DIA, 1 X 16 MM DIA & 2 X 10 MM DIA HOLES;FOR USE WITH SLIP-BASE POLES | DOTMAR | DOTMAR EPP PTY LTD | 1065690 (2/SET) | CURRENT | 1
15641 | TERMINAL,LUG | Eye Type, Pre-Insulated, Bi-Metal, Cu Palm, 95mm2, M12 Palm Hole, Hex Die A/F 21.5mm, 115mm Lg, Crimp Connection, suit LV ABC Cable | LEGEND | LEGEND POWER SYSTEMS | BMABC95 | CURRENT | 2
15641 | TERMINAL,LUG | Eye Type, Pre-Insulated, Bi-Metal, Cu Palm, 95mm2, M12 Palm Hole, Hex Die A/F 21.5mm, 115mm Lg, Crimp Connection, suit LV ABC Cable | TYCO | TYCO | CPTAU-95 | CURRENT | 2
15641 | TERMINAL,LUG | Eye Type, Pre-Insulated, Bi-Metal, Cu Palm, 95mm2, M12 Palm Hole, Hex Die A/F 21.5mm, 115mm Lg, Crimp Connection, suit LV ABC Cable | SICAME | SICAME AUSTRALIA PTY LTD | CPTAU95-21 | CURRENT | 1
15641 | TERMINAL,LUG | Eye Type, Pre-Insulated, Bi-Metal, Cu Palm, 95mm2, M12 Palm Hole, Hex Die A/F 21.5mm, 115mm Lg, Crimp Connection, suit LV ABC Cable | UTILUX |  | CPTAU-95 | CURRENT | 2
15645 | SWITCH,LOAD BREAK | 15.5 KV;SINGLE PHASE;200 AMP CONT CURR; BIL 95/95;200 AMP CAP BANK BKG CAP; 6.3 KA FOR 3 SEC;9 KA MKG CAP;VACUUM INTERUPT MED;HV OUTDOOR PORCELAIN | JOSLYN |  | VSV-1X3BA1X00003 | MAINTENANCE STOCK | 1
15658 | CONCRETE,PREMIX | MELCANN/PREMIX CEMENT,NORMAL CEMENT; 20 KG BAG;PORTLAND CEMENT REFER SC15659 | QCD | QLD CEMENT DISTRIBUTORS PTY LTD | 14975 | CURRENT | 1
15658 | CONCRETE,PREMIX | MELCANN/PREMIX CEMENT,NORMAL CEMENT; 20 KG BAG;PORTLAND CEMENT REFER SC15659 | QCD | QLD CEMENT DISTRIBUTORS PTY LTD | 31138 | CURRENT | 2
15659 | CEMENT,PORTLAND | TYPE A;NORMAL CEMENT;AS1315;20 KG BAG, 48 BAGS PER PALLET,PALLET WEIGHT 1200 KG ;FOR PREMIX CONCRETE REFER SC15658; | QCD | QLD CEMENT DISTRIBUTORS PTY LTD | 11486 | PURCHASE AS REQUIRED | 1
15664 | CHLORHEXIDINE IN ALCOHOL | CHLORHEXIDINE 0.5% IN ALCOHOL 70%;500 ML BOTTLE USED FOR DISINFECTING THE FACE OF MANNEQUINS AFTER CPR ONLY,NOT TO BE USED AS AN ANTISEPTIC FOR CUTS ETC;SHELF LIFE | TOOWFAID | TOOWOOMBA FIRST AID SUPPLIES | CHL-00281 | CURRENT | 1
15668 | REACTOR | AF BLOCKING;1.0 MH;80 AMP;50/1050 HZ;12 KV;1 PHASE;3 KA FOR 1 SEC;PEDESTAL POST INSULATOR MTG;AIR INSULATED;OUTDOOR;AS10 28-1970;; | ABB | ABB FAN PTY LTD |  | MAINTENANCE STOCK | 1
15670 | CAPACITOR UNIT. | 20.785 KV;400 KVAR;SINGLE PHASE;2.947 UF ;19.24 AMP CONT @ 50 HZ;60 HZ;NON PCB IMPREGNANT;POLYPROPYLENE FILM DIELECTRIC ;EXTERNALLY FUSED;1 BUSHING PER UNIT; | COOPOWR |  | EX7L | PURCHASE AS REQUIRED | 1
15672 | OUTREACH ARM,PUBLIC LIGHTING | SPECIAL OUTREACH ARM;STEEL;GALV;TO SUIT COLUMN MTG SPIGOT;76 MM ID,300 MM LG BASE;NON STD MAJOR ROAD STREET LIGHT COLUMN, REFER RELEVANT WORKS ORDER; | GM POLES | GM POLES PTY LTD | MAJOR ROAD (SPECIAL) | CURRENT | 1
15673 | OUTREACH ARM,PUBLIC LIGHTING | DUAL ARM,SLIP ON;STEEL;GALV;2 X 42 MM DIA,130 MM LG LANTERN MTG SPIGOTS;76 MM ID,300 MM LG BASE;SPECIAL DUAL OUTREACH, REFER TO RELEVANT WORKS ORDER; | GM POLES | GM POLES PTY LTD | DUAL ARM SPECIAL | CURRENT | 1
15674 | OUTREACH ARM,PUBLIC LIGHTING | DOUBLE ARM,SLIP ON;STEEL;GALV;2 X 42 MM DIA,130 MM LG LANTERN MTG SPIGOTS;76 MM ID,300 MM LG BASE;COMBINED S/L PEDESTRIAN CROSSING F/L COMBINATION, | GM POLES | GM POLES PTY LTD | DOUBLE ARM (SPECIAL) | CURRENT | 1
15675 | OUTREACH ARM,PUBLIC LIGHTING | STANDARD-SINGLE OUTREACH BRACKET;FOR PEDESTRAIN CROSSING FLOODLIGHT;SINGLE OUTREACH BKT FOR S/L-COMBINATION FOR APPROVED COLUMN;2 X 42 MM DIA;130 MM | GM POLES | GM POLES PTY LTD | DUAL OUTREACH (SPECIAL) | PURCHASE AS REQUIRED | 1
15680 | CABLE,CONTROL,ELECTRICAL | INSTRUMENTATION,20 CORE;0.5 MM SQ - 7/0.30 MM;PVC/PVC,TWISTED PAIR WITH OVERALL SCREEN,BLACK SHEATHED;CORES NUMBERED;AS2373 PART 1;100 M DRUM SIZE, | MIDLANDS | MIDLAND METALS | MMO-20X0.5 CU PE CTS PVC | CURRENT | 1
15680 | CABLE,CONTROL,ELECTRICAL | INSTRUMENTATION,20 CORE;0.5 MM SQ - 7/0.30 MM;PVC/PVC,TWISTED PAIR WITH OVERALL SCREEN,BLACK SHEATHED;CORES NUMBERED;AS2373 PART 1;100 M DRUM SIZE, | OLEX | OLEX AUSTRALIA PTY LTD | IBK183AA010CXAA | CURRENT | 2
15681 | PIPE,METALLIC | LEAD;152 MM NB;4.76 MM WALL THK;900 MM LG;0.06% COPPERISED SOFT LEAD;AS1812; PACK OF 10,PACK WEIGHT 240 KG; | CONALLOY |  | 152 MM NB | CURRENT | 1
15687 | LIGHT,MARKER,GROUND OBSTRUCTION. | AUTOMOTIVE,TRAFFIC HAZARD WARNING;AMBER; RIPPLE FLASHING BRANDED & BLACK IN-FILLED "ENERGEX",C/W LAMP-ON LED; AS1165;APPLETON LWP-80-R; | ENERGEX | ENERGEX |  | PURCHASE AS REQUIRED | 1
15689 | FUSE LINK,RING MAIN UNIT. | 12 KV;63 AMP HRC FUSE;FOR OIL INSULATED SWITCHGEAR;750 KVA LOW IMPEDANCE TRANSFORMER;PACK OF 3,PACK WEIGHT 6.0 KG; | COOPELEC | COOPER ELECTRICAL AUSTRALIA PTY LTD | 12OEFMA63 | CURRENT | 1
15690 | FUSE LINK,RING MAIN UNIT. | 12 KV;80 AMP HRC FUSE;FOR OIL INSULATED SWITCHGEAR;1000 KVA LOW IMPEDANCE TRANSFORMER;PACK OF 3,PACK WEIGHT 1.8 KG; | COOPELEC | COOPER ELECTRICAL AUSTRALIA PTY LTD | 12OHFMA80 | CURRENT | 1
15691 | FUSE LINK,RING MAIN UNIT. | 12 KV;120 AMP HRC FUSE;FOR OIL INSULATED SWITCHGEAR;1500 KVA LOW IMPEDANCE TRANSFORMER;PACK OF 1,PACK WEIGHT 2.5 KG; | COOPELEC | COOPER ELECTRICAL AUSTRALIA PTY LTD | 12OLGMA125 | CURRENT | 1
15698 | PRINTED CIRCUIT BOARD | TRIP CLOSE (ANTI PUMP) BOARD FOR BRUSH PMR RECLOSERS;TO SUIT SERIAL NO'S A05/62616 & A05/62618;C77/88;PLANT NO SEQUENCE RE130 UP TO RE 207 (EXCLUDING | BRUSH | BRUSH SWITCHGEAR AUSTRALIA | 5201040/00 | PHASING | 1
15702 | TIMER,INTERVAL | 0.3 SECS TO 30 SECS;PNEUMATIC;ATTACHES TO RELAY,AUXILIARY STOCK CODE 15703; PACK SIZE 1; | SPRECHER | SPRECHER + SCHUH | S&SCZA7-30 | PHASING | 1
15704 | CONTACTOR,ASSEMBLY CHANGEOVER | TP X 2;660 NOM V,AC3 RATING AT 415 V - 75 KW;415 V AC COILS;SUPPLIED ASSEMBLED & WIRED AS PER DWG CCSTD-EQ002-01;MTG PLATE SUPPLIED BY ENERGEX PANEL WORKSHOP | NHP | NHP ELECTRICAL ENGINEERING | CA1-100 CHANGE OVER | PURCHASE AS REQUIRED | 1
15704 | CONTACTOR,ASSEMBLY CHANGEOVER | TP X 2;660 NOM V,AC3 RATING AT 415 V - 75 KW;415 V AC COILS;SUPPLIED ASSEMBLED & WIRED AS PER DWG CCSTD-EQ002-01;MTG PLATE SUPPLIED BY ENERGEX PANEL WORKSHOP | ABB | ABB FAN PTY LTD |  | PURCHASE AS REQUIRED | 2
15708 | BATTERY,STORAGE | SEALED LEAD ACID;6 V;110 A/HR NOMINAL (70 AH - 100 AH),6 V BATTERY; NORMALLY DELIVERED TO SITE;PACK OF 1, PACK WEIGHT 48 KG; | LEGEND | LEGEND POWER SYSTEMS | BAT-HZB6/110F-AGM | PURCHASE AS REQUIRED | 1
15712 | GLOVES,CHEMICAL,PROTECTIVE | PVC;SIZE 95;GREEN;CUFF SIZE 45 MM; | BLKWOODS | J BLACKWOOD & SON LTD | 00505342/W6528SG | CURRENT | 1
15712 | GLOVES,CHEMICAL,PROTECTIVE | PVC;SIZE 95;GREEN;CUFF SIZE 45 MM; | PROTECTR |  | 505342 | CURRENT | 2
15715 | APRON,UTILITY. | BIB STYLE;BLACK;PVC;GENERAL PURPOSE; 914 MM WAIST;1219 MM LG;FOR PROTECTION WHEN HANDLING CHEMICALS; | CNWPL | CNW PL - SLACKS CREEK | ELLPVC48BHB | CURRENT | 2
15715 | APRON,UTILITY. | BIB STYLE;BLACK;PVC;GENERAL PURPOSE; 914 MM WAIST;1219 MM LG;FOR PROTECTION WHEN HANDLING CHEMICALS; | AUSTSAF | AUSTRALIAN SAFETY SUPPLIES | PVC48BHB | CURRENT | 2
15715 | APRON,UTILITY. | BIB STYLE;BLACK;PVC;GENERAL PURPOSE; 914 MM WAIST;1219 MM LG;FOR PROTECTION WHEN HANDLING CHEMICALS; | BLKWOOD | J BLACKWOOD & SON LTD | 231183 | CURRENT | 1
15716 | SIGN,TRAFFIC | WORK AREA;VINYL;BLACK LETTERING;YELLOW BACKGROUND;900 MM LG,600 MM W; CLASS 1W; C/W 2 GALV TUBES & 2 HOOKS; FOR USE WITH COLLAPSIBLE STAND,STOCK CODE 18041; | REFLEFAB | REFLECT FABRICS PL - 310680 | EXSC15716 | CURRENT | 1
15716 | SIGN,TRAFFIC | WORK AREA;VINYL;BLACK LETTERING;YELLOW BACKGROUND;900 MM LG,600 MM W; CLASS 1W; C/W 2 GALV TUBES & 2 HOOKS; FOR USE WITH COLLAPSIBLE STAND,STOCK CODE 18041; | ARTCRAFT | ARTCRAFT PTY LTD | SE-206-65 | CURRENT | 2
15717 | BAG,PLASTIC | POLYTHENE,H.D;WHITE;12 UM THK; 650 MM X 510 MM;FOR U/W SMALL WASTE PAPER BINS; PACK OF 50,CARTON OF 1000,PACK WEIGHT 12 KG; | SIGNET | SIGNET PTY LTD | 22675 | CURRENT | 1
15719 | TRANSDUCER,ELECTRICAL | Signal Isolator, 120V AC Aux, 0-100V DC Input, 0-10mA Output, for OLTC TPI Analogue Input for Microsacs | APCS | INACO AUTOMATION CONTROLS | SI139-1087100 | CURRENT | 1
15722 | CONNECTOR ASSEMBLY,ELECTRICAL. | 4 PIN FEMALE CONNECTOR;PANEL MTG;FOR USE WITH REMOTE CONTROL EXTENSION STATION; FOR PMR'S & CB'S;PACK OF 1; | ALCATEL | ALCATEL AUSTRALIA PTY LTD | ALCAC4FPZ | PURCHASE AS REQUIRED | 1
15723 | BATTERY,STORAGE | SEALED LEAD ACID;6 V;160 A/HR NOMINAL (150-200 AH),VALVE REGULATED SEALED BATTERY; PACK OF 1,PACK WEIGHT 26.4 KG; | LEGEND | LEGEND POWER SYSTEMS | BAT-HZB6/160F-AGM | PURCHASE AS REQUIRED | 1
15740 | TAG,MARKER | ALUMINIUM;50 MM DIA DISK,1 MM THK;W/3 MM CENTRAL FIXING HOLE;REFLECTIVE SURFACE TO BE YELLOW 3M HI-INTENSITY SHEETING; PACK SIZE 20;USED TO MARK WOOD POLES | ARTCRAFT | ARTCRAFT PTY LTD | XD 200 YELLOW | CURRENT | 2
15740 | TAG,MARKER | ALUMINIUM;50 MM DIA DISK,1 MM THK;W/3 MM CENTRAL FIXING HOLE;REFLECTIVE SURFACE TO BE YELLOW 3M HI-INTENSITY SHEETING; PACK SIZE 20;USED TO MARK WOOD POLES | GEOIND |  |  | CURRENT | 1
15742 | SLEEVE,COMPRESSION | FULL TENSION COMPRESSION;COPPER TUBE; COPPER COND;66 SQ MM;19/.083;TO BE MARKED AS PER AS1154-1;PACKS OF 50;U/W HEX COMPRESSION DIES 38-130 CU,REFER | TYCO | TYCO | THCS2/1 | CURRENT | 1
15742 | SLEEVE,COMPRESSION | FULL TENSION COMPRESSION;COPPER TUBE; COPPER COND;66 SQ MM;19/.083;TO BE MARKED AS PER AS1154-1;PACKS OF 50;U/W HEX COMPRESSION DIES 38-130 CU,REFER | UTILUX |  | THCS2/1 | CURRENT | 5
15743 | DIE,CRIMPING TOOL | STEEL;HEX;13.0 MM AF;FOR COPPER COMPRESSION SLEEVES ONTO 19/.083 CONDUCTOR U/W UTILUX COMPRESSION TOOL NO.38 A OR EQUIV;PACK OF 1,PACK WEIGHT | TEN | THE ENERGY NETWORK | K12-13.0-CU | CURRENT | 1
15743 | DIE,CRIMPING TOOL | STEEL;HEX;13.0 MM AF;FOR COPPER COMPRESSION SLEEVES ONTO 19/.083 CONDUCTOR U/W UTILUX COMPRESSION TOOL NO.38 A OR EQUIV;PACK OF 1,PACK WEIGHT | SPECFORC | SPECIALISED FORCE | 12T-13.0AFCU | CURRENT | 2
15743 | DIE,CRIMPING TOOL | STEEL;HEX;13.0 MM AF;FOR COPPER COMPRESSION SLEEVES ONTO 19/.083 CONDUCTOR U/W UTILUX COMPRESSION TOOL NO.38 A OR EQUIV;PACK OF 1,PACK WEIGHT | CABLACES | CABLACES | HT-13.0CU | CURRENT | 2
15744 | RELAY,TIME | DELAY TK;TIMER FOR MK1 OLTC CONTROL; | ENERGEX | ENERGEX | EWS | PHASING | 1
15745 | RELAY,TIME | DELAY TD;TIMER FOR MK1 OLTC CONTROL; | ENERGEX | ENERGEX | EWS | PHASING | 1
15747 | SCREW,MACHINE | Socket Security Screw, M6 x 20mm Lg, S/Steel Gde 304, Post Button HD, for Public Lighting Columns, Box of 100 | HOBSON | HOBSON ENGINEERING CO PTY LTD 393904 | IMS04BHM060020 | CURRENT | 1
15747 | SCREW,MACHINE | Socket Security Screw, M6 x 20mm Lg, S/Steel Gde 304, Post Button HD, for Public Lighting Columns, Box of 100 | SUMMIT | SUMMIT GROUP | 6BXCS2P06020 | CURRENT | 2
15747 | SCREW,MACHINE | Socket Security Screw, M6 x 20mm Lg, S/Steel Gde 304, Post Button HD, for Public Lighting Columns, Box of 100 | COVENTRY | COVENTRY FASTENERS QLD | 6X20MG304PBHSS | CURRENT | 2
15748 | PIPE,METALLIC | LEAD;20 MM NB;3.2 MM THK WALL;PROTECTIVE COVER OF 2 MM THK EXTRUDED PVC BEDDING, 2 MM DIA GALV STEEL WIRE ARMOUR,2.3 MM THK EXTRUDED PVC OVERSHEATH;ON TIMBER | BICC |  |  | STRATEGIC SPARE | 1
15756 | TRANSFORMER,ISOLATION | 15/50 KV INSULATION LEVEL;240 V,250/250 RATIO,100 VA BURDEN,1 PH,3% IMPEDANCE; 8 KG WEIGHT;RESIN CAST; | HANSOM |  |  | CURRENT | 1
15757 | BOX,ELECTRICAL,MULTIAPPLICATION. | POLYCARBONATE;380 MM H,280 MM W,230 MM D ;WEATHERPROOF TO IP67;SCREW ON COVER; ENCLOSURE EK PK230G,HINGES MB10622S,MTG PLATE EKPVTP;ASSEMBLED;PACK OF 1; | REXEL | REXEL PTY LTD | FIBEPK230G+MB10622S | CURRENT | 2
15757 | BOX,ELECTRICAL,MULTIAPPLICATION. | POLYCARBONATE;380 MM H,280 MM W,230 MM D ;WEATHERPROOF TO IP67;SCREW ON COVER; ENCLOSURE EK PK230G,HINGES MB10622S,MTG PLATE EKPVTP;ASSEMBLED;PACK OF 1; | NHP | NHP ELECTRICAL ENGINEERING | FIBEKPK230G+FIBMB10622S+FIBEKP | CURRENT | 2
15757 | BOX,ELECTRICAL,MULTIAPPLICATION. | POLYCARBONATE;380 MM H,280 MM W,230 MM D ;WEATHERPROOF TO IP67;SCREW ON COVER; ENCLOSURE EK PK230G,HINGES MB10622S,MTG PLATE EKPVTP;ASSEMBLED;PACK OF 1; | CNWPL | CNW PL - SLACKS CREEK | EKPK230G+MB10622S+EKPVTP | CURRENT | 1
15760 | INSULATOR,STANDOFF | AIRBREAK SWITCH POST;EPOXY;SOLID CORE;STUD MTG;11 KV NOM V;REPLACEMENT INSULATOR FOR STOCK CODE 14099 & 14532 ONLY;NGK BRAND AIRBREAK SWITCH ONLY; | NGK | NGK STANGER PTY LTD | 72928 | MAINTENANCE STOCK | 1
15762 | ARRESTER,ELECTRICAL SURGE | GAPLESS,METAL OXIDE;12 KV;10 KA;CLASS A; DIRECT M12;S/S MTG;POLYMER HOUSING; W/INSULATING CAP;PACK OF 1,PALLET OF 105 | MVTECH | MV TECHNOLOGY SOLUTIONS P/L | S3EK4 120-1CK4-Z Q99 | CURRENT | 2
15762 | ARRESTER,ELECTRICAL SURGE | GAPLESS,METAL OXIDE;12 KV;10 KA;CLASS A; DIRECT M12;S/S MTG;POLYMER HOUSING; W/INSULATING CAP;PACK OF 1,PALLET OF 105 | ACCULEC | ACCULEC PTY LTD - E18524 | OB12A-100STEQ | CURRENT | 1
15762 | ARRESTER,ELECTRICAL SURGE | GAPLESS,METAL OXIDE;12 KV;10 KA;CLASS A; DIRECT M12;S/S MTG;POLYMER HOUSING; W/INSULATING CAP;PACK OF 1,PALLET OF 105 | SIEMENS | SIEMENS LTD | 3EK4 120-1CK4-Z Q99 P50 | CURRENT | 5
15762 | ARRESTER,ELECTRICAL SURGE | GAPLESS,METAL OXIDE;12 KV;10 KA;CLASS A; DIRECT M12;S/S MTG;POLYMER HOUSING; W/INSULATING CAP;PACK OF 1,PALLET OF 105 | BRITECH | BRI-TECH PTY LTD | OB12-100STH | CURRENT | 2
15765 | SOLVENT,INDUSTRIAL. | FOR DEGREASING CABLES & INSULATORS;FOOD OIL DISTILLATE;FLAMMABLE LIQUID (FLASH POINT 62 DEG C);946 ML PLASTIC BOTTLE;TO BE USED WITH GLOVES,REFER STOCK CODE | REXEL | REXEL PTY LTD | 3MSCC4 | CURRENT | 2
15765 | SOLVENT,INDUSTRIAL. | FOR DEGREASING CABLES & INSULATORS;FOOD OIL DISTILLATE;FLAMMABLE LIQUID (FLASH POINT 62 DEG C);946 ML PLASTIC BOTTLE;TO BE USED WITH GLOVES,REFER STOCK CODE | GILBLODG | GILBERT LODGE AUSTRALIA | 3MCC-4 | CURRENT | 1
15765 | SOLVENT,INDUSTRIAL. | FOR DEGREASING CABLES & INSULATORS;FOOD OIL DISTILLATE;FLAMMABLE LIQUID (FLASH POINT 62 DEG C);946 ML PLASTIC BOTTLE;TO BE USED WITH GLOVES,REFER STOCK CODE | 3M | 3M AUSTRALIA PTY LTD | CC-4 | CURRENT | 2
15777 | REEL,CABLE | STEEL,TOROIDAL;HOT DIP GALVANISED;U/G LV CABLES;FLANGE (2000) X BARREL (1000) X INT.WIDTH (1000);5000 KG;PLAIN TYRE; AS3983;EMPTY DRUM WEIGHT = 430 KG; | RHEEM |  |  | PURCHASE AS REQUIRED | 1
15778 | REEL,CABLE | STEEL,TOROIDAL;HOT DIP GALVANISED;HV CABLES;FLANGE (2600) X BARREL (1400) X INT.WIDTH (1200);10,000 KG;I-BEAM TYPE; AS3983; | RHEEM |  |  | PURCHASE AS REQUIRED | 1
15785 | RIVET,BLIND | ALUMINIUM HEAD;9.5 MM BODY LG;3.2 MM GRIP LG;DOME HD;1.4 MM STEEL SHANK DIA; 2.4 MM DIA; | SUMMIT | SUMMIT GROUP | 11NPG155-15785 | CURRENT | 1
15785 | RIVET,BLIND | ALUMINIUM HEAD;9.5 MM BODY LG;3.2 MM GRIP LG;DOME HD;1.4 MM STEEL SHANK DIA; 2.4 MM DIA; | STATEWD | STATEWIDE FSTNERS & ENG SPLS PL | RAAAP33 | CURRENT | 2
15787 | TERMINAL GUARD,GROUND TRANSFORMER,LV | LOW VOLTAGE TERMINAL GUARD;FOR USE ON GROUND TRANSFORMERS;TO BE PACKED INTO INDIVIDUAL KIT FORM;USED IN C & I SUBSTATIONS OR GT STATIONS; | EZYSTRUT | EZYSTRUT CABLE & PIPE SUPPORTS | E15787 | CURRENT | 1
15788 | CABLE SUPPORT STAND,LV | TOP ENTRY;LOW VOLTAGE CABLE SUPPORT FRAME;MANUFACTURED OF E15788K GALVANISED EZYSTRUT INTO A KIT FORM;TO BE ASSEMBLED ON SITE;PACK OF 1,PACK WEIGHT 15 KG; | EZYSTRUT | EZYSTRUT CABLE & PIPE SUPPORTS | E15788K | CURRENT | 1
15789 | CABLE SUPPORT STAND,LV | BOTTOM ENTRY;LOW VOLTAGE CABLE SUPPORT FRAME;MANUFACTURED OF P1000 GALVANISED UNISTRUT INTO A KIT FORM;TO BE ASSEMBLED ON SITE; | UNISTRUT | UNISTRUT AUSTRALIA (MANUFACTURER) | Q4-122 | PURCHASE AS REQUIRED | 2
15789 | CABLE SUPPORT STAND,LV | BOTTOM ENTRY;LOW VOLTAGE CABLE SUPPORT FRAME;MANUFACTURED OF P1000 GALVANISED UNISTRUT INTO A KIT FORM;TO BE ASSEMBLED ON SITE; | EZYSTRUT | EZYSTRUT CABLE & PIPE SUPPORTS | E15789K | PURCHASE AS REQUIRED | 1
15789 | CABLE SUPPORT STAND,LV | BOTTOM ENTRY;LOW VOLTAGE CABLE SUPPORT FRAME;MANUFACTURED OF P1000 GALVANISED UNISTRUT INTO A KIT FORM;TO BE ASSEMBLED ON SITE; | WEBER | WEBER SOUTH PACIFIC PTY LTD | BOTTOM ENTRY | PURCHASE AS REQUIRED | 2
15790 | PLUG,PROTECTIVE,DUST & MOISTURE | PLASTIC REUSABLE COVER;TO SUIT 125 MM CONDUIT;PACK OF 1,PACK WEIGHT 0.15 KG; | IPLEX | IPLEX PIPELINES AUSTRALIA PTY LTD | H176 | CURRENT | 2
15790 | PLUG,PROTECTIVE,DUST & MOISTURE | PLASTIC REUSABLE COVER;TO SUIT 125 MM CONDUIT;PACK OF 1,PACK WEIGHT 0.15 KG; | TRI UGRD | TRI UNDERGROUND AUSTRALIA PTY LTD | TRIDC125 | CURRENT | 1
15790 | PLUG,PROTECTIVE,DUST & MOISTURE | PLASTIC REUSABLE COVER;TO SUIT 125 MM CONDUIT;PACK OF 1,PACK WEIGHT 0.15 KG; | HAYMANS | HAYMANS ELECTRICAL | CNXCAP125BLK | CURRENT | 2
15790 | PLUG,PROTECTIVE,DUST & MOISTURE | PLASTIC REUSABLE COVER;TO SUIT 125 MM CONDUIT;PACK OF 1,PACK WEIGHT 0.15 KG; | VINIDEX |  | 39631 | CURRENT | 2
15791 | LUBRICANT,CABLE PULLING | POLYMERGLYCOL BASED WATER LUBRICANT; GREEN;IN 10 LITRE RE-SEALABLE PLASTIC BUCKET;HAND APPLIABLE GEL,SAFE FOR USE ON ALL CABLE SHEATHS,USE AT A RATE OF 1 | SPECFORC | SPECIALISED FORCE | GREENLEE GEL-5 | CURRENT | 2
15791 | LUBRICANT,CABLE PULLING | POLYMERGLYCOL BASED WATER LUBRICANT; GREEN;IN 10 LITRE RE-SEALABLE PLASTIC BUCKET;HAND APPLIABLE GEL,SAFE FOR USE ON ALL CABLE SHEATHS,USE AT A RATE OF 1 | CNWPL | CNW PL - SLACKS CREEK | GTSHYDROLUBEC10 | CURRENT | 2
15791 | LUBRICANT,CABLE PULLING | POLYMERGLYCOL BASED WATER LUBRICANT; GREEN;IN 10 LITRE RE-SEALABLE PLASTIC BUCKET;HAND APPLIABLE GEL,SAFE FOR USE ON ALL CABLE SHEATHS,USE AT A RATE OF 1 | ADAPT | ADAPT AUSTRALIA PTY LTD | POLYWATER-J128 | CURRENT | 2
15791 | LUBRICANT,CABLE PULLING | POLYMERGLYCOL BASED WATER LUBRICANT; GREEN;IN 10 LITRE RE-SEALABLE PLASTIC BUCKET;HAND APPLIABLE GEL,SAFE FOR USE ON ALL CABLE SHEATHS,USE AT A RATE OF 1 | GENERAL | GENERAL TRADE SUPPLIES | HYDROLUBE C10 | CURRENT | 2
15791 | LUBRICANT,CABLE PULLING | POLYMERGLYCOL BASED WATER LUBRICANT; GREEN;IN 10 LITRE RE-SEALABLE PLASTIC BUCKET;HAND APPLIABLE GEL,SAFE FOR USE ON ALL CABLE SHEATHS,USE AT A RATE OF 1 | CNWPL | CNW PL - SLACKS CREEK | HYDROLUBEC10 | CURRENT | 1
15792 | FUSE LINK,ENCLOSED ELEMENT | 160 AMP;500 V AC;BLADE TYPE CONTACTS,DIN SIZE 1;AS2005,PART 1;PACK OF 3,PACK WEIGHT 0.70 KG;FOR USE WITH FUSE-SWITCH COMBINATION (STOCK CODES 15194 & 16861), | FUSECO | FUSECO PTY LTD | NH1F-160 | CURRENT | 2
15792 | FUSE LINK,ENCLOSED ELEMENT | 160 AMP;500 V AC;BLADE TYPE CONTACTS,DIN SIZE 1;AS2005,PART 1;PACK OF 3,PACK WEIGHT 0.70 KG;FOR USE WITH FUSE-SWITCH COMBINATION (STOCK CODES 15194 & 16861), | FLOWLINE | FLOWLINE INDUSTRIES PTY LTD | EM371696 | CURRENT | 1
15793 | FUSE LINK,ENCLOSED ELEMENT | 100 AMP;500 V AC;BLADE TYPE CONTACTS, DIN SIZE 1;AS2005,PART 1;PACK OF 3, PACK WEIGHT 0.70 KG;FOR USE WITH FUSE- SWITCH COMBINATION (STOCK CODES 15194 & | FUSECO | FUSECO PTY LTD | NH1F-100 | CURRENT | 1
15793 | FUSE LINK,ENCLOSED ELEMENT | 100 AMP;500 V AC;BLADE TYPE CONTACTS, DIN SIZE 1;AS2005,PART 1;PACK OF 3, PACK WEIGHT 0.70 KG;FOR USE WITH FUSE- SWITCH COMBINATION (STOCK CODES 15194 & | FLOWLINE | FLOWLINE INDUSTRIES PTY LTD | EM371690 | CURRENT | 2
15815 | SLEEVE,COMPRESSION | FULL TENSION COMPRESSION;COPPER TUBE; COPPER COND;23 SQ MM;7/.080;TO BE MARKED AS PER AS1154-1;USED WITH HEX COMPRESSION DIES 38-77 CU,STOCK CODE | TYCO | TYCO | TFCS1/1 | CURRENT | 1
15815 | SLEEVE,COMPRESSION | FULL TENSION COMPRESSION;COPPER TUBE; COPPER COND;23 SQ MM;7/.080;TO BE MARKED AS PER AS1154-1;USED WITH HEX COMPRESSION DIES 38-77 CU,STOCK CODE | UTILUX |  | TFCS1/1 | CURRENT | 5
15816 | SLEEVE,ELECTRICAL CONNECTOR | Compression, FT, 19/0.101" HDBC (Imp) & 19/2.56mm HDBC, Cu (scm) | TYCO | TYCO | TJCS1/1 | CURRENT | 2
15816 | SLEEVE,ELECTRICAL CONNECTOR | Compression, FT, 19/0.101" HDBC (Imp) & 19/2.56mm HDBC, Cu (scm) | LEGEND | LEGEND POWER SYSTEMS | PT95 | CURRENT | 1
15816 | SLEEVE,ELECTRICAL CONNECTOR | Compression, FT, 19/0.101" HDBC (Imp) & 19/2.56mm HDBC, Cu (scm) | UTILUX |  | TJCS1/1 | CURRENT | 5
15817 | DIE,CRIMPING TOOL | STEEL;HEX;19.3 MM AF;FOR COPPER COMPRESSION SLEEVES ONTO 19/.101 CONDUCTOR;U/W UTILUX COMPRESSION TOOL NO.38A OR EQUIV;PACK OF 1;PACK | TEN | THE ENERGY NETWORK | K12-19.3-CU | CURRENT | 1
15817 | DIE,CRIMPING TOOL | STEEL;HEX;19.3 MM AF;FOR COPPER COMPRESSION SLEEVES ONTO 19/.101 CONDUCTOR;U/W UTILUX COMPRESSION TOOL NO.38A OR EQUIV;PACK OF 1;PACK | SPECFORC | SPECIALISED FORCE | 12T-19.3AFCU | CURRENT | 2
15817 | DIE,CRIMPING TOOL | STEEL;HEX;19.3 MM AF;FOR COPPER COMPRESSION SLEEVES ONTO 19/.101 CONDUCTOR;U/W UTILUX COMPRESSION TOOL NO.38A OR EQUIV;PACK OF 1;PACK | CABLACES | CABLACES | HT-19.3CU | CURRENT | 2
15819 | MARKER,IDENTIFICATION | VINYL;25 MM HIGH NUMBERING,40 MM SQ BACKGROUND;BLACK PRINT ON WHITE RETROREFLECTIVE BACKGROUND;NUMBER 0; PRESSURE SENSITIVE;AS1744 SERIES C;PACK | CUTLER | CUTLER BRANDS PTY LTD | ENERGE-15819 | CURRENT | 2
15819 | MARKER,IDENTIFICATION | VINYL;25 MM HIGH NUMBERING,40 MM SQ BACKGROUND;BLACK PRINT ON WHITE RETROREFLECTIVE BACKGROUND;NUMBER 0; PRESSURE SENSITIVE;AS1744 SERIES C;PACK | ARTCRAFT | ARTCRAFT PTY LTD | NUMBER 0 | CURRENT | 1
15820 | MARKER,IDENTIFICATION | VINYL;25 MM HIGH NUMBERING,40 MM SQ BACKGROUND;BLACK PRINT ON WHITE RETROREFLECTIVE BACKGROUND;NUMBER 1; PRESSURE SENSITIVE;AS1744 SERIES C;PACK | CUTLER | CUTLER BRANDS PTY LTD | ENERGE-15820 | CURRENT | 2
15820 | MARKER,IDENTIFICATION | VINYL;25 MM HIGH NUMBERING,40 MM SQ BACKGROUND;BLACK PRINT ON WHITE RETROREFLECTIVE BACKGROUND;NUMBER 1; PRESSURE SENSITIVE;AS1744 SERIES C;PACK | ARTCRAFT | ARTCRAFT PTY LTD | NUMBER 1 | CURRENT | 1
15821 | MARKER,IDENTIFICATION | VINYL;25 MM HIGH NUMBERING,40 MM SQ BACKGROUND;BLACK PRINT ON WHITE RETROREFLECTIVE BACKGROUND;NUMBER 2; PRESSURE SENSITIVE;AS1744 SERIES C;PACK | CUTLER | CUTLER BRANDS PTY LTD | ENERGE-15821 | CURRENT | 2
15821 | MARKER,IDENTIFICATION | VINYL;25 MM HIGH NUMBERING,40 MM SQ BACKGROUND;BLACK PRINT ON WHITE RETROREFLECTIVE BACKGROUND;NUMBER 2; PRESSURE SENSITIVE;AS1744 SERIES C;PACK | ARTCRAFT | ARTCRAFT PTY LTD | NUMBER 2 | CURRENT | 1
15822 | MARKER,IDENTIFICATION | VINYL;25 MM HIGH NUMBERING,40 MM SQ BACKGROUND;BLACK PRINT ON WHITE RETROREFLECTIVE BACKGROUND;NUMBER 3; PRESSURE SENSITIVE;AS1744 SERIES C;PACK | CUTLER | CUTLER BRANDS PTY LTD | ENERGE-15822 | CURRENT | 2
15822 | MARKER,IDENTIFICATION | VINYL;25 MM HIGH NUMBERING,40 MM SQ BACKGROUND;BLACK PRINT ON WHITE RETROREFLECTIVE BACKGROUND;NUMBER 3; PRESSURE SENSITIVE;AS1744 SERIES C;PACK | ARTCRAFT | ARTCRAFT PTY LTD | NUMBER 3 | CURRENT | 1
15823 | MARKER,IDENTIFICATION | VINYL;25 MM HIGH NUMBERING,40 MM SQ BACKGROUND;BLACK PRINT ON WHITE RETROREFLECTIVE BACKGROUND;NUMBER 4; PRESSURE SENSITIVE;AS1744 SERIES C;PACK | CUTLER | CUTLER BRANDS PTY LTD | ENERGE-15823 | CURRENT | 2
15823 | MARKER,IDENTIFICATION | VINYL;25 MM HIGH NUMBERING,40 MM SQ BACKGROUND;BLACK PRINT ON WHITE RETROREFLECTIVE BACKGROUND;NUMBER 4; PRESSURE SENSITIVE;AS1744 SERIES C;PACK | BURNELL | RON BURNELL & CO | NUMBER 4 | CURRENT | 1
15824 | MARKER,IDENTIFICATION | VINYL;25 MM HIGH NUMBERING,40 SQ MM BACKGROUND;BLACK PRINT ON WHITE RETROREFLECTIVE BACKGROUND;NUMBER 5; PRESSURE SENSITIVE;AS1744 SERIES C;PACK | CUTLER | CUTLER BRANDS PTY LTD | ENERGE-15824 | CURRENT | 2
15824 | MARKER,IDENTIFICATION | VINYL;25 MM HIGH NUMBERING,40 SQ MM BACKGROUND;BLACK PRINT ON WHITE RETROREFLECTIVE BACKGROUND;NUMBER 5; PRESSURE SENSITIVE;AS1744 SERIES C;PACK | ARTCRAFT | ARTCRAFT PTY LTD | NUMBER 5 | CURRENT | 1
15825 | MARKER,IDENTIFICATION | VINYL;25 MM HIGH NUMBERING,40 MM SQ BACKGROUND;BLACK PRINT ON WHITE RETROREFLECTIVE BACKGROUND;NUMBER 6 OR 9;PRESSURE SENSITIVE;AS1744 SERIES C; | CUTLER | CUTLER BRANDS PTY LTD | ENERGE-15825 | CURRENT | 2
15826 | MARKER,IDENTIFICATION | VINYL;25 MM HIGH NUMBERING,40 MM SQ BACKGROUND;BLACK PRINT ON WHITE RETROREFLECTIVE BACKGROUND;NUMBER 7; PRESSURE SENSITIVE;AS1744 SERIES C;PACK | CUTLER | CUTLER BRANDS PTY LTD | ENERGE-15826 | CURRENT | 2
15826 | MARKER,IDENTIFICATION | VINYL;25 MM HIGH NUMBERING,40 MM SQ BACKGROUND;BLACK PRINT ON WHITE RETROREFLECTIVE BACKGROUND;NUMBER 7; PRESSURE SENSITIVE;AS1744 SERIES C;PACK | ARTCRAFT | ARTCRAFT PTY LTD | NUMBER 7 | CURRENT | 1
15827 | MARKER,IDENTIFICATION | VINYL;25 MM HIGH NUMBERING,40 MM SQ BACKGROUND;BLACK PRINT ON WHITE RETROREFLECTIVE BACKGROUND;NUMBER 8; PRESSURE SENSITIVE;AS1744 SERIES C;PACK | CUTLER | CUTLER BRANDS PTY LTD | ENERGE-15827 | CURRENT | 2
15827 | MARKER,IDENTIFICATION | VINYL;25 MM HIGH NUMBERING,40 MM SQ BACKGROUND;BLACK PRINT ON WHITE RETROREFLECTIVE BACKGROUND;NUMBER 8; PRESSURE SENSITIVE;AS1744 SERIES C;PACK | ARTCRAFT | ARTCRAFT PTY LTD | NUMBER 8 | CURRENT | 1
15829 | MARKER,IDENTIFICATION | VINYL;25 MM HIGH LETTERING,40 MM SQ BACKGROUND;BLACK PRINT ON WHITE RETROREFLECTIVE BACKGROUND;LETTER P; PRESSURE SENSITIVE;AS1744 SERIES C;PACK | CUTLER | CUTLER BRANDS PTY LTD | ENERGE-15829 | CURRENT | 2
15829 | MARKER,IDENTIFICATION | VINYL;25 MM HIGH LETTERING,40 MM SQ BACKGROUND;BLACK PRINT ON WHITE RETROREFLECTIVE BACKGROUND;LETTER P; PRESSURE SENSITIVE;AS1744 SERIES C;PACK | ARTCRAFT | ARTCRAFT PTY LTD | LETTER P | CURRENT | 1
15830 | MARKER,IDENTIFICATION | VINYL;25 MM HIGH LETTERING,40 MM SQ BACKGROUND;BLACK PRINT ON WHITE RETROREFLECTIVE BACKGROUND;LETTER L; PRESSURE SENSITIVE;AS1744 SERIES C;PACK | CUTLER | CUTLER BRANDS PTY LTD | ENERGE-15830 | PURCHASE AS REQUIRED | 2
15830 | MARKER,IDENTIFICATION | VINYL;25 MM HIGH LETTERING,40 MM SQ BACKGROUND;BLACK PRINT ON WHITE RETROREFLECTIVE BACKGROUND;LETTER L; PRESSURE SENSITIVE;AS1744 SERIES C;PACK | ARTCRAFT | ARTCRAFT PTY LTD | LETTER L | PURCHASE AS REQUIRED | 1
15831 | MARKER,IDENTIFICATION | VINYL;25 MM HIGH LETTERING,40 MM SQ BACKGROUND;BLACK PRINT ON WHITE RETROREFLECTIVE BACKGROUND;LETTER W; PRESSURE SENSITIVE;AS1744 SERIES C;PACK | CUTLER | CUTLER BRANDS PTY LTD | ENERGE-15831 | CURRENT | 2
15831 | MARKER,IDENTIFICATION | VINYL;25 MM HIGH LETTERING,40 MM SQ BACKGROUND;BLACK PRINT ON WHITE RETROREFLECTIVE BACKGROUND;LETTER W; PRESSURE SENSITIVE;AS1744 SERIES C;PACK | ARTCRAFT | ARTCRAFT PTY LTD | LETTER W | CURRENT | 1
15832 | PANEL,POWER DISTRIBUTION | 415 V;400 AMP CFS UNIT;MOUNTED ON 440 MM H,490 MM W,10 MM THK PANEL;TYPE ' X ' AS1795;C/W ELECTRO-TINNED NEUTRAL LINK & 4 MTG HOLES;PACK OF 1,PACK WEIGHT 3 KG; | FLOWLINE | FLOWLINE INDUSTRIES PTY LTD | ESQ082 | CURRENT | 1
15833 | MARKER,TAPE | Low density polyethelene; Yellow; 65um x 75mm wide x 250 m roll; To be used in conjunction with SC15834 for delineation of poles delivered to peg point; | IDENMARK | IDENTIMARK SOLUTIONS - 310679 | 15833 | CURRENT | 1
15833 | MARKER,TAPE | Low density polyethelene; Yellow; 65um x 75mm wide x 250 m roll; To be used in conjunction with SC15834 for delineation of poles delivered to peg point; | RMS | RELAY MONITORING SYSTEMS PL | 15833 | CURRENT | 2
15834 | NAIL PLATE | MILD STEEL;GALV;SUITABLE FOR HARDWOOD; 21 MM NOM SQ; BUILDING FOILS TYPE; 50 STRIPS OF 10 PER PACK;TO BE USED IN CONJUNCTION WITH STOCK CODE 15833 | SUMMIT | SUMMIT GROUP | 11NPG | CURRENT | 1
15834 | NAIL PLATE | MILD STEEL;GALV;SUITABLE FOR HARDWOOD; 21 MM NOM SQ; BUILDING FOILS TYPE; 50 STRIPS OF 10 PER PACK;TO BE USED IN CONJUNCTION WITH STOCK CODE 15833 | STATEWD | STATEWIDE FSTNERS & ENG SPLS PL | PSFF5 | CURRENT | 2
15836 | END CAP | HEAT SHRINKABLE;160 MM LG,65 TO 95 MM OD CABLE RANGE;PACK OF 100; | TECONN | TE CONNECTIVITY LTD | 102L055/S(S10) | CURRENT | 1
15839 | CROSSARM,WOOD | HARDWOOD;2700 MM LG;150 MM X 100 MM;ELEC POWER DISTRIBUTION;SPAR UNDRILLED; BUNDLE OF 12,150 MM SURFACE TO BE PAINTED AND GRADED;FOR THE MAUNFACTURE | DALEMYER | DALE MEYERS PTY LTD | HXB3150100FS270 | CURRENT | 1
15839 | CROSSARM,WOOD | HARDWOOD;2700 MM LG;150 MM X 100 MM;ELEC POWER DISTRIBUTION;SPAR UNDRILLED; BUNDLE OF 12,150 MM SURFACE TO BE PAINTED AND GRADED;FOR THE MAUNFACTURE | COFFSHAR | COFFS HARBOUR TRADING | 2700 MM LG;150 MM X 100 MM; | CURRENT | 2
15839 | CROSSARM,WOOD | HARDWOOD;2700 MM LG;150 MM X 100 MM;ELEC POWER DISTRIBUTION;SPAR UNDRILLED; BUNDLE OF 12,150 MM SURFACE TO BE PAINTED AND GRADED;FOR THE MAUNFACTURE | BORAL | BORAL | 2700 MM LG | CURRENT | 2
15848 | TERMINATION,ELECTRICAL POWER CABLE | 11 KV;FILLED JOINT;SHIM KIT FOR 25-95 SQ MM;PLY CABLE;U/W STOCK CODE 17575 & 17581; | RAYCHEM | RAYCHEM (AUSTRALIA) PTY LTD | AUST SQB-SP1 | PHASING | 1
15849 | LINK,ELECTRICAL DISCONNECT | 415 V;400 AMP;BLADE TYPE FITTED WITH DIN SIZE 2 CORROSION RESISTANT ADAPTING FEET;PHASE ISOLATING BLADE FOR STOCK CODES 15779 & 15780;PACK OF 50,PACK | SICAME | SICAME AUSTRALIA PTY LTD | APRHSIC400 | CURRENT | 2
15849 | LINK,ELECTRICAL DISCONNECT | 415 V;400 AMP;BLADE TYPE FITTED WITH DIN SIZE 2 CORROSION RESISTANT ADAPTING FEET;PHASE ISOLATING BLADE FOR STOCK CODES 15779 & 15780;PACK OF 50,PACK | NGK | NGK STANGER PTY LTD | M588900 | CURRENT | 1
15850 | BKT,ELECTRICAL POWER CABLE TERMINATION | POLE MTG;STEEL,GALV;PACK OF 1,PACK WEIGHT 10 KG,PALLET OF 20;FOR HEATSHRINK TERMINATIONS TO POLYMER SURGE ARRESTORS (STOCK CODE 15762),REFER UJ MAN 2/305; | HAYMAN | HAYMANS INDUSTRIES PTY LTD | 15850 | CURRENT | 1
15850 | BKT,ELECTRICAL POWER CABLE TERMINATION | POLE MTG;STEEL,GALV;PACK OF 1,PACK WEIGHT 10 KG,PALLET OF 20;FOR HEATSHRINK TERMINATIONS TO POLYMER SURGE ARRESTORS (STOCK CODE 15762),REFER UJ MAN 2/305; | LIVINGST | LIVINGSTONE ENGINEERING | 15850 | CURRENT | 2
15851 | TERMINATION,ELECTRICAL POWER CABLE | 11 KV;FILLED JOINT;SHIM KIT FOR 120-240 SQ MM;PLY CABLE;U/W STOCK CODES 17578 & 17596; | RAYCHEM | RAYCHEM (AUSTRALIA) PTY LTD | AUST SQB-SP5 | STRATEGIC SPARE | 1
15857 | MESH,BARRICADE | ORANGE;U.V. STABILISED HIGH DENSITY POLYETHELENE;1000 MM HIGH,25 M LG;TO BE USED IN CONJUNCTION WITH STOCK CODE 15630,REFER UCM 1/1;20 ROLLS PER PALLET, | IDENMARK | IDENTIMARK SOLUTIONS - 310679 | 15857 | CURRENT | 2
15857 | MESH,BARRICADE | ORANGE;U.V. STABILISED HIGH DENSITY POLYETHELENE;1000 MM HIGH,25 M LG;TO BE USED IN CONJUNCTION WITH STOCK CODE 15630,REFER UCM 1/1;20 ROLLS PER PALLET, | ARTCRAFT | ARTCRAFT PTY LTD | BM-14KG | CURRENT | 2
15857 | MESH,BARRICADE | ORANGE;U.V. STABILISED HIGH DENSITY POLYETHELENE;1000 MM HIGH,25 M LG;TO BE USED IN CONJUNCTION WITH STOCK CODE 15630,REFER UCM 1/1;20 ROLLS PER PALLET, | CUTLER | CUTLER BRANDS PTY LTD | ENERGE-15857 | CURRENT | 1
15858 | CLAMP,SHEATH POWER CABLE: | 11 KV;FILLED JOINT;3 PHASE;SOLDERLESS EARTH MODULE FOR 25 TO 70 SQ MM UNARMOURED PLY CABLES;REFER UJ MAN 2/600; | RAYCHEM | RAYCHEM (AUSTRALIA) PTY LTD | AUST-SQB-L2 | CURRENT | 1
15859 | CLAMP,SHEATH POWER CABLE: | 11 KV;FILLED JOINT;3 PHASE;SOLDERLESS EARTH MODULE FOR 95 TO 300 SQ MM UNARMOURED PLY CABLES;REFER UJ MAN 2/600; | RAYCHEM | RAYCHEM (AUSTRALIA) PTY LTD | AUST-SQB-L3 | CURRENT | 1
15860 | FERRULE,ELECTRICAL CONDUCTOR | CRIMP TYPE;COPPER;0.25 SQ IN TO 0.25 SQ IN;C/W CENTRE DIMPLE; | UTILUX |  | H1464/25 | MAINTENANCE STOCK | 2
15860 | FERRULE,ELECTRICAL CONDUCTOR | CRIMP TYPE;COPPER;0.25 SQ IN TO 0.25 SQ IN;C/W CENTRE DIMPLE; | CABLACES | CABLACES | CASB162 | MAINTENANCE STOCK | 1
15861 | TERMINAL,LUG | TUBULAR ALUMINIUM,SECTOR SHAPED,CRIMPED TYPE;FOR 120 SQ MM SOLID SECTOR 4 CORE CONDUCTOR;M12 PALM HOLE SIZE;PRE-FILLED W/JOINTING COMPOUND;REFER UJ MAN 1/110; | TYCO | TYCO | AGS4I120M12/1 (H8889X03/1 | CURRENT | 1
15861 | TERMINAL,LUG | TUBULAR ALUMINIUM,SECTOR SHAPED,CRIMPED TYPE;FOR 120 SQ MM SOLID SECTOR 4 CORE CONDUCTOR;M12 PALM HOLE SIZE;PRE-FILLED W/JOINTING COMPOUND;REFER UJ MAN 1/110; | UTILUX |  | H889X03/1 | CURRENT | 5
15864 | BRACKET,POLE | REGULATOR TYPE;STEEL STRUCTURE;GALV;TO SUPPORT REGULATOR CONTROL BOXES;PACK OF 2, PACK WEIGHT 6 KG,PALLET OF 50;REFER DWG 4850-A4 REV G; | HAYMAN | HAYMANS INDUSTRIES PTY LTD | 15864 | CURRENT | 1
15864 | BRACKET,POLE | REGULATOR TYPE;STEEL STRUCTURE;GALV;TO SUPPORT REGULATOR CONTROL BOXES;PACK OF 2, PACK WEIGHT 6 KG,PALLET OF 50;REFER DWG 4850-A4 REV G; | MEFCO | MEFCO AUSTRALIA PTY LTD SUNSHINE VIC | 15864 | CURRENT | 2
15865 | BASE,DISTRIBUTION PILLAR | LIGHTWEIGHT,DEEP;556 MM LG,524 MM W,355 MM H;POLYPROPYLENE NATURE GREEN;SUPPLIED WITH 4 D HD FIXING BOLTS;PALLET OF 80, PACK WEIGHT262 KG;SUITS COVERS STOCK | WEBER | WEBER SOUTH PACIFIC PTY LTD | ES1006 | CURRENT | 2
15865 | BASE,DISTRIBUTION PILLAR | LIGHTWEIGHT,DEEP;556 MM LG,524 MM W,355 MM H;POLYPROPYLENE NATURE GREEN;SUPPLIED WITH 4 D HD FIXING BOLTS;PALLET OF 80, PACK WEIGHT262 KG;SUITS COVERS STOCK | FULTON | FULTON INDUSTRIES PL | PB2G | CURRENT | 2
15865 | BASE,DISTRIBUTION PILLAR | LIGHTWEIGHT,DEEP;556 MM LG,524 MM W,355 MM H;POLYPROPYLENE NATURE GREEN;SUPPLIED WITH 4 D HD FIXING BOLTS;PALLET OF 80, PACK WEIGHT262 KG;SUITS COVERS STOCK | LEGEND | LEGEND POWER SYSTEMS | PBB-G-IM-CWK | CURRENT | 2
15865 | BASE,DISTRIBUTION PILLAR | LIGHTWEIGHT,DEEP;556 MM LG,524 MM W,355 MM H;POLYPROPYLENE NATURE GREEN;SUPPLIED WITH 4 D HD FIXING BOLTS;PALLET OF 80, PACK WEIGHT262 KG;SUITS COVERS STOCK | PLP AUST | PREFORMED LINE PRODUCTS (AUST) | D-UEC11MGE | CURRENT | 2
15865 | BASE,DISTRIBUTION PILLAR | LIGHTWEIGHT,DEEP;556 MM LG,524 MM W,355 MM H;POLYPROPYLENE NATURE GREEN;SUPPLIED WITH 4 D HD FIXING BOLTS;PALLET OF 80, PACK WEIGHT262 KG;SUITS COVERS STOCK | FLOWLINE | FLOWLINE INDUSTRIES PTY LTD | ES1006 | CURRENT | 1
15866 | CLOTH,CLEANING | NYLON REINFORCED PAPER;BLUE; 245 MM W,70 M LG;WALL MTD;CARTON OF 4, 288 PER PALLET;INDUSTRIAL USE ONLY; 4 PLY THK,REFER STOCK CODE 15526 FOR | ATOMSUPP | ATOM SUPPLY | 90618015 | CURRENT | 1
15866 | CLOTH,CLEANING | NYLON REINFORCED PAPER;BLUE; 245 MM W,70 M LG;WALL MTD;CARTON OF 4, 288 PER PALLET;INDUSTRIAL USE ONLY; 4 PLY THK,REFER STOCK CODE 15526 FOR | BLKWOODS | J BLACKWOOD & SON LTD | 01455007/4194 | CURRENT | 2
15866 | CLOTH,CLEANING | NYLON REINFORCED PAPER;BLUE; 245 MM W,70 M LG;WALL MTD;CARTON OF 4, 288 PER PALLET;INDUSTRIAL USE ONLY; 4 PLY THK,REFER STOCK CODE 15526 FOR | KIMCLARK |  | 4194 RAG-ON-A-ROLL | CURRENT | 2
15868 | CAPACITOR UNIT. | 5 KV,23.55 KVAR;SINGLE PHASE;3 UF;4.71 AMP @ 50 HZ;50 HZ;NON PCB IMPREGNANT; POLYPROPYLENE FILM DIELECTRIC;EXTERNALLY FUSED;2 BUSHING PER UNIT;SS CONTAINER; | ABB | ABB FAN PTY LTD | CHDX-S190 | CURRENT | 1
15869 | BOX,ELECTRICAL,MULTIAPPLICATION. | 600 MM W X 400 MM H X 300 MM D AL; WEATHERPROOF TO IP55;SLIDING DOOR, REMOVABLE EQUIP PLATE;FOR USE IN SUBSTATION SWITCH YARDS;PACK OF | ENI | ENI INDUSTRIES PL | 84187 | CURRENT | 1
15869 | BOX,ELECTRICAL,MULTIAPPLICATION. | 600 MM W X 400 MM H X 300 MM D AL; WEATHERPROOF TO IP55;SLIDING DOOR, REMOVABLE EQUIP PLATE;FOR USE IN SUBSTATION SWITCH YARDS;PACK OF | GLOBAL | GLOBAL MANUFACTURING GROUP | ENERGEX-11688-A1 | CURRENT | 2
15870 | BOX,ELECTRICAL,MULTIAPPLICATION. | ALUMINIUM;800 MM X 600 MM X 400 MM; WEATHERPROOF TO IP55;HINGED DOOR, REMOVABLE EQUIP PLATE,HINGED ADJUSTABLE REMOVABLE EQUIP PLATE;FOR USE IN | GLOBAL | GLOBAL MANUFACTURING GROUP | ENERGEX-11689-A1 | CURRENT | 1
15870 | BOX,ELECTRICAL,MULTIAPPLICATION. | ALUMINIUM;800 MM X 600 MM X 400 MM; WEATHERPROOF TO IP55;HINGED DOOR, REMOVABLE EQUIP PLATE,HINGED ADJUSTABLE REMOVABLE EQUIP PLATE;FOR USE IN | ENERGEX | ENERGEX |  | CURRENT | 1
15871 | BOX,ELECTRICAL,MULTIAPPLICATION. | ALUMINIUM;800 MM X 600 MM X 400 MM; WEATHERPROOF TO IP55;HINGED DOOR, REMOVABLE EQUIP PLATE;FOR USE IN SUBSTATION SWITCH YARDS;PACK OF | ENI | ENI INDUSTRIES PL | 84181 | CURRENT | 1
15871 | BOX,ELECTRICAL,MULTIAPPLICATION. | ALUMINIUM;800 MM X 600 MM X 400 MM; WEATHERPROOF TO IP55;HINGED DOOR, REMOVABLE EQUIP PLATE;FOR USE IN SUBSTATION SWITCH YARDS;PACK OF | GLOBAL | GLOBAL MANUFACTURING GROUP | ENERGEX-11690-A1 | CURRENT | 2
15871 | BOX,ELECTRICAL,MULTIAPPLICATION. | ALUMINIUM;800 MM X 600 MM X 400 MM; WEATHERPROOF TO IP55;HINGED DOOR, REMOVABLE EQUIP PLATE;FOR USE IN SUBSTATION SWITCH YARDS;PACK OF | ENERGEX | ENERGEX |  | CURRENT | 1
15872 | ARC SUPPRESSOR - INTERRUPTER. | 12 KV;3 PHASE;600 AMP;SUITABLE FOR FITTING TO MORLYNN SIDE BREAK ISOLATOR SWITCH STOCK CODE 02629;C/W MTG BRACKETS ;ORDER IN MULTIPLES OF 3 FROM SUPPLIER; | NGK | NGK STANGER PTY LTD | 70400-3 | CURRENT | 1
15873 | SWITCH FUSE GEAR | 12 KV;3 PHASE;2 SW;400 AMP;1 FUSE SW; 100 AMP;21 GKA BKG CURR;55 KA MKG CURR; 3 PHASE TRIP;OIL INSUL;TO SUIT IMPT;SDAF 3,SERIES 2; | ABB | ABB FAN PTY LTD | SDAF3 SERIES 2* | PHASING | 1
15882 | INSULATION SLEEVING,ELEC,SPEC | STRAIGHT,STEPPED;HV,NON HEAT SHRINK;FOR 95 SQ MM ALUM OR COPPER TERMINATIONS TO ANDELEC RMU'S;KIT OF 3;REFER UJ MAN 2/902; | TECONN | TE CONNECTIVITY LTD | AUST-SQB6 | CURRENT | 1
15884 | INSULATION SLEEVING,ELEC,SPEC | STRAIGHT,STEPPED;HV,NON HEAT SHRINK;FOR 240 SQ MM ALUM TERMINATIONS TO ANDELEC RMU'S;1 PACK = KIT OF 3;REFER UJ MAN 2/902; | TECONN | TE CONNECTIVITY LTD | AUST-SQB8 | CURRENT | 1
15885 | CIRCUIT BREAKER | MINIATURE SP;250 V AC;16 AMP;6 KA BKG CAP;FOR USE IN MAJOR ROAD S/L PANEL STOCK CODE 10412;PACK OF 1; | REXEL | REXEL PTY LTD | TERDTM6116C | CURRENT | 1
15885 | CIRCUIT BREAKER | MINIATURE SP;250 V AC;16 AMP;6 KA BKG CAP;FOR USE IN MAJOR ROAD S/L PANEL STOCK CODE 10412;PACK OF 1; | REXEL | REXEL PTY LTD | TERDTCB6116C | CURRENT | 2
15885 | CIRCUIT BREAKER | MINIATURE SP;250 V AC;16 AMP;6 KA BKG CAP;FOR USE IN MAJOR ROAD S/L PANEL STOCK CODE 10412;PACK OF 1; | NHP | NHP ELECTRICAL ENGINEERING | TERDTCB6116C | CURRENT | 2
15894 | FERRULE,ELECTRICAL CONDUCTOR | REDUCING,CRIMP TYPE;COPPER;95 TO 70 SQ MM;C/W CENTRE BARRIER,125 MM MAX O/A LG; REFER TO UJ MAN 2/600; | CABLACES | CABLACES | CASR95/70 | STRATEGIC SPARE | 1
15894 | FERRULE,ELECTRICAL CONDUCTOR | REDUCING,CRIMP TYPE;COPPER;95 TO 70 SQ MM;C/W CENTRE BARRIER,125 MM MAX O/A LG; REFER TO UJ MAN 2/600; | BURNDY | BURNDY CABLE SUPPORT SYSTEMS | BS9570B | STRATEGIC SPARE | 2
15904 | SWITCH FUSE GEAR | 12 KV;3 PHASE;1 FUSE SW;200 AMP NORM CURR;21.9 KA MKG CURR;3 PHASE TRIP;OIL INSUL;AS2067-1977;ABB SDAF SERIES 2; | ABB | ABB FAN PTY LTD | SDAF SER 2* | STRATEGIC SPARE | 1
15911 | TRANSFORMER,DISTRIBUTION | 11 KV;100 KVA;1 PHASE;CROSSARM MTG;BSH HV 180-90 LV BSH;MINERAL OIL INSULATED; ONAN;SWER;11000/12700/500-250 V, 9.09/7.87/20-40 AMP CAN BE SOURCED FROM | CROMPARK | CROMPARK | 11 KV 100 KVA | STRATEGIC SPARE | 1
15914 | TRANSFORMER,CURRENT | PROTECTION,POST TYPE;O/D;CAPACITOR BANK PROTECTION;36 KV;3 CORES,CORES 1 & 2,100 0/1 AMP,CORE 3,400/5 AMP;CORES 1 & 2,0. 05 PL350 R4.5,CORE 3,2.5 P100; | ABB | ABB FAN PTY LTD | TYPE 06/36 | STRATEGIC SPARE | 1
15917 | PRINTED CIRCUIT BOARD | DOUBLE-SIDED THROUGH-HOLE-PLATED (THP); ANALOG BOARD;ENERGEX REF 5000-0403;PC SACS; | DIGILIN |  | REF 3914 | STRATEGIC SPARE | 1
15918 | CLAMP,ELECTRICAL | Parallel Groove, 95-240mm2 Cu Main & Tap, U-Bolt, NT, Transverse Grooved, (scm) | PENTA | PENTA AUST (TMAC THEW & MCCANN/HYLEC) | PA12231 | CURRENT | 1
15918 | CLAMP,ELECTRICAL | Parallel Groove, 95-240mm2 Cu Main & Tap, U-Bolt, NT, Transverse Grooved, (scm) | THEWMCAN | TMAC THEW & MCCANN GROUP | TM12231 | CURRENT | 2
15919 | TERMINAL,LUG | DRILLED PALM,TINNED COPPER CRIMP TYPE; FOR 70 SQ MM,19/2.14 MM COPPER COND; M12 PALM HOLE;HEAVY DUTY LUG FOR USE ON VERTICAL OPERATION AIR BREAK SW; | TECONN | TE CONNECTIVITY LTD | SEG70M12/1 | CURRENT | 1
15919 | TERMINAL,LUG | DRILLED PALM,TINNED COPPER CRIMP TYPE; FOR 70 SQ MM,19/2.14 MM COPPER COND; M12 PALM HOLE;HEAVY DUTY LUG FOR USE ON VERTICAL OPERATION AIR BREAK SW; | LEGEND | LEGEND POWER SYSTEMS | CAL70-12 | CURRENT | 2
15919 | TERMINAL,LUG | DRILLED PALM,TINNED COPPER CRIMP TYPE; FOR 70 SQ MM,19/2.14 MM COPPER COND; M12 PALM HOLE;HEAVY DUTY LUG FOR USE ON VERTICAL OPERATION AIR BREAK SW; | CABLACES | CABLACES | CAL70-12 | CURRENT | 2
15922 | BATTERY,STORAGE | SEALED LEAD ACID;24 V;AMP/HR;CONSISTING OF 2 X 3 CYLINDRICAL MONOBLOC 12 V,8.0 A/HR BATTERIES;C CASE LOW MAINT,PROVIDED WITH PUSH ON SPADE CONNECTORS TO SUIT | GATESENG |  | 42H08590020F (6 CYL = 1 SET) | MAINTENANCE STOCK | 1
15928 | CABLE,CONTROL,ELECTRICAL | 0.6/1 KV;SUBSTATION CONTROL;4 CORES;4 SQ MM-7/0.85 MM;PVC/PVC,BLACK SHEATH;CORES NUMBERED,WHITE CHARACTERS ON BLACK, CABLE LG MARKED AT ONE M;WHEN STOCKS | OLEX | OLEX AUSTRALIA PTY LTD | GAHP09RP04CXWW 4 SQ MM | PURCHASE AS REQUIRED | 1
15930 | BOX,INTERMEDIATE PACKAGING | CARDBOARD,CORRUGATED NO 3 C FLUTE; REGULAR SCORED & SLOTTED;GLUED;305 MM LG ;155 MM W;142 MM H KNOCK-DOWN FORM;10 PALLET OF 1700;PALLET WEIGHT 200 KG; | SIGNET | SIGNET PTY LTD | 9322 | CURRENT | 1
15936 | REEL,CABLE | STEEL TOROIDAL;HOT DIPPED GALVANISED; BARE OVERHEAD CONDUCTORS;FLANGE (1000) X BARREL (500) X INTERNAL WIDTH (500); PLAIN TYPE;AS3983;EMPTY DRUM WEIGHT = 80 | RHEEM |  |  | PURCHASE AS REQUIRED | 1
15938 | ARRESTER,ELECTRICAL SURGE | GAPLESS,TYPE,ZNO;36 KV;10 KA;1MA@ 12 KV; DIRECT M12 S/S MTG;POLYMER HOUSING; LINE M12 S/S STUD;SUBSTATION & CABLE TERMINATION APPLICATION,FOR 33 KV NOM V | ABB | ABB FAN PTY LTD | 784122 | CURRENT | 2
15938 | ARRESTER,ELECTRICAL SURGE | GAPLESS,TYPE,ZNO;36 KV;10 KA;1MA@ 12 KV; DIRECT M12 S/S MTG;POLYMER HOUSING; LINE M12 S/S STUD;SUBSTATION & CABLE TERMINATION APPLICATION,FOR 33 KV NOM V | BRITECH | BRI-TECH PTY LTD | OB36-100STH | CURRENT | 2
15938 | ARRESTER,ELECTRICAL SURGE | GAPLESS,TYPE,ZNO;36 KV;10 KA;1MA@ 12 KV; DIRECT M12 S/S MTG;POLYMER HOUSING; LINE M12 S/S STUD;SUBSTATION & CABLE TERMINATION APPLICATION,FOR 33 KV NOM V | MVTECH | MV TECHNOLOGY SOLUTIONS P/L | S3EK4 360-1CR4-Z Q97 R59 | CURRENT | 2
15938 | ARRESTER,ELECTRICAL SURGE | GAPLESS,TYPE,ZNO;36 KV;10 KA;1MA@ 12 KV; DIRECT M12 S/S MTG;POLYMER HOUSING; LINE M12 S/S STUD;SUBSTATION & CABLE TERMINATION APPLICATION,FOR 33 KV NOM V | ACCULEC | ACCULEC PTY LTD - E18524 | OB36A-100STEQ | CURRENT | 1
15939 | SWITCH,LOAD BREAK | 15 KV;3 PHASE;200 AMP CONT CURRENT; 200 AMP CAP BANK BKG CAP;6.3 KVA FOR 1 SEC;9 KA MKG CAP;VACUUM INTERRUPT MED;HV OUTDOOR PORCELAIN BUSHINGS; | JOSLYN |  | VSV | PHASING | 2
15939 | SWITCH,LOAD BREAK | 15 KV;3 PHASE;200 AMP CONT CURRENT; 200 AMP CAP BANK BKG CAP;6.3 KVA FOR 1 SEC;9 KA MKG CAP;VACUUM INTERRUPT MED;HV OUTDOOR PORCELAIN BUSHINGS; | RAMSAY & |  | SWITCH,LOAD TRANSFER | PHASING | 1
15940 | SWITCH FUSE GEAR | PADMOUNTED 12 KV;3 PHASE;2 SW;630 AMP NORM CURR;20 KA BKG CAP ON TEE-OFF;20 KA SHT CCT W/STAND CURR;2 CIRCUIT BKR TEE-OFF;200 AMP NORM CURR;SF6 INSUL;O/D; | MERLGERN |  | RM6 | PHASING | 1
15945 | FERRULE,ELECTRICAL CONDUCTOR | REDUCING,CRIMP TYPE;BI-METAL;35 SQ MM ALUM TO 25 SQ MM COPPER;C/W CENTRE BARRIER,70 MM MAX O/A LG;REFER UJ MAN 2/600; | UTILUX |  | H15408/1 | CURRENT | 1
15948 | FERRULE,ELECTRICAL CONDUCTOR | REDUCING,CRIMP TYPE;BI-METAL;240 SQ MM ALUM TO 185 SQ MM COPPER;C/W CENTRE BARRIER,150 MM MAX O/A LG;REFER UJ MAN 2/600;PACK OF 1,PACK WEIGHT 0.3 KG; | TYCO | TYCO | BK240-185/1 | CURRENT | 2
15948 | FERRULE,ELECTRICAL CONDUCTOR | REDUCING,CRIMP TYPE;BI-METAL;240 SQ MM ALUM TO 185 SQ MM COPPER;C/W CENTRE BARRIER,150 MM MAX O/A LG;REFER UJ MAN 2/600;PACK OF 1,PACK WEIGHT 0.3 KG; | LEGEND | LEGEND POWER SYSTEMS | BLK240/185 | CURRENT | 1
15948 | FERRULE,ELECTRICAL CONDUCTOR | REDUCING,CRIMP TYPE;BI-METAL;240 SQ MM ALUM TO 185 SQ MM COPPER;C/W CENTRE BARRIER,150 MM MAX O/A LG;REFER UJ MAN 2/600;PACK OF 1,PACK WEIGHT 0.3 KG; | UTILUX |  | BK240-185/1 | CURRENT | 5
15950 | FERRULE,ELECTRICAL CONDUCTOR | CRIMP TYPE;ALUM;240 SQ MM TO 240 SQ MM; C/W CENTRE DIMPLE;REFER UJ MAN 2/600; PACK OF 1,PACK WEIGHT 0.24 KG;REFER SC02143 FOR DIE; | LEGEND | LEGEND POWER SYSTEMS | ALK240 | CURRENT | 1
15950 | FERRULE,ELECTRICAL CONDUCTOR | CRIMP TYPE;ALUM;240 SQ MM TO 240 SQ MM; C/W CENTRE DIMPLE;REFER UJ MAN 2/600; PACK OF 1,PACK WEIGHT 0.24 KG;REFER SC02143 FOR DIE; | CABLACES | CABLACES | ALK240 | CURRENT | 2
15951 | FERRULE,ELECTRICAL CONDUCTOR | CRIMP TYPE;BI-METAL;240 SQ MM ALUM TO 240 SQ MM COPPER;C/W CENTRE BARRIER, 150 MM MAX O/A LG;REFER UJ MAN 2/600; | CABLACES | CABLACES | BLK240/240 | CURRENT | 1
15951 | FERRULE,ELECTRICAL CONDUCTOR | CRIMP TYPE;BI-METAL;240 SQ MM ALUM TO 240 SQ MM COPPER;C/W CENTRE BARRIER, 150 MM MAX O/A LG;REFER UJ MAN 2/600; | BURNDY | BURNDY CABLE SUPPORT SYSTEMS | BABS240240 | CURRENT | 2
15952 | WRAPPING,STRETCH | POLYPHENYLENE;500 MM W;1310 M LG;25 UM THK;STRETCH TO AT LEAST 200% (CAST FILM);25 ROLLS PER PALLET;FOR PROTECTION & PACKAGING OF STORES STOCK ITEMS,ORDER | FROMM | FROMM PACKAGING AUSTRALIA PL | 3205.HD | CURRENT | 1
15952 | WRAPPING,STRETCH | POLYPHENYLENE;500 MM W;1310 M LG;25 UM THK;STRETCH TO AT LEAST 200% (CAST FILM);25 ROLLS PER PALLET;FOR PROTECTION & PACKAGING OF STORES STOCK ITEMS,ORDER | PROMARK | PROMARK PACKAGING PTY LTD GEEBUNG | CAST FILM SG2006 | CURRENT | 2
15961 | CONTROL MODULE. | MODULAR INTERFACE FOR CIRCUIT BREAKER CONTROL;32 V OR 110 V DC;RAIL MTG G32 OR TH35 RAIL;FOR USE WITH MINISACS - 24 V DC I/O RATING;MODEL MICC1; | CIRCSOL | CIRCUIT SOLUTIONS PL | MICC | CURRENT | 1
15969 | TRANSFORMER,DISTRIBUTION | 11 KV;750 KVA;3 PHASE;PADMOUNT;HAZ HV 180 LV BSH;MINERAL OIL INSULATED;ONAN; DYN 11;C/W EB LV SWITCHGEAR;QUALITY SYSTEM AS3901;(NO HV SWITCHGEAR); | QEC |  |  | PURCHASE AS REQUIRED | 2
15969 | TRANSFORMER,DISTRIBUTION | 11 KV;750 KVA;3 PHASE;PADMOUNT;HAZ HV 180 LV BSH;MINERAL OIL INSULATED;ONAN; DYN 11;C/W EB LV SWITCHGEAR;QUALITY SYSTEM AS3901;(NO HV SWITCHGEAR); | ABB | ABB FAN PTY LTD |  | PURCHASE AS REQUIRED | 1
15973 | BRACKET,MOUNTING | FOR USE WITH OUTDOOR METERING UNIT; GALV;STEEL;400 MM MOUNTING SLOT CENTRES; PACK OF 6;PACK WEIGHT 53 KG; | GLOBAL | GLOBAL MANUFACTURING GROUP | ENERGEX-7638-A3 | PURCHASE AS REQUIRED | 1
15978 | MARKER,IDENTIFICATION | Pressure Sensitive Vinyl, 190 x 40mm, Legend "METERED" 20mm H, Black Text on White Retroreflective B/Ground, AS1744 | UES | UTILITY ENGRAVING & SIGNS | 15978 | CURRENT | 1
15980 | LABEL | GRAVOPLY OR EQUIV,RED BACKGROUND/WHITE LETTERING;PRESSURE SENSITIVE ADHESIVE DOUBLE COATED TAPE;30 MM W,80 MM LG; PHASE CONNECTION LABEL FOR ATTACHING TO | ES | QUALITY ENGRAVING SERVICES PTY LTD | 15980 | CURRENT | 2
15980 | LABEL | GRAVOPLY OR EQUIV,RED BACKGROUND/WHITE LETTERING;PRESSURE SENSITIVE ADHESIVE DOUBLE COATED TAPE;30 MM W,80 MM LG; PHASE CONNECTION LABEL FOR ATTACHING TO | CUTLER | CUTLER BRANDS PTY LTD | ENERGE-15980 | CURRENT | 1
15981 | LABEL | GRAVOPLY OR EQUIV,RED BACKGROUND/WHITE LETTERING;PRESSURE SENSITIVE ADHESIVE DOUBLE COATED TAPE;30 MM W,80 MM LG; PHASE CONNECTION LABEL FOR ATTACHING TO | ES | QUALITY ENGRAVING SERVICES PTY LTD | 15981 | CURRENT | 2
15981 | LABEL | GRAVOPLY OR EQUIV,RED BACKGROUND/WHITE LETTERING;PRESSURE SENSITIVE ADHESIVE DOUBLE COATED TAPE;30 MM W,80 MM LG; PHASE CONNECTION LABEL FOR ATTACHING TO | CUTLER | CUTLER BRANDS PTY LTD | ENERGE-15981 | CURRENT | 1
15982 | LABEL | GRAVOPLY OR EQUIV,RED BACKGROUND/WHITE LETTERING;PRESSURE SENSITIVE ADHESIVE DOUBLE COATED TAPE;30 MM W,80 MM LG; PHASE CONNECTION LABEL FOR ATTACHING TO | CUTLER | CUTLER BRANDS PTY LTD | ENERGE-15982 | CURRENT | 1
15982 | LABEL | GRAVOPLY OR EQUIV,RED BACKGROUND/WHITE LETTERING;PRESSURE SENSITIVE ADHESIVE DOUBLE COATED TAPE;30 MM W,80 MM LG; PHASE CONNECTION LABEL FOR ATTACHING TO | ES | QUALITY ENGRAVING SERVICES PTY LTD | 15982 | CURRENT | 2
15983 | LABEL | GRAVOPLY OR EQUIV;RED BACKGROUND/WHITE LETTERING;74 MM W,114 MM LG;WARNING SIGN ;FOR SEPARATE HV & LV EARTHING,AS PER DWG;FOR U/W STOCK CODE 17954;PACK OF | CUTLER | CUTLER BRANDS PTY LTD | ENERGE-15983 | CURRENT | 1
15983 | LABEL | GRAVOPLY OR EQUIV;RED BACKGROUND/WHITE LETTERING;74 MM W,114 MM LG;WARNING SIGN ;FOR SEPARATE HV & LV EARTHING,AS PER DWG;FOR U/W STOCK CODE 17954;PACK OF | ES | QUALITY ENGRAVING SERVICES PTY LTD | 15983 | CURRENT | 2
15991 | REEL,CABLE | STEEL,TOROIDAL;PAINTED;LV ABC (STOCK CODE 11927);FLANGE (1600) X BARREL (800) X INT WIDTH (750);3000 KG;PLAIN TYPE,DRUMS ARE OWNED BY OLEX CABLES; | OLEX | OLEX AUSTRALIA PTY LTD |  | PURCHASE AS REQUIRED | 1
15995 | TERMINAL,LUG | STALK,BI-METAL,CRIMP TYPE;FOR 35 SQ MM ALUM XLPE CONDUCTOR;12 MM DIA,30 MM LG COPPER STALK,C/W SEMI-CIRCULAR SLOT;USED IN CONJUNCTION WITH 11 KV HAZELMEYER | LEGEND | LEGEND POWER SYSTEMS | BS35/12S | CURRENT | 2
15995 | TERMINAL,LUG | STALK,BI-METAL,CRIMP TYPE;FOR 35 SQ MM ALUM XLPE CONDUCTOR;12 MM DIA,30 MM LG COPPER STALK,C/W SEMI-CIRCULAR SLOT;USED IN CONJUNCTION WITH 11 KV HAZELMEYER | CABLACES | CABLACES | BSC35/12S | CURRENT | 2
15995 | TERMINAL,LUG | STALK,BI-METAL,CRIMP TYPE;FOR 35 SQ MM ALUM XLPE CONDUCTOR;12 MM DIA,30 MM LG COPPER STALK,C/W SEMI-CIRCULAR SLOT;USED IN CONJUNCTION WITH 11 KV HAZELMEYER | TECONN | TE CONNECTIVITY LTD | BS35-12/1 | CURRENT | 1
16001 | TRANSFORMER,VOLTAGE | INSTRUMENT,METERING;O/D,POLE MTG; 11 KV/110 V;100 VA;3 PHASE;50 HZ; MINERAL OIL INSULATED;CLASS 0.5 M, CATA;FV 1.1; | MODERNPR |  |  | PURCHASE AS REQUIRED | 1
16007 | TERMINATION,ELECTRICAL POWER CABLE | 11 KV;OUTDOOR KIT;3 PHASE;FOR 240 SQ MM ALUM XLPE CONDUCTOR;HEAT SHRINK;800 MM TAIL LGTH;REFER UJ MAN 2/305; | RAYCHEM | RAYCHEM (AUSTRALIA) PTY LTD | AUST-SQB-32 | PHASING | 1
16011 | CABLE,POWER,ELECTRICAL | 11 KV;180 SQ MM;AAAC/1120;SINGLE CORE; XLPE INSULATED,BLACK POLYETHYLENE SHEATHED;COVERED CONDUCTOR;AS1531; 500 M DRUM; | OLEX | OLEX AUSTRALIA PTY LTD | UJAJ73AA001AAGX | PURCHASE AS REQUIRED | 1
16023 | CONDUIT,NONMETALLIC,FLEXIBLE | PVC, 25mm, Med Duty, Grey, Corrugated, 50m Roll, AS/NZS 2053.4 | TRI UGRD | TRI UNDERGROUND AUSTRALIA PTY LTD | CONCMD2550 | CURRENT | 2
16023 | CONDUIT,NONMETALLIC,FLEXIBLE | PVC, 25mm, Med Duty, Grey, Corrugated, 50m Roll, AS/NZS 2053.4 | CLIPSAL | GERARD INDUSTRIES QLD DIVSN P/L | CLI9025TCMGY | CURRENT | 1
16023 | CONDUIT,NONMETALLIC,FLEXIBLE | PVC, 25mm, Med Duty, Grey, Corrugated, 50m Roll, AS/NZS 2053.4 | CNWPL | CNW PL - SLACKS CREEK | CLI9025TCMGY | CURRENT | 2
16023 | CONDUIT,NONMETALLIC,FLEXIBLE | PVC, 25mm, Med Duty, Grey, Corrugated, 50m Roll, AS/NZS 2053.4 | HAYMANS | HAYMANS ELECTRICAL | CLI9025TCMGY | CURRENT | 2
16028 | CABLE GLAND | CORROGATED GLAND,FOR ERICSSON TELEPHONE ISOLATION SYSTEM;PVC;WHITE/GREY;25 MM DIA;USED TO CONNECT CORROGATED CONDUIT TO COMBIESTER ENCLOSURE;PACK OF 20; | REXEL | REXEL PTY LTD | 279C25GY | CURRENT | 1
16028 | CABLE GLAND | CORROGATED GLAND,FOR ERICSSON TELEPHONE ISOLATION SYSTEM;PVC;WHITE/GREY;25 MM DIA;USED TO CONNECT CORROGATED CONDUIT TO COMBIESTER ENCLOSURE;PACK OF 20; | BLKWOODS | J BLACKWOOD & SON LTD | 01925954/279C25-GY | CURRENT | 2
16028 | CABLE GLAND | CORROGATED GLAND,FOR ERICSSON TELEPHONE ISOLATION SYSTEM;PVC;WHITE/GREY;25 MM DIA;USED TO CONNECT CORROGATED CONDUIT TO COMBIESTER ENCLOSURE;PACK OF 20; | CLIPSAL | GERARD INDUSTRIES QLD DIVSN P/L | CLI279C25 | CURRENT | 5
16033 | CONNECTOR BAR,ELECTRICAL | HIGH VOLTAGE ISOLATION LINK;15 KV TEST; 4 WAY WITH LINKS & COVERS;AUSTEL APPROVED; | EUGAQUIP |  | HVB 15-4 | CURRENT | 1
16035 | CONNECTOR-SWITCH | TELEPHONE FACE PLATE;PLASTICS,WHITE; STANDARD 600 SERIES TELEPHONE SOCKET; FOR ERICSSON TELEPHONE ISOLATION SYSTEM; PACK OF 10; | REXEL | REXEL PTY LTD | CLI31VTOWE | CURRENT | 1
16035 | CONNECTOR-SWITCH | TELEPHONE FACE PLATE;PLASTICS,WHITE; STANDARD 600 SERIES TELEPHONE SOCKET; FOR ERICSSON TELEPHONE ISOLATION SYSTEM; PACK OF 10; | CLIPSAL | GERARD INDUSTRIES QLD DIVSN P/L | CLI2031VTO | CURRENT | 2
16046 | BRACKET,MOUNTING | F.M.S.GALVANISED STEEL;FROM 40 MM X 5 MM ,WITH 121 MM HOLE CENTRE MTG;ADAPTOR BRACKET,TEE SHAPED;PACK OF 20,WEIGHT 10.20 KG;TO BE USED FOR OMEGA MTG | SEWELFRG | GREG SEWELL FORGINGS PTY LTD | 6160 | CURRENT | 1
16065 | RECLOSER | 12 KV;3 PHASE;50 HZ;560 AMP;10 KA BKG CAP;4 SHOTS TO L/O;O/C,E/F & SEP PROT, MICROTRIP 2 RELAY;CONCRETE OR WOOD POLE MTG;CT RATIO 200/1 AMP,SF6 INSULATED,5 M | BRUSH | BRUSH SWITCHGEAR AUSTRALIA |  | PURCHASE AS REQUIRED | 1
16079 | FERRULE,ELECTRICAL CONDUCTOR | CRIMP TYPE;COPPER;120 SQ MM TO 120 SQ MM ;CENTRE DIMPLE;REFER UJ MAN 2/600; PACK OF 1;PACK WEIGHT 0.08KG; | LEGEND | LEGEND POWER SYSTEMS | CAS120 | CURRENT | 2
16079 | FERRULE,ELECTRICAL CONDUCTOR | CRIMP TYPE;COPPER;120 SQ MM TO 120 SQ MM ;CENTRE DIMPLE;REFER UJ MAN 2/600; PACK OF 1;PACK WEIGHT 0.08KG; | TECONN | TE CONNECTIVITY LTD | CK120/20 | CURRENT | 1
16079 | FERRULE,ELECTRICAL CONDUCTOR | CRIMP TYPE;COPPER;120 SQ MM TO 120 SQ MM ;CENTRE DIMPLE;REFER UJ MAN 2/600; PACK OF 1;PACK WEIGHT 0.08KG; | PLP AUST | PREFORMED LINE PRODUCTS (AUST) | EPCJ-120-16.5AF | CURRENT | 2
16083 | INSULATING VARNISH | Elmotherm VA42, Red Varnish, Air Dry, 300g Aerosol, for sealing damaged porcelain insulators | REGAL | REGAL BELOIT CORPORATION | 818-S015-0042-PP | CURRENT | 5
16083 | INSULATING VARNISH | Elmotherm VA42, Red Varnish, Air Dry, 300g Aerosol, for sealing damaged porcelain insulators | HAYMANS | HAYMANS ELECTRICAL | AIM818-S015-0042-005 | CURRENT | 1
16083 | INSULATING VARNISH | Elmotherm VA42, Red Varnish, Air Dry, 300g Aerosol, for sealing damaged porcelain insulators | HAYMANS | HAYMANS ELECTRICAL | ISO818-V300004RD | CURRENT | 2
16088 | RELAY,FEEDER DIFFERENTIAL. | FD;1 AMP;2 NO SR CONT;1 HR FLAG;SCREW TERM;R6 REYMOS CASE;FLUSH MTG;BS142; | SIEMENS | SIEMENS LTD | 7PG2111-1DA30-0DB0 | CURRENT | 1
16089 | TERMINAL,LUG | STALK,BI-METAL,CRIMP TYPE; 17.3 MM AF; FOR 95 SQ MM ALUM XLPE CONDUCTOR; 22 MM DIA,40 MM LG COPPER STALK,C/W SEMI-CIRCULAR SLOT & RING CONNECTOR; | TYCO | TYCO | BAH-022100040 | CURRENT | 1
16089 | TERMINAL,LUG | STALK,BI-METAL,CRIMP TYPE; 17.3 MM AF; FOR 95 SQ MM ALUM XLPE CONDUCTOR; 22 MM DIA,40 MM LG COPPER STALK,C/W SEMI-CIRCULAR SLOT & RING CONNECTOR; | CABLACES | CABLACES | BSC95/12K | CURRENT | 2
16090 | TERMINAL,LUG | STALK,COPPER CRIMP TYPE;FOR 240 SQ MM MM XLPE AL CONDUCTOR;40 MM LG COPPER STAL C/W SEMI-CIRCULAR SLOT & RING CONNECT USED IN CONJUNCTION WITH 11 KV | TYCO | TYCO | BLMC-95/240-MFX | CURRENT | 1
16090 | TERMINAL,LUG | STALK,COPPER CRIMP TYPE;FOR 240 SQ MM MM XLPE AL CONDUCTOR;40 MM LG COPPER STAL C/W SEMI-CIRCULAR SLOT & RING CONNECT USED IN CONJUNCTION WITH 11 KV | CABLACES | CABLACES | BSC240/12K | CURRENT | 2
16092 | REACTOR | AF BLOCKING;1.0 MH;50/1045 HZ;12KV; 3 PHASE;16 KA FOR 3 SEC;PLATFORM MTG; OIL INSULATED;OUTDOOR;AS1028-1992; MAGNETIC /AIR CORE; | ABB | ABB FAN PTY LTD | 138183 | STRATEGIC SPARE | 1
16104 | PEN,RECORDER | DISPOSABLE INK CARTRIDGE;C/W NIB;BLUE; LOWER CHANNEL;PACK OF 5;SHELF LIFE 1 YEAR,FOR LINEAR CHANNEL RECORDER MODEL 4020; | LINEAR | L | 0100-0105 | PURCHASE AS REQUIRED | 1
16105 | TRANSFORMER,DISTRIBUTION | 11 KV;100 KVA;3 PHASE;PADMOUNT;HAZ HV 180 LV BSH;MINERAL OIL INSULATED;ONAN; DYN 11;3 CR12 CUBICLES;C/W ABB SDAF HV AUTO FUSE SWITCH UNIT,EXT LHS & EB LV | ABB | ABB FAN PTY LTD |  | CURRENT | 1
16106 | FUSE ELEMENT,ELEC | 65 AMP;36 KV;DROPOUT ELEMENT TYPE, CLASS'E' (VERY SLOW ACTING);TYPE SMD-20, S & C CAT NO.604065;FOR USE WITH SMD-20 DROPOUT UNIT; | S & C |  | 604065 | PHASING | 1
16106 | FUSE ELEMENT,ELEC | 65 AMP;36 KV;DROPOUT ELEMENT TYPE, CLASS'E' (VERY SLOW ACTING);TYPE SMD-20, S & C CAT NO.604065;FOR USE WITH SMD-20 DROPOUT UNIT; | BOWTHORP | BOWTHORP | 604065 | PHASING | 2
16107 | FUSE ELEMENT,ELEC | 80 AMP;36 KV;DROPOUT ELEMENT TYPE,CLASS 'E'(VERY SLOW ACTING);TYPE SMD-20,S & C CAT NO.604080;FOR USE WITH SMD-20 DROPOUT UNIT;PACK OF 10; | S & C |  | 604080 | MAINTENANCE STOCK | 1
16111 | KEY,SOCKET HEAD SCREW | HEX;1/4 IN X 5/32 IN;FOR PIN HEAD,BUTTON HEAD SCREW;FOR USE ON STREET LIGHTING COLUMN DOOR RETAINING SCREW (STOCK CODE 15747);PACK OF 10; | CNWPL | CNW PL - SLACKS CREEK | BORABW4165 | CURRENT | 2
16111 | KEY,SOCKET HEAD SCREW | HEX;1/4 IN X 5/32 IN;FOR PIN HEAD,BUTTON HEAD SCREW;FOR USE ON STREET LIGHTING COLUMN DOOR RETAINING SCREW (STOCK CODE 15747);PACK OF 10; | STATEWD | STATEWIDE FSTNERS & ENG SPLS PL | ABW41625 | CURRENT | 2
16111 | KEY,SOCKET HEAD SCREW | HEX;1/4 IN X 5/32 IN;FOR PIN HEAD,BUTTON HEAD SCREW;FOR USE ON STREET LIGHTING COLUMN DOOR RETAINING SCREW (STOCK CODE 15747);PACK OF 10; | C&LTOOL | CALTCO T/A C&L TOOL CENTRE | 5300-IH5/32X25 | CURRENT | 1
16112 | CROSSARM,METAL | STEEL;GALV;2 X 4830 MM LG (ASSEMBLY); 180 MM X 75 MM CHANNEL;ELEC POWER TRANSMISSION; 'J' STRUCTURE CROSSARM REPLACEMENT; | ENERGEX | ENERGEX | 4830 MM LG | PURCHASE AS REQUIRED | 1
16114 | INSULATOR,SUSPENSION | DISC,NORMAL PROFILE;GLASS;16 MM IEC BALL & SOCKET,WITH ZINC COLLAR; 254 MM DIA,146 MM PITCH;70 KN MIN FAILING LOAD; | NGK | NGK STANGER PTY LTD | CA-515MZ OR CA-501MZ | PHASING | 2
16114 | INSULATOR,SUSPENSION | DISC,NORMAL PROFILE;GLASS;16 MM IEC BALL & SOCKET,WITH ZINC COLLAR; 254 MM DIA,146 MM PITCH;70 KN MIN FAILING LOAD; | SEDIVER |  | B8/146DC | PHASING | 1
16115 | CLEVIS BALL ASSEMBLY | FORGED STEEL;GALV;70 KN MIN FAILING LOAD ;FOR USE WITH BALL & SOCKET INSULATORS; | DULHUNTY | DULHUNTY INDUSTRIES PTY LTD | BC-70 | CURRENT | 1
16117 | SOCKET TONGUE. | FORGED STEEL;GALV;70 KN MIN FAILING LOAD ;FOR USE WITH BALL & SOCKET INSULATORS; PACK OF 20,PACK WEIGHT 16 KG; | DULHUNTY | DULHUNTY INDUSTRIES PTY LTD | ST-70 | CURRENT | 1
16117 | SOCKET TONGUE. | FORGED STEEL;GALV;70 KN MIN FAILING LOAD ;FOR USE WITH BALL & SOCKET INSULATORS; PACK OF 20,PACK WEIGHT 16 KG; | THEWMCAN | TMAC THEW & MCCANN GROUP | 70/ST | CURRENT | 2
16117 | SOCKET TONGUE. | FORGED STEEL;GALV;70 KN MIN FAILING LOAD ;FOR USE WITH BALL & SOCKET INSULATORS; PACK OF 20,PACK WEIGHT 16 KG; | APP |  | ST 70 | CURRENT | 2
16118 | GUARD,TOWER | Anti-Climbing Device, Transmission Tower Security Barrier, for Narrow Tower Base Spread <5m, Galv Steelwork & Fastenings Set of 4 c/w 1 x Ladder Support, | ERGON | ERGON ENERGY | 16118 | PHASING | 1
16129 | CIRCUIT BREAKER | OUTDOOR;SF6;MAGRINI GALILEO; 36 KV;3 PHASE;2000 AMP;25 KA BKG CAP; 110 V DC MOTOR CHRG SPRING;110 V DC TRIPPING;SC 14856 CAN BE USE AS A | MGRNIGAL |  | GIE25 | CURRENT | 1
16130 | SCREW,TAPPING,THREAD CUTTING | SELF DRILLING POINT;STEEL;PAN HD, PHILLIPS DRIVE;NO 7;20 MM LG;PACK OF 200 ,CARTON OF 5000;FOR USE AS METER TOP MTG SCREW; | CNWPL | CNW PL - SLACKS CREEK | MAT PHN-G7M20 | CURRENT | 1
16130 | SCREW,TAPPING,THREAD CUTTING | SELF DRILLING POINT;STEEL;PAN HD, PHILLIPS DRIVE;NO 7;20 MM LG;PACK OF 200 ,CARTON OF 5000;FOR USE AS METER TOP MTG SCREW; | CNWPL | CNW PL - SLACKS CREEK | CLI357PH20 | CURRENT | 2
16130 | SCREW,TAPPING,THREAD CUTTING | SELF DRILLING POINT;STEEL;PAN HD, PHILLIPS DRIVE;NO 7;20 MM LG;PACK OF 200 ,CARTON OF 5000;FOR USE AS METER TOP MTG SCREW; | CLIPSAL | GERARD INDUSTRIES QLD DIVSN P/L | CLI357PH20 | CURRENT | 5
16131 | SCREW,TAPPING,THREAD CUTTING | SELF DRILLING POINT;STEEL;PAN HD, PHILLIPS DRIVE;NO 7;40 MM LG;PACK OF 100 ;FOR USE AS METER TOP MTG SCREW; | CNWPL | CNW PL - SLACKS CREEK | MAT PHN-G7M40 | CURRENT | 1
16131 | SCREW,TAPPING,THREAD CUTTING | SELF DRILLING POINT;STEEL;PAN HD, PHILLIPS DRIVE;NO 7;40 MM LG;PACK OF 100 ;FOR USE AS METER TOP MTG SCREW; | CNWPL | CNW PL - SLACKS CREEK | CLI357PH40 | CURRENT | 2
16131 | SCREW,TAPPING,THREAD CUTTING | SELF DRILLING POINT;STEEL;PAN HD, PHILLIPS DRIVE;NO 7;40 MM LG;PACK OF 100 ;FOR USE AS METER TOP MTG SCREW; | CLIPSAL | GERARD INDUSTRIES QLD DIVSN P/L | CLI357PH40 | CURRENT | 5
16138 | SKIN PROTECTIVE COMPOUND | EMULSION;SKIN DEFENSE;WATER SOLUBLE; FOR PROTECTION AGAINST DIRT, GREASE & OILS; PREVENTS PERSPERATION/SKIN SOFTENING WHEN WEARING GLOVES;1000 ML BOTTLE | ATOMSUPP | ATOM SUPPLY | 31020052 | CURRENT | 1
16138 | SKIN PROTECTIVE COMPOUND | EMULSION;SKIN DEFENSE;WATER SOLUBLE; FOR PROTECTION AGAINST DIRT, GREASE & OILS; PREVENTS PERSPERATION/SKIN SOFTENING WHEN WEARING GLOVES;1000 ML BOTTLE | HANLEY | HANLEY INDUSTRIAL ENTERPRISES 459057 | PA31157 | CURRENT | 2
16139 | SKIN PROTECTIVE COMPOUND | LOTION;SKIN CARE;WATER SOLUBLE;FOR PROTECTION OF HANDS/FACE AFTER WASHING BATHING OR SHOWERING;1000 ML BOTTLE, STOKO LOTION,AFTER WORK CARE; | BLKWOODS | J BLACKWOOD & SON LTD | 03364834/33886 | PHASING | 2
16139 | SKIN PROTECTIVE COMPOUND | LOTION;SKIN CARE;WATER SOLUBLE;FOR PROTECTION OF HANDS/FACE AFTER WASHING BATHING OR SHOWERING;1000 ML BOTTLE, STOKO LOTION,AFTER WORK CARE; | HANLEY | HANLEY INDUSTRIAL ENTERPRISES 459057 | PA33891 | PHASING | 2
16139 | SKIN PROTECTIVE COMPOUND | LOTION;SKIN CARE;WATER SOLUBLE;FOR PROTECTION OF HANDS/FACE AFTER WASHING BATHING OR SHOWERING;1000 ML BOTTLE, STOKO LOTION,AFTER WORK CARE; | ATOMSUPP | ATOM SUPPLY | 304860 | PHASING | 1
16140 | HAND CLEANER | LIQUID PASTE;WATER SOLUBLE; NON-AGGRESSIVE WALNUT SCRUBBER WITH SKIN PROTECTIVE AGENT;2000 ML BOTTLE,6 PER CARTON,TOTAL PACK WEIGHT 14 KG;SOLOPOL L | ATOMSUPP | ATOM SUPPLY | 40000827 | CURRENT | 1
16140 | HAND CLEANER | LIQUID PASTE;WATER SOLUBLE; NON-AGGRESSIVE WALNUT SCRUBBER WITH SKIN PROTECTIVE AGENT;2000 ML BOTTLE,6 PER CARTON,TOTAL PACK WEIGHT 14 KG;SOLOPOL L | HANLEY | HANLEY INDUSTRIAL ENTERPRISES 459057 | DASOL2LTPK | CURRENT | 2
16140 | HAND CLEANER | LIQUID PASTE;WATER SOLUBLE; NON-AGGRESSIVE WALNUT SCRUBBER WITH SKIN PROTECTIVE AGENT;2000 ML BOTTLE,6 PER CARTON,TOTAL PACK WEIGHT 14 KG;SOLOPOL L | BLKWOODS | J BLACKWOOD & SON LTD | 00864433/98318706 | CURRENT | 2
16141 | HAND CLEANER | LIQUID PASTE;WATER SOLUBLE; NON-AGGRESIVE WALNUT SCRUBBER WITH SKIN PROTECTIVE AGENT;250 ML TUBE,12 PER CARTON,PACK WEIGHT 3 KG;SOLOPOL L; | ATOMSUPP | ATOM SUPPLY | 90120068 | CURRENT | 1
16141 | HAND CLEANER | LIQUID PASTE;WATER SOLUBLE; NON-AGGRESIVE WALNUT SCRUBBER WITH SKIN PROTECTIVE AGENT;250 ML TUBE,12 PER CARTON,PACK WEIGHT 3 KG;SOLOPOL L; | BLKWOODS | J BLACKWOOD & SON LTD | 05178326/34981 | CURRENT | 2
16141 | HAND CLEANER | LIQUID PASTE;WATER SOLUBLE; NON-AGGRESIVE WALNUT SCRUBBER WITH SKIN PROTECTIVE AGENT;250 ML TUBE,12 PER CARTON,PACK WEIGHT 3 KG;SOLOPOL L; | ATOMSUPP | ATOM SUPPLY | 30009743 GREVEN | CURRENT | 2
16141 | HAND CLEANER | LIQUID PASTE;WATER SOLUBLE; NON-AGGRESIVE WALNUT SCRUBBER WITH SKIN PROTECTIVE AGENT;250 ML TUBE,12 PER CARTON,PACK WEIGHT 3 KG;SOLOPOL L; | ALPHA | ALPHA FIRST AID SUPPLIES QLD | 500015 | CURRENT | 2
16153 | CABLE,POWER,ELECTRICAL | 0.6/1 KV;25 SQ MM(7 STRAND);COMPACTED ALUM;2 CORE;BLACK XLPE;AERIAL BUNDLE CABLE;AS3560 320 M DRUM SIZE, DRUM WEIGHT 90 KG,PALLETS OF 6 DRUMS; | MIDLANDS | MIDLAND METALS | MMO-LVABC 2 X25 AL X | CURRENT | 1
16153 | CABLE,POWER,ELECTRICAL | 0.6/1 KV;25 SQ MM(7 STRAND);COMPACTED ALUM;2 CORE;BLACK XLPE;AERIAL BUNDLE CABLE;AS3560 320 M DRUM SIZE, DRUM WEIGHT 90 KG,PALLETS OF 6 DRUMS; | PRYSMIAN | PRYSMIAN POWER CABLES & SYSTEMS AUST | 2012576 252CLOBAC | CURRENT | 2
16153 | CABLE,POWER,ELECTRICAL | 0.6/1 KV;25 SQ MM(7 STRAND);COMPACTED ALUM;2 CORE;BLACK XLPE;AERIAL BUNDLE CABLE;AS3560 320 M DRUM SIZE, DRUM WEIGHT 90 KG,PALLETS OF 6 DRUMS; | OLEX | OLEX AUSTRALIA PTY LTD | XDAB17AA002 | CURRENT | 2
16155 | CABLE,POWER,ELECTRICAL | 0.6/1 KV;35 SQ MM (7 STRAND);COMPACTED ALUM;4 CORE;BLACK XLPE;AERIAL BUNDLED CABLE;AS3560;150 M DRUM SIZE, DRUM WEIGHT 96 KG,PALLETS OF 8; | MIDLANDS | MIDLAND METALS | MMO-LVABC 4 X 35 AL X | CURRENT | 1
16155 | CABLE,POWER,ELECTRICAL | 0.6/1 KV;35 SQ MM (7 STRAND);COMPACTED ALUM;4 CORE;BLACK XLPE;AERIAL BUNDLED CABLE;AS3560;150 M DRUM SIZE, DRUM WEIGHT 96 KG,PALLETS OF 8; | OLEX | OLEX AUSTRALIA PTY LTD | XDAB18AA004 | CURRENT | 2
16156 | REACTOR | INRUSH LIMITING;500 AMP;50 HZ;36 KV; 1 PHASE;16.5 KA FOR 3 SEC;PEDESTAL POST INSULATOR MTG;AIR INSULATED;OUTDOOR; AS1028;202 KG; | TRENCH |  | 1-31202 | MAINTENANCE STOCK | 1
16156 | REACTOR | INRUSH LIMITING;500 AMP;50 HZ;36 KV; 1 PHASE;16.5 KA FOR 3 SEC;PEDESTAL POST INSULATOR MTG;AIR INSULATED;OUTDOOR; AS1028;202 KG; | DRAWING | DRAWING NO | 1-29236 (TRENCH DWG) | MAINTENANCE STOCK | 2
16156 | REACTOR | INRUSH LIMITING;500 AMP;50 HZ;36 KV; 1 PHASE;16.5 KA FOR 3 SEC;PEDESTAL POST INSULATOR MTG;AIR INSULATED;OUTDOOR; AS1028;202 KG; | TRENCH |  | 1-29236 | MAINTENANCE STOCK | 2
16157 | SWITCH FUSE GEAR | 12 KV;3 PHASE;1 SW;400 AMP NORM CURR; 400 AMP BKG CAP;50 KA MKG CAP;20 KA SHT CCT WITH STAND FOR 3 SEC;OIL INSUL; | ABB | ABB FAN PTY LTD |  | PHASING | 1
16158 | BASE,DISTRIBUTION PILLAR | LIGHTWEIGHT,SPLIT;POLYPROPYLENE;GREEN; SUPPLIED WITH SECURING STUDS,JOINTING COMPOUND & ASSEMBLY INSTRUCTIONS; PACK OF 1,PACK WEIGHT 3.5 KG; | WEBER | WEBER SOUTH PACIFIC PTY LTD | SBK-G-IM-SDK | CURRENT | 2
16158 | BASE,DISTRIBUTION PILLAR | LIGHTWEIGHT,SPLIT;POLYPROPYLENE;GREEN; SUPPLIED WITH SECURING STUDS,JOINTING COMPOUND & ASSEMBLY INSTRUCTIONS; PACK OF 1,PACK WEIGHT 3.5 KG; | FULTON | FULTON INDUSTRIES PL | PB2G-SP | CURRENT | 2
16158 | BASE,DISTRIBUTION PILLAR | LIGHTWEIGHT,SPLIT;POLYPROPYLENE;GREEN; SUPPLIED WITH SECURING STUDS,JOINTING COMPOUND & ASSEMBLY INSTRUCTIONS; PACK OF 1,PACK WEIGHT 3.5 KG; | LEGEND | LEGEND POWER SYSTEMS | SBK-G-IM-SDK | CURRENT | 2
16158 | BASE,DISTRIBUTION PILLAR | LIGHTWEIGHT,SPLIT;POLYPROPYLENE;GREEN; SUPPLIED WITH SECURING STUDS,JOINTING COMPOUND & ASSEMBLY INSTRUCTIONS; PACK OF 1,PACK WEIGHT 3.5 KG; | PLP AUST | PREFORMED LINE PRODUCTS (AUST) | D-UEC11MGES | CURRENT | 2
16158 | BASE,DISTRIBUTION PILLAR | LIGHTWEIGHT,SPLIT;POLYPROPYLENE;GREEN; SUPPLIED WITH SECURING STUDS,JOINTING COMPOUND & ASSEMBLY INSTRUCTIONS; PACK OF 1,PACK WEIGHT 3.5 KG; | FLOWLINE | FLOWLINE INDUSTRIES PTY LTD | ES1006/1 | CURRENT | 1
16170 | SPLICE,CONDUCTOR | SUPERLOCK,HELICAL;STEEL GALV;GALV STEEL STRAND;7/2.75 MM;BOX OF 50; BOXWEIGHT 9 KG; | TYCO | TYCO | FGG0790-0830 | CURRENT | 2
16170 | SPLICE,CONDUCTOR | SUPERLOCK,HELICAL;STEEL GALV;GALV STEEL STRAND;7/2.75 MM;BOX OF 50; BOXWEIGHT 9 KG; | TECONN | TE CONNECTIVITY LTD | FGG0790-0830 | CURRENT | 1
16170 | SPLICE,CONDUCTOR | SUPERLOCK,HELICAL;STEEL GALV;GALV STEEL STRAND;7/2.75 MM;BOX OF 50; BOXWEIGHT 9 KG; | PLP AUST | PREFORMED LINE PRODUCTS (AUST) | GSC-083 | CURRENT | 2
16171 | SPLICE,CONDUCTOR | STEEL LINE SPLICE;GALV;STEEL;TO SUIT GALV STAY WIRE 19/2.00 MM;BOX OF 12, PACK WEIGHT 10 KG: | PLP AUST | PREFORMED LINE PRODUCTS (AUST) | GFS-100 | CURRENT | 2
16171 | SPLICE,CONDUCTOR | STEEL LINE SPLICE;GALV;STEEL;TO SUIT GALV STAY WIRE 19/2.00 MM;BOX OF 12, PACK WEIGHT 10 KG: | MACLEAN | MACLEAN POWER PL - E15128 | GL-S0975 | CURRENT | 2
16171 | SPLICE,CONDUCTOR | STEEL LINE SPLICE;GALV;STEEL;TO SUIT GALV STAY WIRE 19/2.00 MM;BOX OF 12, PACK WEIGHT 10 KG: | TECONN | TE CONNECTIVITY LTD | FGG0970-1020 | CURRENT | 1
16172 | SPLICE,CONDUCTOR | SUPERLOCK,HELICAL;STEEL GALV;GALV STEEL STRAND;19/2.75 MM;BOX OF 10,PACK WEIGHT 16.5 KG; | MACLEAN | MACLEAN POWER PL - E15128 | GL-S1375 | CURRENT | 2
16172 | SPLICE,CONDUCTOR | SUPERLOCK,HELICAL;STEEL GALV;GALV STEEL STRAND;19/2.75 MM;BOX OF 10,PACK WEIGHT 16.5 KG; | PLP AUST | PREFORMED LINE PRODUCTS (AUST) | GSC-138 | CURRENT | 1
16175 | CIRCUIT BREAKER | OUTDOOR/STEEL STRUCTURE MTG;MIN OIL; OERLIKON;150 KV;3 PHASE,TP;1250 AMP; 19.3 BKG CAP;415 V AC HYDRAULIC;110 V DC TRIPPING;OP6 HYDRAULIC MECHANISM; | OERLIKON |  | TOFQ 150.12 | STRATEGIC SPARE | 1
16193 | DISCONNECTOR,HIGH VOLTAGE | 123 KV;600 AMP;31.5 KA FOR 1 SEC STC; HORIZONTAL DOUBLE BREAK;PIPE OR STEEL STRUCTURE MTG;MANUAL OPERATED; W/O INSULATORS;C/W AUX CONTACTS; | NGK | NGK STANGER PTY LTD | DRI | PURCHASE AS REQUIRED | 1
16201 | PROTECTOR,NECK | Sun Protection Cover for Neck & Ears, Blue Cotton, c/w 4 Holes for attachment to Safety Helmets | REDCROSS | REDCROSS | BLUE COTTON | CURRENT | 1
16202 | CHART,RECORDING INSTRUMENT. | FOR U/W ESTERLINE ANGUS RECORDER MODEL MS 401E (MK 2 & 3 SERIES RECORDER);FOLD CHART;30 DAYS DURATION;SCALED; | SCIGRAPH |  | GC23582-T30 | PHASING | 1
16203 | CAPACITOR UNIT. | 10.47 KV,222 KVAR;SINGLE PHASE;6.7 UF PER PHASE;21.2 AMP CONT @ 50 HZ;50 HZ; NON PCB IMPREGNANT;EXTERNALLY FUSED; 1 BUSHING PER UNIT;U/W CAPACITOR BANKS | GE | GENERAL ELECTRIC COMPANY | 58L307KC1 | PURCHASE AS REQUIRED | 1
16207 | CAPACITOR UNIT. | 6.93 KV,490 KVAR;SINGLE PHASE;32.5 UF PER PHASE;71 AMP CONT @ 50 HZ;50 HZ;NON PCB IMPREGNANT;POLYPROPYLENE FILM DIELECTRIC;INTERNALLY FUSED;2 BUSHINGS | NOKIAN | NOKIAN CAPACITORS PTY LTD | TILP490 | STRATEGIC SPARE | 1
16208 | CAPACITOR UNIT. | 3.2 KV,75 KVAR;SINGLE PHASE;23.3 UF PER PHASE;23 AMP CONT @ 50H Z;50 HZ;NON PCB IMPREGNANT;(TOLERANCE + 5% TO - 0%); POLYPROPYLENE FILM DIELECTRIC;INTERNALLY | NOKIAN | NOKIAN CAPACITORS PTY LTD | PILP75 | MAINTENANCE STOCK | 1
16208 | CAPACITOR UNIT. | 3.2 KV,75 KVAR;SINGLE PHASE;23.3 UF PER PHASE;23 AMP CONT @ 50H Z;50 HZ;NON PCB IMPREGNANT;(TOLERANCE + 5% TO - 0%); POLYPROPYLENE FILM DIELECTRIC;INTERNALLY | ABB | ABB FAN PTY LTD | CAPACITOR UNIT. | MAINTENANCE STOCK | 2
16213 | LAMP,SODIUM | EXTERNAL IGNITOR TYPE;HP;100 W;250 V; GES (E40/45) CAP;CLEAR BULB;TWIN ARC TUBE;CARTON OF 12,PACK WEIGHT 2.28 KG; | GERARD | GERARD PROFESSIONAL SOLUTIONS PL | 673149 | CURRENT | 1
16214 | LAMP,SODIUM | HP;150 W;250 V;GES (E40/45) CAP;CLEAR BULB;TWIN ARC TUBE;CARTON OF 12; | GERARD | GERARD PROFESSIONAL SOLUTIONS PL | 673135 | CURRENT | 1
16215 | LAMP,SODIUM | HP;250 W;250 V;GES (E40/45) CAP;CLEAR BULB;TWIN ARC TUBE;CARTON OF 12; | GERARD | GERARD PROFESSIONAL SOLUTIONS PL | 673138 | CURRENT | 1
16219 | LAMP,SODIUM | EXTERNAL IGNITOR TYPE;HP;70 W;250 V; ES (E27) CAP;DIFFUSE BULB;TWIN ARC TUBE; CARTON OF 12,PACK WEIGHT 1.08 KG; | PHILIPS | PHILIPS AUSTRALIA PTY LTD | 928486700091 | CURRENT | 1
16219 | LAMP,SODIUM | EXTERNAL IGNITOR TYPE;HP;70 W;250 V; ES (E27) CAP;DIFFUSE BULB;TWIN ARC TUBE; CARTON OF 12,PACK WEIGHT 1.08 KG; | GERARD | GERARD PROFESSIONAL SOLUTIONS PL | 207190 | CURRENT | 2
16233 | CAPACITOR UNIT. | 6.93 KV;333.3 KVAR;SINGLE PHASE;22.1 UF PER PHASE;48.1 AMP CONT @ 50 HZ;;;NON PC B IMPREGNANT;POLYPROPYLENE FILM DIELECTR IC;INTERNALLY FUSED;2 BUSHINGS PER UNIT; | ABB | ABB FAN PTY LTD | CHE 733B | CURRENT | 1
16236 | MICROPROCESSOR CONTROLLER,PMR | MICROTRIP 2;WITH MTG PLATE;15 V & 24 V LITHIUM BATTERY INCLUDED;TERMINALS & ASSOCIATED WIRING ON MTG PLATE,READY TO INSTALL INTO MK 2A & MK 2B PMR CONTROL | BRUSH | BRUSH SWITCHGEAR AUSTRALIA | MICROTRIP 2 | PURCHASE AS REQUIRED | 1
16256 | GREASE,GENERAL PURPOSE | Lithium Base, 225g Squeeze Tube, for Electrical Joints, Conductive, suit Al to Al, Cu to Cu, Bimetal to Al | DULMISON | DULMISON (AUST) PTY LTD | ALV 300 | CURRENT | 1
16258 | GLOVES,CLOTH | COTTON,100%;GAUNTLET CUFFS;SIZE 9 STRETCH FIT (35 CM LG);WORN AS A LINER GLOVE IN RUBBER INSULATING GLOVES; ,CLASS 0 & 00 GLOVES; | LEGEND | LEGEND POWER SYSTEMS | 0023-09 | CURRENT | 1
16258 | GLOVES,CLOTH | COTTON,100%;GAUNTLET CUFFS;SIZE 9 STRETCH FIT (35 CM LG);WORN AS A LINER GLOVE IN RUBBER INSULATING GLOVES; ,CLASS 0 & 00 GLOVES; | CNWPL | CNW PL - SLACKS CREEK | CAB0023-09 | CURRENT | 2
16258 | GLOVES,CLOTH | COTTON,100%;GAUNTLET CUFFS;SIZE 9 STRETCH FIT (35 CM LG);WORN AS A LINER GLOVE IN RUBBER INSULATING GLOVES; ,CLASS 0 & 00 GLOVES; | SILGLEN | SILGLEN SERVICES PTY LTD | 0023/KCL/09 (SIZE 9) | CURRENT | 2
16260 | GLOVES,CLOTH | COTTON,100%;GAUNTLET CUFFS;SIZE 10; STRETCH FIT;(35 CM LG);WORN AS A LINER GLOVE IN RUBBER INSULATING GLOVES, CLASS 0 & 00 GLOVES; | ATOMSUPP | ATOM SUPPLY | 236508 | CURRENT | 1
16260 | GLOVES,CLOTH | COTTON,100%;GAUNTLET CUFFS;SIZE 10; STRETCH FIT;(35 CM LG);WORN AS A LINER GLOVE IN RUBBER INSULATING GLOVES, CLASS 0 & 00 GLOVES; | CNWPL | CNW PL - SLACKS CREEK | CAB0023-10 | CURRENT | 2
16260 | GLOVES,CLOTH | COTTON,100%;GAUNTLET CUFFS;SIZE 10; STRETCH FIT;(35 CM LG);WORN AS A LINER GLOVE IN RUBBER INSULATING GLOVES, CLASS 0 & 00 GLOVES; | SILGLEN | SILGLEN SERVICES PTY LTD | 0023/KCL/10 (LARGE) | CURRENT | 2
16274 | CONTACTOR | CONTACTOR & OVERLOAD RELAY; SPRECHER & SCHUH;CA7-9-10 240V 50/277V 60; CEP7-ED1CB; 1-5 AMP;1 PK OF A,1 PK OF B; | REXEL | REXEL PTY LTD | SPRCEP7ED1CB+CA7-9-10-240VAC | CURRENT | 1
16274 | CONTACTOR | CONTACTOR & OVERLOAD RELAY; SPRECHER & SCHUH;CA7-9-10 240V 50/277V 60; CEP7-ED1CB; 1-5 AMP;1 PK OF A,1 PK OF B; | HAYMANS | HAYMANS ELECTRICAL | CEP7ED1CB CA7910 240V50/277V60 | CURRENT | 2
16276 | GUARD,LAMP | STEEL;GALV;SPIRAL WIRE TYPE;FOR USE WITH WATCHMAN FLOODLIGHT STOCK CODE 13967; | SPECTRA |  | C20630 | PURCHASE AS REQUIRED | 2
16276 | GUARD,LAMP | STEEL;GALV;SPIRAL WIRE TYPE;FOR USE WITH WATCHMAN FLOODLIGHT STOCK CODE 13967; | EYE |  | 10580 HS-O GUARD | PURCHASE AS REQUIRED | 1
16278 | LAMP,INCANDESCENT | REPLACEMENT BULB TO SUIT STOCK CODE 16525 (FLASHLIGHT);LASER SHARP HI-INTENSITY BEAM,FOR USE WITH PELICAN SUPER MITYLITE ONLY;PACK OF 10; | HAYMANS | HAYMANS ELECTRICAL | PEL1904 | CURRENT | 1
16278 | LAMP,INCANDESCENT | REPLACEMENT BULB TO SUIT STOCK CODE 16525 (FLASHLIGHT);LASER SHARP HI-INTENSITY BEAM,FOR USE WITH PELICAN SUPER MITYLITE ONLY;PACK OF 10; | PELICAN |  | PEL1904 | CURRENT | 2
16284 | FUSE LINK,ENCLOSED ELEMENT | 125 AMP;500 V AC;BLADE TYPE CONTACTS;DIN SIZE 2;AS2005,PART 1;PACK OF 3,PACK WEIGHT 1.20 KG;FOR USE IN 100 KVA PADMOUNTS; | FLOWLINE | FLOWLINE INDUSTRIES PTY LTD | EM372612 | CURRENT | 1
16284 | FUSE LINK,ENCLOSED ELEMENT | 125 AMP;500 V AC;BLADE TYPE CONTACTS;DIN SIZE 2;AS2005,PART 1;PACK OF 3,PACK WEIGHT 1.20 KG;FOR USE IN 100 KVA PADMOUNTS; | COOPELEC | COOPER ELECTRICAL AUSTRALIA PTY LTD | 125NH2B | CURRENT | 2
16284 | FUSE LINK,ENCLOSED ELEMENT | 125 AMP;500 V AC;BLADE TYPE CONTACTS;DIN SIZE 2;AS2005,PART 1;PACK OF 3,PACK WEIGHT 1.20 KG;FOR USE IN 100 KVA PADMOUNTS; | FUSECO | FUSECO PTY LTD | NH2F-125 | CURRENT | 2
16285 | FUSE LINK,RING MAIN UNIT. | 12 KV;16 AMP HRC FUSE;FOR OIL INSULATED SWITCHGEAR;100 KVA TRANSFORMER; PACK OF 3,PACK WEIGHT 6.0 KG; | COOPELEC | COOPER ELECTRICAL AUSTRALIA PTY LTD | 12OEFMA10 | CURRENT | 1
16334 | LINK,ELECTRICAL BRIDGING. | BI-POLE;TO SUIT KLIPPON SAKCIO TERMINAL BLOCK,FOR INTER-BLOCK BRIDGING | KLIPPON |  | KLI0135500000 | CURRENT | 1
16337 | BASE,RELAY | HAT RAIL MTG;14 FEMALE CONT;PLUG IN TERMINAL;PLASTIC BODY;TO BE USED IN CONJUNCTION WITH RELECO RELAY TYPE C4A40 X 110 V AC;PACK OF 1; | CNWPL | CNW PL - SLACKS CREEK | (ARLIN) ARLS4-J | PURCHASE AS REQUIRED | 1
16337 | BASE,RELAY | HAT RAIL MTG;14 FEMALE CONT;PLUG IN TERMINAL;PLASTIC BODY;TO BE USED IN CONJUNCTION WITH RELECO RELAY TYPE C4A40 X 110 V AC;PACK OF 1; | CNWPL | CNW PL - SLACKS CREEK | ARLS4-J | PURCHASE AS REQUIRED | 2
16337 | BASE,RELAY | HAT RAIL MTG;14 FEMALE CONT;PLUG IN TERMINAL;PLASTIC BODY;TO BE USED IN CONJUNCTION WITH RELECO RELAY TYPE C4A40 X 110 V AC;PACK OF 1; | RELECO |  | RELRE220102 | PURCHASE AS REQUIRED | 2
16338 | RELAY,ELECTROMAGNETIC | POWER MIDGET TYPE;4P;110 V AC COIL;380 V AC CONT;10 AMP NOM;4 CO CONT;NON LATCHING;PLUG INTO RAIL MOUNTED SOCKET TYPE S4-B(RELE);MECHANICAL FLAG & LAMP | CNWPL | CNW PL - SLACKS CREEK | (ARLIN) ARLC4-A40X/AC115V | PURCHASE AS REQUIRED | 1
16338 | RELAY,ELECTROMAGNETIC | POWER MIDGET TYPE;4P;110 V AC COIL;380 V AC CONT;10 AMP NOM;4 CO CONT;NON LATCHING;PLUG INTO RAIL MOUNTED SOCKET TYPE S4-B(RELE);MECHANICAL FLAG & LAMP | CNWPL | CNW PL - SLACKS CREEK | ARLC4-A40X/AC115V | PURCHASE AS REQUIRED | 2
16338 | RELAY,ELECTROMAGNETIC | POWER MIDGET TYPE;4P;110 V AC COIL;380 V AC CONT;10 AMP NOM;4 CO CONT;NON LATCHING;PLUG INTO RAIL MOUNTED SOCKET TYPE S4-B(RELE);MECHANICAL FLAG & LAMP | RELECO |  | RELRE140210 | PURCHASE AS REQUIRED | 2
16339 | THERMOMETER,INDICATING,CAPILLARY TUBE | Outdoor, Winding Temp, 0-150 Deg C Measuring & Switching Range, 4 Switches, 10m Capillary Tube with Bulb for 1 In BSP, c/w Built In Thermal Image | INSULECT | INSULECT AUSTRALIA PL | AKM345-00407-786 | CURRENT | 1
16339 | THERMOMETER,INDICATING,CAPILLARY TUBE | Outdoor, Winding Temp, 0-150 Deg C Measuring & Switching Range, 4 Switches, 10m Capillary Tube with Bulb for 1 In BSP, c/w Built In Thermal Image | KIHLSTRM |  | 3540119X9 WITH PT 100 RTD | CURRENT | 2
16340 | THERMOMETER,INDICATING,CAPILLARY TUBE | Outdoor, Oil Temperature, 0-150 Deg C Measuring & Switching Range, 4 Switches, 10m Capillary Tube with Bulb for 1 In BSP, c/w Resistance PT 100 OHM @ 0 Deg c | INSULECT | INSULECT AUSTRALIA PL | AKM345-00407-785 | CURRENT | 1
16340 | THERMOMETER,INDICATING,CAPILLARY TUBE | Outdoor, Oil Temperature, 0-150 Deg C Measuring & Switching Range, 4 Switches, 10m Capillary Tube with Bulb for 1 In BSP, c/w Resistance PT 100 OHM @ 0 Deg c | KIHLSTRM |  | 34401199 WITH PT 100 RTD | CURRENT | 2
16346 | ARRESTER,ELECTRICAL SURGE | GAPLESS,METAL OXIDE,NON-VENTED TYPE; 500 V;5 KA;C/W 2 ASSEMBLY KITS AN5685. 3086;M10 S/S STUD MTG;POLYMER HOUSING;FOR TRANSFORMER LV BUSHINGS; | BRITECH | BRI-TECH PTY LTD | LVSD415V | CURRENT | 2
16346 | ARRESTER,ELECTRICAL SURGE | GAPLESS,METAL OXIDE,NON-VENTED TYPE; 500 V;5 KA;C/W 2 ASSEMBLY KITS AN5685. 3086;M10 S/S STUD MTG;POLYMER HOUSING;FOR TRANSFORMER LV BUSHINGS; | ACCULEC | ACCULEC PTY LTD - E18524 | LVSD415V | CURRENT | 1
16347 | ARRESTER,ELECTRICAL SURGE | GAPLESS,METAL OXIDE;12 KV;10 KA; DIRECT M12 S/S MTG;POLYMER HOUSING;W/LINE LEAD & INSULATING CAP;PALLET OF 147; TRANSFORMER BUSHING APPLICATION; | AKPOWER | AK POWER SOLUTIONS PTY LTD | 30543 | PHASING | 1
16351 | CHART,RECORDING INSTRUMENT. | FOR U/W LINEAR SCIENTIFIC RECORDER,MODEL 4020 (MK 4 SERIES RECORDER);FOLD CHART; 30 DAY DURATION;SCALED;1 PER PACK; | SCIGRAPH |  | MGC 168-T2CM | PHASING | 2
16351 | CHART,RECORDING INSTRUMENT. | FOR U/W LINEAR SCIENTIFIC RECORDER,MODEL 4020 (MK 4 SERIES RECORDER);FOLD CHART; 30 DAY DURATION;SCALED;1 PER PACK; | BEP |  | MGC 168 | PHASING | 1
16353 | SCREW,PANEL FASTENER | CONSISTING OF 20 SETS PER PACK;EACH SET COMPRISING OF 1 X M5 X 25 MM LG BRASS RD HD SCREW WITH 1.5 MM DIA HOLE;1 X M5 STAINLESS STEEL SPRING WASHER;2 X M5 | SUMMIT | SUMMIT GROUP | 6BKEM5025 | CURRENT | 1
16353 | SCREW,PANEL FASTENER | CONSISTING OF 20 SETS PER PACK;EACH SET COMPRISING OF 1 X M5 X 25 MM LG BRASS RD HD SCREW WITH 1.5 MM DIA HOLE;1 X M5 STAINLESS STEEL SPRING WASHER;2 X M5 | STATEWD | STATEWIDE FSTNERS & ENG SPLS PL | SCREW,PANEL FASTENER | CURRENT | 2
16354 | CONVERTER,FREQUENCY,STATIC | AUDIO FREQ LOAD CONTROL;1050 HZ;25 KVA OUTPUT WITH RETURN I,30 KVA W/O RETURN 1;415 V,3 PH,50 HZ INPUT;FOR INDOOR TYPE E CABINET;ALTERNATIVE TO TYPES F,G & H | ZELLWEGR |  | SFU-I/103 | PHASING | 1
16365 | BUSBAR | COPPER;220 MM LG,100 MM W,6 MM THK;C/W 7 ,14 MM HOLES;FOR EARTHING MEN,TANK EARTH & EARTH RING FOR GROUND TRANSFORMERS IN DISTRIBUTION SUBSTATIONS,(ADDITIONAL | GLOBAL | GLOBAL MANUFACTURING GROUP | ENERGEX-11040-A4 | CURRENT | 1
16366 | OUTREACH ARM,PUBLIC LIGHTING | SPECIAL OUTREACH ARM;STEEL;GALV;34 MM DIA LANTERN MTG SPIGOT;50 MM ID,300 MM LG BASE;NON STD MINOR ROAD STREETLIGHT COLUMN;REFER RELEVANT WORKS ORDER; | POLO |  |  | PURCHASE AS REQUIRED | 1
16366 | OUTREACH ARM,PUBLIC LIGHTING | SPECIAL OUTREACH ARM;STEEL;GALV;34 MM DIA LANTERN MTG SPIGOT;50 MM ID,300 MM LG BASE;NON STD MINOR ROAD STREETLIGHT COLUMN;REFER RELEVANT WORKS ORDER; | POLETECH |  |  | PURCHASE AS REQUIRED | 2
16368 | RELAY,OVERCURR & EARTH FAULT,DIRECTIONAL | 3 DOC,DEF;IDMLT(4 CURVES),DEF TIME & INST;24 V TO 125 V AUX;5 AMP;OC 8%-320%, INST 8%-3200%;EF 2%-80%,INST 2%-800%;DEF TIME,0-10 SEC,95 DEG LAG-95 DEG LEAD;8 | ALSTOM | ALSTOM GRID AUSTRALIA LIMITED | KCEG14201F21EE | CURRENT | 1
16372 | RELAY,CIRCUIT BREAKER FAILURE | 3 OC,TIMER;INST;110 V AUX;5 AMP; 1.0-8.0 AMP,TIME 0.01-9.99 SEC;2 NO SR OC & 2 NO SR TIMER;1 HR TIMER FLAG;SCREW TERM MODULAR CASE;FLUSH MTG;IEC255;ORDER | ALSTOM | ALSTOM GRID AUSTRALIA LIMITED | MCTI39/MVTT14 | PHASING | 1
16375 | STUD,NUT | SERRATED GROOVES;M10 BOLT SIZE;22 MM LG; C/W LONG SPRING;FOR USE SURFACE O/D DISTRIBUTION SUBSTNS;PACK OF 100, PACK WEIGHT 5.90 KG; | EZYSTRUT | EZYSTRUT CABLE & PIPE SUPPORTS | E1008H | CURRENT | 1
16381 | BUS BAR ASSEMBLY | COMPLETE WITH RAYCHEM HEAT SHRINK TERMINATING MATERIAL;FOR STOCK CODES 15243,15469 & 15471; | ABB | ABB FAN PTY LTD | NVL095/5810284 | MAINTENANCE STOCK | 1
16383 | BRACKET,MOUNTING | ALUMINIUM;PRE-DRILLED;TO ACCEPT MCB BOX STOCK CODE 16433 FUSEHOLDER STOCK CODE 12125;THIS ITEM FOR USE ON EXISTING UNDRILLED STREETLIGHTING BRACKETS & ON | ENI | ENI INDUSTRIES PL | 84168 | CURRENT | 1
16383 | BRACKET,MOUNTING | ALUMINIUM;PRE-DRILLED;TO ACCEPT MCB BOX STOCK CODE 16433 FUSEHOLDER STOCK CODE 12125;THIS ITEM FOR USE ON EXISTING UNDRILLED STREETLIGHTING BRACKETS & ON | STEELWAY |  | E16383 | CURRENT | 2
16384 | INSULATOR,STANDOFF | LINE POST;PORCELAIN ,TRUNNION TOP; 11 KV NOM V;12 KN MIN-CANTILEVER;SOLID CORE;325 MM H NOM;VERTICAL;C/W M20 X 85 MM STUD,SPRING WASHER;ROUND WASHER & NUT | BRITECH | BRI-TECH PTY LTD | PPI11-450VCT-EX | CURRENT | 1
16384 | INSULATOR,STANDOFF | LINE POST;PORCELAIN ,TRUNNION TOP; 11 KV NOM V;12 KN MIN-CANTILEVER;SOLID CORE;325 MM H NOM;VERTICAL;C/W M20 X 85 MM STUD,SPRING WASHER;ROUND WASHER & NUT | DULHUNTY | DULHUNTY INDUSTRIES PTY LTD | R12EC145N-325 | CURRENT | 1
16385 | CLAMP,ELEC PWR CABLE,SUPPORT | TRUNNION TYPE;HOT DIPPED GALV MALLEABLE IRON;FOR 8.9-21.3 MM DIA COPPER CONDUCTORS;TO BE USED ON TRIDENT ANGLE CONSTRUCTION COPPER CONDUCTORS, | RMS | RELAY MONITORING SYSTEMS PL | DTSC89213 | CURRENT | 1
16386 | CLAMP,LIVE LINE | Ring Type, Plated Al Body, Bi-Metallic, 4.1-18.9mm Main Conductor, 4.1-13.9mm Tap, u/w Slotted HD Type Operating Stick on Al/Cu Mains With Al/Cu Tap HDBC, | THEWMCAN | TMAC THEW & MCCANN GROUP | TM11597 | CURRENT | 2
16386 | CLAMP,LIVE LINE | Ring Type, Plated Al Body, Bi-Metallic, 4.1-18.9mm Main Conductor, 4.1-13.9mm Tap, u/w Slotted HD Type Operating Stick on Al/Cu Mains With Al/Cu Tap HDBC, | ACCULEC | ACCULEC PTY LTD - E18524 | S1530AGP | CURRENT | 1
16387 | NET,MULTIPURPOSE. | WHITE NYLON ROD;12 MM DIA;C/W NYLON FISH NETTING;BRASS CHUCK BLANK (SUNRISE HD); ANIMAL RESCUE NET FOR USE ON CONDUCTORS UP TO & INCLUDING 33 KV;REFER STOCK CODE | ENERGEX | ENERGEX |  | PURCHASE AS REQUIRED | 1
16390 | ANTISEIZE COMPOUND | Al Complex Soap w/-Cu Graphite, Antiwear Extreme Pressure, 500g Can, for all S/Steel Bolts & Nuts, Pack of 6 | STATEWD | STATEWIDE FSTNERS & ENG SPLS PL | JLKK500 | CURRENT | 2
16390 | ANTISEIZE COMPOUND | Al Complex Soap w/-Cu Graphite, Antiwear Extreme Pressure, 500g Can, for all S/Steel Bolts & Nuts, Pack of 6 | BLKWOODS | J BLACKWOOD & SON LTD | 5893416 | CURRENT | 1
16390 | ANTISEIZE COMPOUND | Al Complex Soap w/-Cu Graphite, Antiwear Extreme Pressure, 500g Can, for all S/Steel Bolts & Nuts, Pack of 6 | CALTEX | CALTEX | ANTI SEIZE GREASE | CURRENT | 1
16400 | RELAY,FEEDER DIFFERENTIAL. | REYROLLE SOLKOR RF;5 AMP;PILOT WIRE; MTG FLUSH & RACK; | RMS | RELAY MONITORING SYSTEMS PL | 7PG2111-1DA30-0DD0 | CURRENT | 1
16405 | ENCLOSURE,ELECTRICAL BOX | WALL MTG;POLYESTOR;HOT PRESSED, GLASS FIBRE REINFORCED POLYESTOR CABINET;1 PIECE MONOBLOCK BODY,IP-66 (IEC-259);GREY COLOUR;RAL7032;STABLE TO | B&R | B&R ENCLOSURES | PD806030 | CURRENT | 1
16406 | ENCLOSURE,ELECTRICAL BOX | 160 MM X 250 MM X 90 MM THK;FOR 24 V DC BATTERY & POWER SUPPLY;FOR EXTERNAL TELEPHONE LINE ISOLATION SYSTEM;PACK OF 1; | CNWPL | CNW PL - SLACKS CREEK | 1034186 CT-842 | CURRENT | 1
16406 | ENCLOSURE,ELECTRICAL BOX | 160 MM X 250 MM X 90 MM THK;FOR 24 V DC BATTERY & POWER SUPPLY;FOR EXTERNAL TELEPHONE LINE ISOLATION SYSTEM;PACK OF 1; | CNWPL | CNW PL - SLACKS CREEK | FAR1016347 | CURRENT | 2
16406 | ENCLOSURE,ELECTRICAL BOX | 160 MM X 250 MM X 90 MM THK;FOR 24 V DC BATTERY & POWER SUPPLY;FOR EXTERNAL TELEPHONE LINE ISOLATION SYSTEM;PACK OF 1; | FARNELL | FARNELL DISTRIBUTORS - ELEMENT 14 | FAR101-6-347 | CURRENT | 2
16409 | SIGN | LETTERING & COLOUR AS PER DWG,KIT OF 6 SIGNS,WHITE ABS PLASTIC;FOR EXTERNAL TELEPHONE LINE ISOLATION SYSTEM;PACK OF 1,PACK WEIGHT 1.50 KG; | CUTLER | CUTLER BRANDS PTY LTD | ENERGE-16409 | CURRENT | 1
16409 | SIGN | LETTERING & COLOUR AS PER DWG,KIT OF 6 SIGNS,WHITE ABS PLASTIC;FOR EXTERNAL TELEPHONE LINE ISOLATION SYSTEM;PACK OF 1,PACK WEIGHT 1.50 KG; | ES | QUALITY ENGRAVING SERVICES PTY LTD | 16409 | CURRENT | 2
16410 | RESISTOR | 25 W,100 OHM;FOR EXTERNAL TELEPHONE LINE ISOLATION SYSTEM; | FARNELL | FARNELL DISTRIBUTORS - ELEMENT 14 | 345192 | CURRENT | 1
16412 | CONDUIT,NONMETALLIC,FLEXIBLE | 16 MM MEDIUM DUTY CORROGATED;PVC;GREY; 50 M ROLL;FOR EXTERNAL TELEPHONE LINE ISOLATION SYSTEM; | HAYMANS | HAYMANS ELECTRICAL | CLI9016TCMGY | PURCHASE AS REQUIRED | 1
16412 | CONDUIT,NONMETALLIC,FLEXIBLE | 16 MM MEDIUM DUTY CORROGATED;PVC;GREY; 50 M ROLL;FOR EXTERNAL TELEPHONE LINE ISOLATION SYSTEM; | CNWPL | CNW PL - SLACKS CREEK | CLI9016TCMGY | PURCHASE AS REQUIRED | 2
16412 | CONDUIT,NONMETALLIC,FLEXIBLE | 16 MM MEDIUM DUTY CORROGATED;PVC;GREY; 50 M ROLL;FOR EXTERNAL TELEPHONE LINE ISOLATION SYSTEM; | TRI UGRD | TRI UNDERGROUND AUSTRALIA PTY LTD | HPPCM16/50 | PURCHASE AS REQUIRED | 2
16412 | CONDUIT,NONMETALLIC,FLEXIBLE | 16 MM MEDIUM DUTY CORROGATED;PVC;GREY; 50 M ROLL;FOR EXTERNAL TELEPHONE LINE ISOLATION SYSTEM; | AUSLEC | AUSLEC | CLI9016CM | PURCHASE AS REQUIRED | 2
16421 | RELAY ASSEMBLY | GROUP INTERTRIP;32/110 V DC;15 KV RMS PILOT ISOLATION;OUTPUT CONTS 4 N/O;PILOT WIRE SUPERVISION 2 N/C, FLUSH OR PROJECTION MTG;BS142 & IEC255; | SCHNEDER | SCHNEIDER PTY LTD | GCM05XX0751A | CURRENT | 1
16429 | TRANSFORMER,CURRENT | MEASUREMENT, WINDOW TYPE; TOROIDAL; INDOOR; FOR METER; 660 V;1500/5 AMP LONG RANGE TYPE W; CLASS 0.5S; EXT 200%; RATED OUTPUT 15 VA; TO AS60044.1; | TWS | TWS ENERGY CONTROLS | 240W112CL05S/EN | CURRENT | 1
16429 | TRANSFORMER,CURRENT | MEASUREMENT, WINDOW TYPE; TOROIDAL; INDOOR; FOR METER; 660 V;1500/5 AMP LONG RANGE TYPE W; CLASS 0.5S; EXT 200%; RATED OUTPUT 15 VA; TO AS60044.1; | WFENERGY | WF ENERGY CONTROLS | 24W112CL05S/EN | CURRENT | 2
16431 | CORROSION PREVENTIVE COMPOUND | PREVENTS CORROSION & RUST ON METAL SURFACE;COLD GALVANIZING SPRAY;USED AS A FINAL COATING OR AS A PRIMER;350 G CAN; FOR USE ON EITHER HOT OR COLD SURFACES; | CRC | CRC INDUSTRIES AUSTRALIA PTY LTD | CRC 2085 | CURRENT | 2
16431 | CORROSION PREVENTIVE COMPOUND | PREVENTS CORROSION & RUST ON METAL SURFACE;COLD GALVANIZING SPRAY;USED AS A FINAL COATING OR AS A PRIMER;350 G CAN; FOR USE ON EITHER HOT OR COLD SURFACES; | BLKWOODS | J BLACKWOOD & SON LTD | 4461001 | CURRENT | 2
16431 | CORROSION PREVENTIVE COMPOUND | PREVENTS CORROSION & RUST ON METAL SURFACE;COLD GALVANIZING SPRAY;USED AS A FINAL COATING OR AS A PRIMER;350 G CAN; FOR USE ON EITHER HOT OR COLD SURFACES; | ATOMSUPP | ATOM SUPPLY | 1135011 | CURRENT | 1
16431 | CORROSION PREVENTIVE COMPOUND | PREVENTS CORROSION & RUST ON METAL SURFACE;COLD GALVANIZING SPRAY;USED AS A FINAL COATING OR AS A PRIMER;350 G CAN; FOR USE ON EITHER HOT OR COLD SURFACES; | CHEMSRCH | CHEMSEARCH | HY ZINC 5028 | CURRENT | 2
16432 | BOX,STREET LIGHT,JOINT USE | CAST ALUMINIUM;WIRED COMPLETE WITH 15/16 AMP 6 KA 240 V SP MCB AND TERMINAL BLOCK;FOR USE WITH STREET LIGHT POLES; PACK OF 1; | PJMARTIN | PETER J MARTIN SALES PTY LTD | SLD430 | CURRENT | 1
16433 | ENCLOSURE,ELECTRICAL BOX | STREET LIGHT C/W APPROVED CIRCUIT BREAKER & TERMINAL BLOCK;2 GROMMETTED BOTTOM & 1 UNGROMMETTED REAR ENTRY; BOX OF 20,PACK WEIGHT 10 KG;REPLACES | FLOWLINE | FLOWLINE INDUSTRIES PTY LTD | ESQ16433 | CURRENT | 1
16435 | PLASTIC SHEET | POLYETHYLENE;WHITE OPAQUE;50 UM THICK + OR - 10 UM;1800 MM W;2000 MM LG; PERFORATED SHEET ON ROLL;30 ROLLS PER PALLET,PALLET WEIGHT 530 KG;TOP COVER | FROMM | FROMM PACKAGING AUSTRALIA PL | LDPE SINGLE WOUND SHEET | CURRENT | 1
16435 | PLASTIC SHEET | POLYETHYLENE;WHITE OPAQUE;50 UM THICK + OR - 10 UM;1800 MM W;2000 MM LG; PERFORATED SHEET ON ROLL;30 ROLLS PER PALLET,PALLET WEIGHT 530 KG;TOP COVER | BECKWITH | BECKWITH TRADING (QLD) PTY LTD | 2000 MM W; | CURRENT | 2
16436 | REACTOR | AF BLOCKING;12.8 MH;120 AMP;50 HZ;12 KV; 3 PHASE;1.5 KA FOR 1 SEC;HANGER BRACKET MTG;OIL FILLED;AS1028;2 AMP @ 1045 HZ, 1000 D,1100 H,1740 W;950 KG; | ABB | ABB FAN PTY LTD | 113059 | PURCHASE AS REQUIRED | 1
16439 | SIGN | DANGER-CAPACITOR CAN METAL WORK SHALL BE CONSIDERED LIVE UNTIL SAFETY EARTHS APPLIED;ALUMINIUM;SCREEN PRINTED; 180 MM LG,170 MM W,2 MM THK; | ENERGEX | ENERGEX |  | PURCHASE AS REQUIRED | 1
16441 | ADHESIVE | SPRAY;CONTACT ADHESIVE FOR SURFACE PREPARATION OF CONCRETE POLES,FOR SAFETY MARKING;QUICK DRYING EASY TO USE ADHESIVE;471 G CAN,CARTON OF 12;REFER | STATEWD | STATEWIDE FSTNERS & ENG SPLS PL | EAL790 | CURRENT | 2
16441 | ADHESIVE | SPRAY;CONTACT ADHESIVE FOR SURFACE PREPARATION OF CONCRETE POLES,FOR SAFETY MARKING;QUICK DRYING EASY TO USE ADHESIVE;471 G CAN,CARTON OF 12;REFER | BLKWOOD | J BLACKWOOD & SON LTD | 4929815 | CURRENT | 1
16441 | ADHESIVE | SPRAY;CONTACT ADHESIVE FOR SURFACE PREPARATION OF CONCRETE POLES,FOR SAFETY MARKING;QUICK DRYING EASY TO USE ADHESIVE;471 G CAN,CARTON OF 12;REFER | STATEWD | STATEWIDE FSTNERS & ENG SPLS PL | MS90PP | CURRENT | 2
16441 | ADHESIVE | SPRAY;CONTACT ADHESIVE FOR SURFACE PREPARATION OF CONCRETE POLES,FOR SAFETY MARKING;QUICK DRYING EASY TO USE ADHESIVE;471 G CAN,CARTON OF 12;REFER | 3M | 3M AUSTRALIA PTY LTD | SCOTCH 90 SPRAY CONTACT | CURRENT | 2
16442 | TAPE,PRESSURE SENSITIVE ADHESIVE | SAFETY MARKING TAPE 36 MM W;DIAGONAL BLACK/YELLOW STRIPES APPROX 70 MM W; CARTON OF 3;FOR USE WITH SPRAY ADHESIVE FOR MARKING OF CONCRETE POLES,REFER | PROMARK | PROMARK PACKAGING PTY LTD GEEBUNG | TB7001 | CURRENT | 2
16442 | TAPE,PRESSURE SENSITIVE ADHESIVE | SAFETY MARKING TAPE 36 MM W;DIAGONAL BLACK/YELLOW STRIPES APPROX 70 MM W; CARTON OF 3;FOR USE WITH SPRAY ADHESIVE FOR MARKING OF CONCRETE POLES,REFER | PROMARK | PROMARK PACKAGING PTY LTD GEEBUNG | 11492 | CURRENT | 1
16444 | RINGER,TELEPHONE | TELEPHONE EXTENSION RINGER,FOR TELEPHONE LINE ISOLATION SYSTEM; | EXICOM |  | 1078534 (GPTR) | CURRENT | 1
16444 | RINGER,TELEPHONE | TELEPHONE EXTENSION RINGER,FOR TELEPHONE LINE ISOLATION SYSTEM; | EXICOM |  | 86040-001 | CURRENT | 2
16446 | BASE,SWITCH | STANDARD PATTERN,WHITE;WITH 25 MM ACCESS HOLE;PACK OF 5; | REXEL | REXEL PTY LTD | CLI238/25WE | CURRENT | 2
16446 | BASE,SWITCH | STANDARD PATTERN,WHITE;WITH 25 MM ACCESS HOLE;PACK OF 5; | CNWPL | CNW PL - SLACKS CREEK | CLI238/25WE | CURRENT | 1
16446 | BASE,SWITCH | STANDARD PATTERN,WHITE;WITH 25 MM ACCESS HOLE;PACK OF 5; | CLIPSAL | GERARD INDUSTRIES QLD DIVSN P/L | CLI238/25WE | CURRENT | 5
16448 | BLADE SET, ELECTRICAL SWITCH. | 415 V;400 AMP;WEDGE TYPE TO SUIT LINK PALMS 82.5 MM CENTRES;ISOLATING BLADES FOR STOCK CODES 06844 & 06845,REFER UG MANUAL 1-106;PACK OF 20,PACK WEIGHT | DULMISON | DULMISON (AUST) PTY LTD | WL400 | CURRENT | 1
16449 | TRANSFORMER,CURRENT | PROTECTION,POST TYPE;O/D;CAPACITOR BANK PROTECTION;36 KV;3 CORES,800-600-200/5 AMP;CORE1,2.5 P150 F20 ON 800/5 AMP,CORE S 2 & 3,0.15 PL180 R0.4ON 800/5 AMP; | ABB | ABB FAN PTY LTD | 03/36/194 | MAINTENANCE STOCK | 1
16451 | CORROSION PREVENTIVE COMPOUND | LOOSENS & PREVENTS RUST ON METAL SURFACES;350 G PRESSURE PACK,PACK OF 12; | ATOMSUPP | ATOM SUPPLY | 90446000 | CURRENT | 1
16451 | CORROSION PREVENTIVE COMPOUND | LOOSENS & PREVENTS RUST ON METAL SURFACES;350 G PRESSURE PACK,PACK OF 12; | STATEWD | STATEWIDE FSTNERS & ENG SPLS PL | CS723350 | CURRENT | 2
16456 | JOINT,ELECTRICAL POWER CABLE | LV;TO SUIT 3.5 CORE PLY CABLE, 70 TO 185 SQ MM CONDUCTOR;HEATSHRINK STRAIGHT JOINT,1250 MM LG;REINFORCED WRAP AROUND SLEEVE;U/W STOCK CODE | TECONN | TE CONNECTIVITY LTD | AUST-SQB13 | CURRENT | 1
16457 | JOINT,ELECTRICAL POWER CABLE | LV;TO SUIT 150 TO 300 PLY CABLE TO 4 CORE 120 TO 240 SQ MM ALUM XLPE CABLE; HEATSHRINK TRANSITION JOINT,1250 MM LG; REINFORCED WRAP AROUND SLEEVE;PACK | TECONN | TE CONNECTIVITY LTD | AUST-SQB14 | CURRENT | 1
16458 | BOX,INTERMEDIATE PACKAGING | CARDBOARD,CORROGATED NO 3 'C' FLUTE; REGULAR SCORED & SLOTTED;GLUED;426 MM LG ;284 MM W;300 MM H;KNOCK-DOWN FORM; PALLET OF 700,PALLET WEIGHT 495 KG;USED | SIGNET | SIGNET PTY LTD | 9323 | CURRENT | 1
16461 | BRACKET,POLE | TRANSFORMER TYPE;STEEL;GALV;TRANSFORMER SUPPORT;PACK OF 1, PACK WEIGHT 10.8 KG; TO SUIT 100,200,315 & 500 KVA POLE TRANSFORMERS; | SEWELFRG | GREG SEWELL FORGINGS PTY LTD | 6163 | CURRENT | 1
16465 | INSECT REPELLENT,PERSONAL | MEDICATED SPRAY;RID TROPICAL STRENGTH ANTISEPTIC;PERSONAL APPLICATION;100 ML PUMP SPRAY; REPELS FLIES,SANDFLIES, MOSQUITOS & TICKS; | ATOMSUPP | ATOM SUPPLY | 293665 | CURRENT | 1
16465 | INSECT REPELLENT,PERSONAL | MEDICATED SPRAY;RID TROPICAL STRENGTH ANTISEPTIC;PERSONAL APPLICATION;100 ML PUMP SPRAY; REPELS FLIES,SANDFLIES, MOSQUITOS & TICKS; | ATOMSUPP | ATOM SUPPLY | 1329013 | CURRENT | 2
16465 | INSECT REPELLENT,PERSONAL | MEDICATED SPRAY;RID TROPICAL STRENGTH ANTISEPTIC;PERSONAL APPLICATION;100 ML PUMP SPRAY; REPELS FLIES,SANDFLIES, MOSQUITOS & TICKS; | BLKWOODS | J BLACKWOOD & SON LTD | 4843171 | CURRENT | 2
16465 | INSECT REPELLENT,PERSONAL | MEDICATED SPRAY;RID TROPICAL STRENGTH ANTISEPTIC;PERSONAL APPLICATION;100 ML PUMP SPRAY; REPELS FLIES,SANDFLIES, MOSQUITOS & TICKS; | ALLENS | ALLENS INDUSTRIAL PRODUCTS PTY LTD | RID203125 | CURRENT | 2
16474 | TERMINAL STRIP | Brass, 6 Way Neutral, Front Wiring c/w Cable Lug Set Screw & Washers, for use on Fuse Panels (replacements only) | FLOWLINE | FLOWLINE INDUSTRIES PTY LTD | ESA0048 | CURRENT | 1
16478 | INSULATING COMPOUND KIT,ELECTRICAL | 3 Part Polyurethane Resin Compound, Resin Base, Hardener & Filler, Operating Temperature 90°C, 7.5L Kit | SICAME | SICAME AUSTRALIA PTY LTD | RES-16478 | CURRENT | 2
16478 | INSULATING COMPOUND KIT,ELECTRICAL | 3 Part Polyurethane Resin Compound, Resin Base, Hardener & Filler, Operating Temperature 90°C, 7.5L Kit | SICAME | SICAME AUSTRALIA PTY LTD | HRK3-75 | CURRENT | 1
16478 | INSULATING COMPOUND KIT,ELECTRICAL | 3 Part Polyurethane Resin Compound, Resin Base, Hardener & Filler, Operating Temperature 90°C, 7.5L Kit | ALSTOM | ALSTOM GRID AUSTRALIA LIMITED | 53536-75 | CURRENT | 2
16480 | YOKE,ELECTRICAL CLAMP | MECHANICAL FERRULE TYPE;ALUMINIUM; PARALLEL BRANCH,FOR 240 & 95 ALUM PLUS 185 & 95 COPPER STRANDED CONDUCTORS; CONTAINS 3 X HVBRM18SP USED WITH SHEAR | DULMISON | DULMISON (AUST) PTY LTD | HVBRM18SPUTC | PHASING | 1
16481 | SCREW,SHEAR | ELECTRICAL CLAMP(BRASS);FOR U/W MECHANIC AL FERRULE YOKES;HEX HD;UTB-M18,FOR 240 SQ MM AL STRANDED CONDUCTOR ;PACK OF 2; USED WITH GEC 11 KV PARALLEL BRANCH | GILBLODG | GILBERT LODGE AUSTRALIA | B&HUTBM18 | CURRENT | 1
16485 | LADDER,EXTENSION | Fibreglass, 5.5m Fully Extended (18ft), ETS RSE02 | LADAMAX | LADAMAX ALUMINIUM PRODUCTS PL | FXT-EQ17 | PURCHASE AS REQUIRED | 1
16491 | CLEANING COMPOUND,OPTICAL LENS | LENS CLEANING SOLUTION;PUMP SPRAY,FOR ALL POLYCARBONATE (PLASTIC) EYEWEAR & FACE SHIELDS;500 ML BOTTLE;U/W PAPER KIM-WIPES STOCK CODE 04070; | BLKWOOD | J BLACKWOOD & SON LTD | 526983 | CURRENT | 1
16491 | CLEANING COMPOUND,OPTICAL LENS | LENS CLEANING SOLUTION;PUMP SPRAY,FOR ALL POLYCARBONATE (PLASTIC) EYEWEAR & FACE SHIELDS;500 ML BOTTLE;U/W PAPER KIM-WIPES STOCK CODE 04070; | BLKWOODS | J BLACKWOOD & SON LTD | 00526983/1009 | CURRENT | 2
16491 | CLEANING COMPOUND,OPTICAL LENS | LENS CLEANING SOLUTION;PUMP SPRAY,FOR ALL POLYCARBONATE (PLASTIC) EYEWEAR & FACE SHIELDS;500 ML BOTTLE;U/W PAPER KIM-WIPES STOCK CODE 04070; | UVEX | UVEX SAFETY GROUP | P/N 1009 | CURRENT | 2
16494 | CABLE SUPPORT STAND,LV | BOTTOM ENTRY;LOW VOLTAGE CABLE SUPPORT FRAME,FOR USE OVER 750 KVA TFMR; MANUFACTURER OF E16494K GALVANISED EZYSTRUT INTO KIT FORM;TO BE ASSEMBLED | EZYSTRUT | EZYSTRUT CABLE & PIPE SUPPORTS | E16494K | CURRENT | 1
16496 | CLAMP,ELEC PWR CABLE,SUPPORT | NEUTRAL CABLE CLEAT FOR OVER 750 KVA TRANSFORMER SUPPORT FRAMES;HARDWOOD;TO SUIT CABLES 28 MM DIA;2 PARTS;REFER SUBSTATION DESIGN STANDARD VOL 10 SECT 2 | ENERGEX | ENERGEX |  | CURRENT | 1
16497 | CLAMP,ELEC PWR CABLE,SUPPORT | PHASE CABLE CLEAT FOR OVER 750 KVA TRANSFORMER SUPPORT FRAMES;HARDWOOD; TO SUIT CABLES 28 MM DIA;3 PARTS;REFER SUBSTATIONS DESIGN STANDARD MANUAL C&I | ENERGEX | ENERGEX |  | CURRENT | 1
16500 | TRANSFORMER,VOLTAGE | METERING PROTECTN;O/D,STN TYPE; 33 KV/110 V/110 V;100 VA OUTPUT,24 MS PER PHASE BURDEN;3 PHASE;50 HZ;OIL INSULATED;CLASS 0.5 M 1P3R CAT B;1.5/30 | ABB | ABB FAN PTY LTD |  | PURCHASE AS REQUIRED | 1
16501 | TRANSFORMER,VOLTAGE | METERING PROTECTN;O/D,STN TYPE;33 KV /110 V;100 VA OUTPUT,24 MS PER PHASE BURDEN;3 PHASE;50 HZ;OIL INSULATED;CLASS 0.5 M 1P3R CAT B;1.5/30 SEC V FACTOR; | ABB | ABB FAN PTY LTD | 33 KV | PURCHASE AS REQUIRED | 1
16502 | TRANSFORMER,CURRENT | PROTECTION,POST TYPE;O/D;CAPACITOR PROTECTION;36 KV;4 CORES,CORE 1,1600/ 1200/400/5 AMP 2.5 P300 ON 1600/5;CORES 2 & 3 1000/1 10 P300;CORE 4 600/5 AMP; | ABB | ABB FAN PTY LTD |  | PURCHASE AS REQUIRED | 1
16503 | CHANNEL,STRUCTURAL | STEEL;GALV HOT DIPPED;41.3 W;22.2 H; 2.5 MM THK;750 MM LG;PACK OF 1,PACK WEIGHT 1.50 KG; | EZYSTRUT | EZYSTRUT CABLE & PIPE SUPPORTS | E3300750H | CURRENT | 1
16527 | CUBICLE,ELECTRICAL EQUIPMENT. | OUTDOOR TYPE,FOR LV DISTRIBUTION BOARDS; U/W GROUND TRANSFORMERS;STEEL PAINTED, 1360 MM W,990 MM D,1990 M H;C/W ROOF LIFTING EYE & DOUBLE DOORS FRONT & REAR; | ENERGEX | ENERGEX | CUBICLE,ELECTRICAL EQUIPMENT. | PURCHASE AS REQUIRED | 1
16529 | SWITCHBOARD,LV | ABB TYPE;1250 AMP;INCLUDES 1250 AMP ISOLATOR & 3 FUSE BASES;ENERGEX MANUFACTURE FOR USE IN LV OUTDOOR CUBICLES (TYPE 1)STOCK CODE 04683; | WEBER | WEBER SOUTH PACIFIC PTY LTD | VC005120-GINT | PURCHASE AS REQUIRED | 1
16529 | SWITCHBOARD,LV | ABB TYPE;1250 AMP;INCLUDES 1250 AMP ISOLATOR & 3 FUSE BASES;ENERGEX MANUFACTURE FOR USE IN LV OUTDOOR CUBICLES (TYPE 1)STOCK CODE 04683; | ENERGEX | ENERGEX |  | PURCHASE AS REQUIRED | 1
16534 | TERMINAL,LUG | LONG BARREL,DRILLED PALM,BI-METAL,CRIMP TYPE;FOR 0.4 IN ALUMINIUM CONDUCTOR;USE 240 SQ MM TOOLING 38-284AL; | UTILUX |  | BG258M-12 | CURRENT | 5
16534 | TERMINAL,LUG | LONG BARREL,DRILLED PALM,BI-METAL,CRIMP TYPE;FOR 0.4 IN ALUMINIUM CONDUCTOR;USE 240 SQ MM TOOLING 38-284AL; | TECONN | TE CONNECTIVITY LTD | BG258M12/1 | CURRENT | 1
16534 | TERMINAL,LUG | LONG BARREL,DRILLED PALM,BI-METAL,CRIMP TYPE;FOR 0.4 IN ALUMINIUM CONDUCTOR;USE 240 SQ MM TOOLING 38-284AL; | LEGEND | LEGEND POWER SYSTEMS | BL240-12 | CURRENT | 2
16535 | CLEANING COMPOUND,ELECTRICAL CONTACT | FOR CLEANING LIVE LINE INSULATING BARRIERS;5 GALLON DRUM; | DULMISON | DULMISON (AUST) PTY LTD | 10-195 | CURRENT | 1
16543 | YOKE,ELECTRICAL CLAMP | MECHANICAL FERRULE TYPE;ALUMINIUM; STRAIGHT VEE SECTION SEPARABLE CONNECTOR FOR ALL STRANDED CONDUCTORS TO 185 SQ MM MAX;USED IN LV HEATSHRINK | TYCO | TYCO | SVA21UTB BAH-022080012 | CURRENT | 1
16546 | INSULATION SLEEVING,ELECTRICAL | POLYOLEFIN,REINFORCED HEAT SHRINKABLE; 125 MM TO 40 MM;1250 MM LG;GREEN/BLACK; MELTABLE INNER LINING WRAP AROUND TYPE, C/W MASTIC STRIPS;FOR MECHANICAL | LEGEND | LEGEND POWER SYSTEMS | ZJ125/30-1250 | CURRENT | 2
16546 | INSULATION SLEEVING,ELECTRICAL | POLYOLEFIN,REINFORCED HEAT SHRINKABLE; 125 MM TO 40 MM;1250 MM LG;GREEN/BLACK; MELTABLE INNER LINING WRAP AROUND TYPE, C/W MASTIC STRIPS;FOR MECHANICAL | TECONN | TE CONNECTIVITY LTD | AUST-SQB25 | CURRENT | 1
16547 | INSULATION SLEEVING,ELECTRICAL | POLYOLEFIN,REINFORCED HEAT SHRINKABLE; 165 MM TO 55 MM;1250 MM LG;GREEN/BLACK; MELTABLE INNER LINING WRAP AROUND TYPE, C/W MASTIC STRIPS;FOR MECHANICAL | LEGEND | LEGEND POWER SYSTEMS | ZJ160/42-1250-ES | CURRENT | 2
16547 | INSULATION SLEEVING,ELECTRICAL | POLYOLEFIN,REINFORCED HEAT SHRINKABLE; 165 MM TO 55 MM;1250 MM LG;GREEN/BLACK; MELTABLE INNER LINING WRAP AROUND TYPE, C/W MASTIC STRIPS;FOR MECHANICAL | TECONN | TE CONNECTIVITY LTD | AUST-SQB14 | CURRENT | 1
16548 | INSULATOR,ELEC POWER CABLE SUPPORT BKT | CABLE SPACER;100 X 65 X 50 MM;CAST ALL FILLED NYLON;FOR SEALING CRUTCH OF 11 KV PARALLEL BRANCH JOINT,REFER UJ MAN. 2-702 & 2-751; | DOTMAR | DOTMAR EPP PTY LTD | 1029580 | CURRENT | 1
16549 | PLUG,PROTECTIVE,DUST & MOISTURE | MALE FITTING;90 MM DIA X 50 MM;LEAD CASTING;FOR USE IN BLOCKING END OF SLEEVE FOR MECHNICAL SUPPORT, UJ MAN.2-604 & 2-751;PACK OF 1, PALLET | ENI | ENI INDUSTRIES PL | 84172 | CURRENT | 1
16549 | PLUG,PROTECTIVE,DUST & MOISTURE | MALE FITTING;90 MM DIA X 50 MM;LEAD CASTING;FOR USE IN BLOCKING END OF SLEEVE FOR MECHNICAL SUPPORT, UJ MAN.2-604 & 2-751;PACK OF 1, PALLET | GLOBAL | GLOBAL MANUFACTURING GROUP | ENERGEX-5212-A4 | CURRENT | 2
16553 | INSULATION SLEEVING,ELECTRICAL | POLYOLEFIN,REINFORCED HEAT SHRINKABLE; 205 MM TO 65 MM;1250 MM LG;GREEN/BLACK; MELTABLE INNER LINING WRAP AROUND TYPE, C/W MASTIC STRIPS;FOR MECHANICAL | LEGEND | LEGEND POWER SYSTEMS | ZJ200/65-1250-EX | CURRENT | 2
16553 | INSULATION SLEEVING,ELECTRICAL | POLYOLEFIN,REINFORCED HEAT SHRINKABLE; 205 MM TO 65 MM;1250 MM LG;GREEN/BLACK; MELTABLE INNER LINING WRAP AROUND TYPE, C/W MASTIC STRIPS;FOR MECHANICAL | TECONN | TE CONNECTIVITY LTD | AUST-SQB37 | CURRENT | 1
16564 | BATTERY,NONRECHARGEABLE | ALKALINE;1.5 V;FLAT CONTACTS;10 MM DIA, 45 MM H;SIZE AAA;BOX OF 24,CARTON OF 144 ,PACK WEIGHT 5.0 KG;FOR USE WITH FLASHLIGHT STOCK CODE 16525; | ATOMSUPP | ATOM SUPPLY | 3425001 | CURRENT | 1
16564 | BATTERY,NONRECHARGEABLE | ALKALINE;1.5 V;FLAT CONTACTS;10 MM DIA, 45 MM H;SIZE AAA;BOX OF 24,CARTON OF 144 ,PACK WEIGHT 5.0 KG;FOR USE WITH FLASHLIGHT STOCK CODE 16525; | HAYMANS | HAYMANS ELECTRICAL | EVREN92 | CURRENT | 2
16564 | BATTERY,NONRECHARGEABLE | ALKALINE;1.5 V;FLAT CONTACTS;10 MM DIA, 45 MM H;SIZE AAA;BOX OF 24,CARTON OF 144 ,PACK WEIGHT 5.0 KG;FOR USE WITH FLASHLIGHT STOCK CODE 16525; | EVEREADY |  | EVREN92 | CURRENT | 2
16566 | CLAMP,STRAIN | ABC CABLE;FULLY SUPPORTED;6-35 SQ MM; 2/3/4 COND;PACK OF 100,PACK WEIGHT 14 KG;U/W LVABC SERVICES; | SICAME | SICAME AUSTRALIA PTY LTD | PC63F27A | CURRENT | 1
16567 | CLAMP,PARALLEL,ELECTRICAL CONNECTOR. | INSULATION PIERCING;MAIN BARE ALUMINIUM (LIBRA TO PLUTO);TAP 10-35 SQ MM AL XLPE /HARD DRAWN CU PVC;MAIN 1 BOLT;TAP 1 BOLT;PACK OF 12,PACK WEIGHT 1.3 KG; | SICAME | SICAME AUSTRALIA PTY LTD | CAW35E | CURRENT | 1
16568 | CLAMP,PARALLEL,ELECTRICAL CONNECTOR. | INSULATION PIERCING;MAIN 16-113 SQ MM BARE COPPER;TAP 6-35 SQ MM AL XLPE/HARD DRAWN CU PVC;MAIN 1 BOLT;TAP 1 BOLT;PACK OF 12,PACK WEIGHT 2.95 KG; | TECONN | TE CONNECTIVITY LTD | P2B100UMK2I | CURRENT | 2
16568 | CLAMP,PARALLEL,ELECTRICAL CONNECTOR. | INSULATION PIERCING;MAIN 16-113 SQ MM BARE COPPER;TAP 6-35 SQ MM AL XLPE/HARD DRAWN CU PVC;MAIN 1 BOLT;TAP 1 BOLT;PACK OF 12,PACK WEIGHT 2.95 KG; | SICAME | SICAME AUSTRALIA PTY LTD | CCW35E | CURRENT | 1
16569 | CLAMP,TERMINAL,ELECTRICAL CONNECTOR | IN-LINE HOUSE SERVICE CONNECTOR;BI-METAL IPC ON SERVICE SIDE TO SUIT 6-35 SQ MM LV INSULATED CABLE;NON IPC ON HOUSE SIDE TO SUIT 4-35 SQ MM CU CABLE;PACK OF 10, | SICAME | SICAME AUSTRALIA PTY LTD | HSC435AE | CURRENT | 1
16570 | CLAMP,CABLE | IPC LVABC Connector, 6-35mm2 Bi-Metal Main, 4-35mm2 Non-IPC Tap, Neutral Bond, c/w Integrated 16mm2 Cu Insulted Ribbed, 800mm Lg Lead, M10 Lug, Pack of 10 | TECONN | TE CONNECTIVITY LTD | ERG-P2X95USI 13/17 MK2 W TAIL | CURRENT | 1
16571 | TERMINAL BOX | SINGLE PHASE MAINS CONNECTION BOX; WITH 2 BI-METAL CONNECTORS;IPC 6-35 SQ MM SERVICE SIDE;NON IPC 4-35 SQ MM CU HOUSE SIDE;PACK OF 1,PACK WEIGHT 6.0 KG; | SICAME | SICAME AUSTRALIA PTY LTD | MCB1/2HAE | CURRENT | 1
16572 | TERMINAL BOX | 3 PHASE MAINS CONNECTION BOX; 100 AMP;WITH 4 BI-METAL CONNECTORS; IPC 6-35 SQ MM SERVICE SIDE;NON IPC 4-35 SQ MM CU HOUSE SIDE;PACK OF 1,PACK | SICAME | SICAME AUSTRALIA PTY LTD | MCB3/4HAE | CURRENT | 1
16575 | BRACKET,MOUNTING | FUSE MTG BRACKET;C/W SUPPORT HOOK,1 FUSE SUPPORT;CARTON OF 20,PACK WEIGHT 9.0 KG; PACK OF 20,PACK WEIGHT 120 KG; | HAYMAN | HAYMANS INDUSTRIES PTY LTD | 16575 | CURRENT | 1
16575 | BRACKET,MOUNTING | FUSE MTG BRACKET;C/W SUPPORT HOOK,1 FUSE SUPPORT;CARTON OF 20,PACK WEIGHT 9.0 KG; PACK OF 20,PACK WEIGHT 120 KG; | SEWELFRG | GREG SEWELL FORGINGS PTY LTD | BRACKET,MOUNTING | CURRENT | 2
16575 | BRACKET,MOUNTING | FUSE MTG BRACKET;C/W SUPPORT HOOK,1 FUSE SUPPORT;CARTON OF 20,PACK WEIGHT 9.0 KG; PACK OF 20,PACK WEIGHT 120 KG; | SICAME | SICAME AUSTRALIA PTY LTD | PFBKT1 | CURRENT | 2
16576 | BRACKET,MOUNTING | FUSE MTG BRACKET;C/W DOUBLE SUPPORT HOOK,3 FUSE SUPPORT;PACK OF 10;PACK WEIGHT 10 KG; PALLET OF 600; | SEWELFRG | GREG SEWELL FORGINGS PTY LTD | 6148 | CURRENT | 1
16580 | BRACKET,STREET LIGHTING. | STAY;STEEL GALV,TYPE A,2500 MM LG,25 MM NOM BORE PIPE;PACK OF 20,PACK WEIGHT 130 KG;FOR U/W STOCK CODE 05346; | GM POLES | GM POLES PTY LTD | SL-WPB-T5A-25 | CURRENT | 1
16580 | BRACKET,STREET LIGHTING. | STAY;STEEL GALV,TYPE A,2500 MM LG,25 MM NOM BORE PIPE;PACK OF 20,PACK WEIGHT 130 KG;FOR U/W STOCK CODE 05346; | GM POLES | GM POLES PTY LTD | SL-WB-T5A-25 | CURRENT | 1
16581 | BRACKET,STREET LIGHTING. | STAY;STEEL GALV,TYPE B,3100 MM LG,25 MM NOM BORE PIPE;PACK OF 10,PACK WEIGHT 90 KG;FOR U/W STOCK CODE 05346; | GM POLES | GM POLES PTY LTD | SL-WB-T5B-31 | PURCHASE AS REQUIRED | 1
16582 | BRACKET,STREET LIGHTING. | STAY;STEEL GALV,TYPE C,3400 MM LG,25 MM NOM BORE PIPE;PACK OF 10,PACK WEIGHT 100 KG;FOR U/W STOCK CODE 05346; | GM POLES | GM POLES PTY LTD | SL-WPB-T5C-34 | CURRENT | 1
16582 | BRACKET,STREET LIGHTING. | STAY;STEEL GALV,TYPE C,3400 MM LG,25 MM NOM BORE PIPE;PACK OF 10,PACK WEIGHT 100 KG;FOR U/W STOCK CODE 05346; | GM POLES | GM POLES PTY LTD | SL-WB-T5C-34 | CURRENT | 1
16584 | COVER,ELECTRICAL EQUIPMENT | POLYCARBONATE;CLEAR;FOR METER TEST BLOCKS;WITH MOULDED ENERGEX LOGO; | EUGAQUIP |  | COVER,ELECTRICAL EQUIPMENT | PURCHASE AS REQUIRED | 1
16587 | OUTREACH ARM,PUBLIC LIGHTING | COMBINED SPECIAL OUTREACH ARMS;DUAL,3 M OUTREACH ARM;130 MM LG,42 MM DIA SPIGOT; W/EXTRA DUAL OUTREACH ARMS FOR PEDESTRIAN CROSSING FLOODLIGHT | POLO |  |  | PURCHASE AS REQUIRED | 1
16587 | OUTREACH ARM,PUBLIC LIGHTING | COMBINED SPECIAL OUTREACH ARMS;DUAL,3 M OUTREACH ARM;130 MM LG,42 MM DIA SPIGOT; W/EXTRA DUAL OUTREACH ARMS FOR PEDESTRIAN CROSSING FLOODLIGHT | POLETECH |  |  | PURCHASE AS REQUIRED | 2
16590 | LOCK,CALIPER | GALVABOND;USED FOR LOCKING BUS SHUTTERS ON INDOOR SWITCHGEAR;SHELF LIFE 5 YEARS IF STORED IN THEIR INDIVIDUAL PLASTIC PACKAGING AND NOT EXPOSED TO MOISTURE; | HAYMAN | HAYMANS INDUSTRIES PTY LTD | 16590 | CURRENT | 1
16590 | LOCK,CALIPER | GALVABOND;USED FOR LOCKING BUS SHUTTERS ON INDOOR SWITCHGEAR;SHELF LIFE 5 YEARS IF STORED IN THEIR INDIVIDUAL PLASTIC PACKAGING AND NOT EXPOSED TO MOISTURE; | STEELWAY |  | E16590 | CURRENT | 2
16591 | MOUNTING,LUG | ALUMINIUM/STAINLESS STEEL;ANGLE TYPE; 1 X 10 MM DIA HOLE,1 X M6 TAPPED HOLE; U/W OLD TYPE CONCRETE/TOMBSTONE PILLARS WITH NEW PLASTIC DOOR STOCK CODE | ERGON | ERGON ENERGY | 16591 | CURRENT | 1
16592 | RELAY,ELECTROMAGNETIC | 24 V DC COIL;30 V DC/110 V AC CONT;10 AMP NOM;2 C/O CONT;BI-STABLE LATCHING OPERATION;PLUG-IN TO RAIL MOUNT SOCKET STOCK CODE 16593;PACK OF 1; | CNWPL | CNW PL - SLACKS CREEK | IDERR2KP-UDC24 | CURRENT | 1
16592 | RELAY,ELECTROMAGNETIC | 24 V DC COIL;30 V DC/110 V AC CONT;10 AMP NOM;2 C/O CONT;BI-STABLE LATCHING OPERATION;PLUG-IN TO RAIL MOUNT SOCKET STOCK CODE 16593;PACK OF 1; | IZUMIDEN |  | IDCRR2KP-UDC24 | CURRENT | 2
16593 | BASE,RELAY | RAIL MTG;11 PIN FEMALE;PLUG-IN CONNECTIONS;PLASTIC BODY;REQUIRES SEPARATE RETAINING CLIP;CLIP SUPPLIED U/W RELAY STOCK CODE 16592;PACK OF 1; | HAYMANS | HAYMANS ELECTRICAL | IDCSR3P05C | CURRENT | 2
16593 | BASE,RELAY | RAIL MTG;11 PIN FEMALE;PLUG-IN CONNECTIONS;PLASTIC BODY;REQUIRES SEPARATE RETAINING CLIP;CLIP SUPPLIED U/W RELAY STOCK CODE 16592;PACK OF 1; | IZUMIDEN |  | IDCSR3P-05C | CURRENT | 2
16593 | BASE,RELAY | RAIL MTG;11 PIN FEMALE;PLUG-IN CONNECTIONS;PLASTIC BODY;REQUIRES SEPARATE RETAINING CLIP;CLIP SUPPLIED U/W RELAY STOCK CODE 16592;PACK OF 1; | CNWPL | CNW PL - SLACKS CREEK | SR3P-05C | CURRENT | 1
16595 | RELAY,ELECTROMAGNETIC | POWER MIDGET TYPE;2P;120 V AC COIL;30 V DC/110 V AC CONT;10 AMP NOM;2 C/O CONT; NON-LATCHING AUX;PLUG-IN TO RAIL MOUNT SOCKET;REFER STOCK CODE 07336 FOR BASE; | CNWPL | CNW PL - SLACKS CREEK | IDERH2B-UAC110 | CURRENT | 2
16595 | RELAY,ELECTROMAGNETIC | POWER MIDGET TYPE;2P;120 V AC COIL;30 V DC/110 V AC CONT;10 AMP NOM;2 C/O CONT; NON-LATCHING AUX;PLUG-IN TO RAIL MOUNT SOCKET;REFER STOCK CODE 07336 FOR BASE; | CNWPL | CNW PL - SLACKS CREEK | RH2B-UAC110-120 | CURRENT | 1
16595 | RELAY,ELECTROMAGNETIC | POWER MIDGET TYPE;2P;120 V AC COIL;30 V DC/110 V AC CONT;10 AMP NOM;2 C/O CONT; NON-LATCHING AUX;PLUG-IN TO RAIL MOUNT SOCKET;REFER STOCK CODE 07336 FOR BASE; | IZUMIDEN |  | IZURH2B-U-AC110 | CURRENT | 2
16596 | RELAY,ELECTROMAGNETIC | POWER MIDGET TYPE;4P;110 V AC COIL;30 V DC/110 V AC CONT;10 AMP NOM;4 C/O CONT; NON-LATCHING AUX;PLUG-IN TO RAIL MOUNT SOCKET;REFER STOCK CODE 07338 FOR BASE; | CNWPL | CNW PL - SLACKS CREEK | IDERH4B-UAC110 | CURRENT | 1
16597 | RELAY,PHASE FAILURE | 110 V AC,50 HZ,SENSITIVITY 5-15% ADJ PHASE DIFFERENCE;OUTPUT CONTACTS 2 C/O ,240 V AC,8 AMP (RES) RATING;PLUG -IN TYPE ZA12 CASE INCL BASE FOR PANEL | RMS | RELAY MONITORING SYSTEMS PL | 2P740-ABA 110V | CURRENT | 1
16600 | TRANSDUCER,RESISTANCE | SIGNAL ISOLATOR;240 V AC,AUX SUPPLY; INPUT PT 100,0-150 DEG C;OUTPUT 0-10 MA; OPTIONS,RTD INPUT;COMPATIBLE REPLACEMENT FOR SI130-1098102; | APCS | INACO AUTOMATION CONTROLS | RTDT125-115410 | CURRENT | 1
16602 | INSULATION SLEEVING,ELECTRICAL | Heat Shrink, Wrap Around, 107/29mm ID, 1500mm Lg, Min 2mm Thk, Black, Polyolefin, Meltable Inner Lining, suit Cable 34 to 65mm Dia | TECONN | TE CONNECTIVITY LTD | CRSM-107/29-1500/S(S1) | CURRENT | 1
16602 | INSULATION SLEEVING,ELECTRICAL | Heat Shrink, Wrap Around, 107/29mm ID, 1500mm Lg, Min 2mm Thk, Black, Polyolefin, Meltable Inner Lining, suit Cable 34 to 65mm Dia | LEGEND | LEGEND POWER SYSTEMS | ZT108/27-1500 | CURRENT | 2
16602 | INSULATION SLEEVING,ELECTRICAL | Heat Shrink, Wrap Around, 107/29mm ID, 1500mm Lg, Min 2mm Thk, Black, Polyolefin, Meltable Inner Lining, suit Cable 34 to 65mm Dia | TECONN | TE CONNECTIVITY LTD | CRSM-107/29-1500/239(S1) | CURRENT | 1
16603 | PLATE,IDENTIFICATION | ALUMINIUM;CONSUMER METERING CURRENT TRANSFORMER RATIO IDENTIFICATION PLATE; LEGEND - ENERGEX CT RATIO,(REFER TO BLANK PLATE STOCK CODE 11133),TO BE | CUTLER | CUTLER BRANDS PTY LTD | ENERGE-16603 | CURRENT | 1
16603 | PLATE,IDENTIFICATION | ALUMINIUM;CONSUMER METERING CURRENT TRANSFORMER RATIO IDENTIFICATION PLATE; LEGEND - ENERGEX CT RATIO,(REFER TO BLANK PLATE STOCK CODE 11133),TO BE | ES | QUALITY ENGRAVING SERVICES PTY LTD | 16603 | CURRENT | 2
16604 | SETSCREW | STAINLESS STEEL,GDE 304;HEX HD;FLAT POINT;M10;ISO M;20 MM LG;AS2837/AS1449; (MATERIAL,AS1111 DIMENSIONS);BOX OF 100; | HOBSON | HOBSON ENGINEERING CO PTY LTD 393904 | XEKBS16XCM100020 | CURRENT | 2
16604 | SETSCREW | STAINLESS STEEL,GDE 304;HEX HD;FLAT POINT;M10;ISO M;20 MM LG;AS2837/AS1449; (MATERIAL,AS1111 DIMENSIONS);BOX OF 100; | STATEWD | STATEWIDE FSTNERS & ENG SPLS PL | HSNS4M1020 | CURRENT | 1
16604 | SETSCREW | STAINLESS STEEL,GDE 304;HEX HD;FLAT POINT;M10;ISO M;20 MM LG;AS2837/AS1449; (MATERIAL,AS1111 DIMENSIONS);BOX OF 100; | STATEWD | STATEWIDE FSTNERS & ENG SPLS PL | HSNES4M1040 | CURRENT | 2
16605 | BRACKET,POLE | ADAPTOR;STEEL;GALV;808 MM H X 610 MM W; ADAPTOR FOR BOLT MTG TRANSFORMER TO HANGER BRACKET;ASSEMBLED WITH HIGH TENSILE (GRADE 8.8) BOLTS;AS3679 & | HAYMAN | HAYMANS INDUSTRIES PTY LTD | 16605 | CURRENT | 1
16605 | BRACKET,POLE | ADAPTOR;STEEL;GALV;808 MM H X 610 MM W; ADAPTOR FOR BOLT MTG TRANSFORMER TO HANGER BRACKET;ASSEMBLED WITH HIGH TENSILE (GRADE 8.8) BOLTS;AS3679 & | GREATWST |  | 16605 | CURRENT | 2
16607 | CELL,COUPLING | AUDIO FREQ LOAD CONTROL;1050 HZ;12 KV SYSTEM;C/W 1 ISOLATING TRANSFMR 60 KVA, 8 TAPS;3 TUNING COILS 5.6 MH NOM 25 STEPS;3 COUPLING CAP;4.0 MICROF;PACK OF | LANDGYR |  | TYPE E | CURRENT | 1
16608 | CUBICLE,ELECTRICAL EQUIPMENT. | OUTDOOR;FOR HOUSING AUDIO FREQ INJECTION EQUIPMENT;3CR12 (OR 304 SS) STEEL,SHEET; ACCESS DOOR ON ONE END & ON ONE SIDE;C/W SAFETY ACCESS SCREENS,IN ACCORDANCE WITH | ERGON | ERGON ENERGY | TYPE E | PURCHASE AS REQUIRED | 1
16609 | CUBICLE,ELECTRICAL EQUIPMENT. | OUTDOOR;FOR HOUSING AUDIO FREQ STATIC SIGNAL GENERATOR;3CR12 (OR 304 SS) STEEL ,SHEET;ACCESS DOORS ON EACH SIDE & ONE SIDE;GENERALLY IN ACCORDANCE WITH DWG | EMERMET |  |  | PHASING | 1
16610 | SEALER,STEEL STRAPPING HAND | Crimping Tool C001, for Crimping 9.5mm S/Steel Strapping 304SS | CABLACES | CABLACES | C001 | CURRENT | 5
16610 | SEALER,STEEL STRAPPING HAND | Crimping Tool C001, for Crimping 9.5mm S/Steel Strapping 304SS | STATEWD | STATEWIDE FSTNERS & ENG SPLS PL | C001-C00169 | CURRENT | 1
16610 | SEALER,STEEL STRAPPING HAND | Crimping Tool C001, for Crimping 9.5mm S/Steel Strapping 304SS | ENERGYNW | THE ENERGY NETWORK | STAINLESS STEEL 9.5 | CURRENT | 2
16615 | INSULATOR,STANDOFF | LINE POST;PORCELAIN,CLAMP TOP;560 MM H, 33 KV NOM V;8 KN MIN FAILING LOAD;SOLID CORE;785 MM MIN CREEPAGR;HORIZONTAL;C/W M20 X 85 MM STUD,SPRING WASHER;ROUND | PENTA | PENTA AUST (TMAC THEW & MCCANN/HYLEC) | PA00724 | CURRENT | 2
16615 | INSULATOR,STANDOFF | LINE POST;PORCELAIN,CLAMP TOP;560 MM H, 33 KV NOM V;8 KN MIN FAILING LOAD;SOLID CORE;785 MM MIN CREEPAGR;HORIZONTAL;C/W M20 X 85 MM STUD,SPRING WASHER;ROUND | PENTA | PENTA AUST (TMAC THEW & MCCANN/HYLEC) | PA30118 | CURRENT | 1
16615 | INSULATOR,STANDOFF | LINE POST;PORCELAIN,CLAMP TOP;560 MM H, 33 KV NOM V;8 KN MIN FAILING LOAD;SOLID CORE;785 MM MIN CREEPAGR;HORIZONTAL;C/W M20 X 85 MM STUD,SPRING WASHER;ROUND | TYCO | TYCO | H11529 | CURRENT | 2
16615 | INSULATOR,STANDOFF | LINE POST;PORCELAIN,CLAMP TOP;560 MM H, 33 KV NOM V;8 KN MIN FAILING LOAD;SOLID CORE;785 MM MIN CREEPAGR;HORIZONTAL;C/W M20 X 85 MM STUD,SPRING WASHER;ROUND | BRITECH | BRI-TECH PTY LTD | H11529 | CURRENT | 2
16615 | INSULATOR,STANDOFF | LINE POST;PORCELAIN,CLAMP TOP;560 MM H, 33 KV NOM V;8 KN MIN FAILING LOAD;SOLID CORE;785 MM MIN CREEPAGR;HORIZONTAL;C/W M20 X 85 MM STUD,SPRING WASHER;ROUND | THEWMCAN | TMAC THEW & MCCANN GROUP | TM00724 | CURRENT | 2
16615 | INSULATOR,STANDOFF | LINE POST;PORCELAIN,CLAMP TOP;560 MM H, 33 KV NOM V;8 KN MIN FAILING LOAD;SOLID CORE;785 MM MIN CREEPAGR;HORIZONTAL;C/W M20 X 85 MM STUD,SPRING WASHER;ROUND | GRAPHSOL | GRAPH SOLUTIONS PTY LTD | R9EH200N/28604A | CURRENT | 2
16616 | BEND,NONMETALLIC RIGID CONDUIT | UPVC;ORANGE;125 MM NOM DIA;LIGHT DUTY;45 DEG;1.83 M RAD;SOCKET MOULDED BOTH ENDS; MARKED 'ELECTRICITY SUPPLY CABLES'; AS2053; | VINIDEX |  | 31037 | PURCHASE AS REQUIRED | 2
16616 | BEND,NONMETALLIC RIGID CONDUIT | UPVC;ORANGE;125 MM NOM DIA;LIGHT DUTY;45 DEG;1.83 M RAD;SOCKET MOULDED BOTH ENDS; MARKED 'ELECTRICITY SUPPLY CABLES'; AS2053; | HUMES | HUMES |  | PURCHASE AS REQUIRED | 1
16617 | BEND,NONMETALLIC RIGID CONDUIT | UPVC;ORANGE;125 MM NOM DIA;LIGHT DUTY;30 DEG;1.83 M RAD;SOCKET MOULDED BOTH ENDS; MARKED 'ELECTRICITY SUPPLY CABLES'; AS2053; | TRI UGRD | TRI UNDERGROUND AUSTRALIA PTY LTD | LDE125301830FFS | CURRENT | 1
16617 | BEND,NONMETALLIC RIGID CONDUIT | UPVC;ORANGE;125 MM NOM DIA;LIGHT DUTY;30 DEG;1.83 M RAD;SOCKET MOULDED BOTH ENDS; MARKED 'ELECTRICITY SUPPLY CABLES'; AS2053; | HAYMANS | HAYMANS ELECTRICAL | CONX125LD1830R30 | CURRENT | 2
16617 | BEND,NONMETALLIC RIGID CONDUIT | UPVC;ORANGE;125 MM NOM DIA;LIGHT DUTY;30 DEG;1.83 M RAD;SOCKET MOULDED BOTH ENDS; MARKED 'ELECTRICITY SUPPLY CABLES'; AS2053; | VINIDEX |  | 31828 | CURRENT | 2
16618 | BEND,NONMETALLIC RIGID CONDUIT | UPVC;ORANGE;125 MM NOM DIA;LIGHT DUTY; 15 DEG;1.83 M RAD;SOCKET MOULDED BOTH ENDS;MARKED 'ELECTRICITY SUPPLY CABLES'; AS2053;PACK OF 1,PACK WEIGHT 2.12 KG; | TRI UGRD | TRI UNDERGROUND AUSTRALIA PTY LTD | LDE125151830FFS | CURRENT | 1
16618 | BEND,NONMETALLIC RIGID CONDUIT | UPVC;ORANGE;125 MM NOM DIA;LIGHT DUTY; 15 DEG;1.83 M RAD;SOCKET MOULDED BOTH ENDS;MARKED 'ELECTRICITY SUPPLY CABLES'; AS2053;PACK OF 1,PACK WEIGHT 2.12 KG; | HAYMANS | HAYMANS ELECTRICAL | CONX125LD1830R15 | CURRENT | 2
16618 | BEND,NONMETALLIC RIGID CONDUIT | UPVC;ORANGE;125 MM NOM DIA;LIGHT DUTY; 15 DEG;1.83 M RAD;SOCKET MOULDED BOTH ENDS;MARKED 'ELECTRICITY SUPPLY CABLES'; AS2053;PACK OF 1,PACK WEIGHT 2.12 KG; | VINIDEX |  | 31808 | CURRENT | 2
16620 | BEND,NONMETALLIC RIGID CONDUIT | UPVC;ORANGE;125 MM NOM DIA;LIGHT DUTY;45 DEG;1.2 M RAD;SOCKET MOULDED ONE END; MARKED 'ELEC PMT FNDN ONLY';AS2053; PACK OF 1,PACK WEIGHT 3.46 KG; | TRI UGRD | TRI UNDERGROUND AUSTRALIA PTY LTD | LDE125451200MFS | CURRENT | 1
16620 | BEND,NONMETALLIC RIGID CONDUIT | UPVC;ORANGE;125 MM NOM DIA;LIGHT DUTY;45 DEG;1.2 M RAD;SOCKET MOULDED ONE END; MARKED 'ELEC PMT FNDN ONLY';AS2053; PACK OF 1,PACK WEIGHT 3.46 KG; | HAYMANS | HAYMANS ELECTRICAL | CONX125LD1200R45MF | CURRENT | 2
16620 | BEND,NONMETALLIC RIGID CONDUIT | UPVC;ORANGE;125 MM NOM DIA;LIGHT DUTY;45 DEG;1.2 M RAD;SOCKET MOULDED ONE END; MARKED 'ELEC PMT FNDN ONLY';AS2053; PACK OF 1,PACK WEIGHT 3.46 KG; | VINIDEX |  | 31043 | CURRENT | 2
16621 | BEND,NONMETALLIC RIGID CONDUIT | UPVC;ORANGE;100 MM NOM DIA;LIGHT DUTY;45 DEG;1.2 M RAD;SOCKET MOULDED ONE END; MARKED 'ELEC PMT FNDN ONLY';AS2053; PACK OF 1,PACK WEIGHT 2.18 KG; | TRI UGRD | TRI UNDERGROUND AUSTRALIA PTY LTD | LDE100451200MFS | CURRENT | 1
16621 | BEND,NONMETALLIC RIGID CONDUIT | UPVC;ORANGE;100 MM NOM DIA;LIGHT DUTY;45 DEG;1.2 M RAD;SOCKET MOULDED ONE END; MARKED 'ELEC PMT FNDN ONLY';AS2053; PACK OF 1,PACK WEIGHT 2.18 KG; | HAYMANS | HAYMANS ELECTRICAL | CONX100LD1200R45MF | CURRENT | 2
16621 | BEND,NONMETALLIC RIGID CONDUIT | UPVC;ORANGE;100 MM NOM DIA;LIGHT DUTY;45 DEG;1.2 M RAD;SOCKET MOULDED ONE END; MARKED 'ELEC PMT FNDN ONLY';AS2053; PACK OF 1,PACK WEIGHT 2.18 KG; | VINIDEX |  | 32008 | CURRENT | 2
16624 | COUPLING,NONMETALLIC RIGID CONDUIT | UPVC;ORANGE;125 MM NOM DIA;LIGHT DUTY; SOCKETLESS PARALLEL SLIP ACTION;AS2053; PACK OF 22,PACK WEIGHT 0.87 KG; | TRI UGRD | TRI UNDERGROUND AUSTRALIA PTY LTD | LDE125SLIPCOUP | CURRENT | 1
16624 | COUPLING,NONMETALLIC RIGID CONDUIT | UPVC;ORANGE;125 MM NOM DIA;LIGHT DUTY; SOCKETLESS PARALLEL SLIP ACTION;AS2053; PACK OF 22,PACK WEIGHT 0.87 KG; | HAYMANS | HAYMANS ELECTRICAL | FABH242125S | CURRENT | 2
16624 | COUPLING,NONMETALLIC RIGID CONDUIT | UPVC;ORANGE;125 MM NOM DIA;LIGHT DUTY; SOCKETLESS PARALLEL SLIP ACTION;AS2053; PACK OF 22,PACK WEIGHT 0.87 KG; | VINIDEX |  | 32173 | CURRENT | 2
16626 | COUPLING,ADAPTOR,NONMETALLIC CONDUIT | RIGID UPVC;ORANGE;125 MM NOM DIA LIGHT DUTY UPVC CONDUIT;TO 100 MM NOM DIA CLASS 6 UPVC CONDUIT;DOUBLE ENDED SOCKET ;AS2053;PACK OF 18,PACK WEIGHT 0.56 KG; | TRI UGRD | TRI UNDERGROUND AUSTRALIA PTY LTD | LDE125100COUPFF | CURRENT | 1
16626 | COUPLING,ADAPTOR,NONMETALLIC CONDUIT | RIGID UPVC;ORANGE;125 MM NOM DIA LIGHT DUTY UPVC CONDUIT;TO 100 MM NOM DIA CLASS 6 UPVC CONDUIT;DOUBLE ENDED SOCKET ;AS2053;PACK OF 18,PACK WEIGHT 0.56 KG; | HAYMANS | HAYMANS ELECTRICAL | FABL12500 | CURRENT | 2
16626 | COUPLING,ADAPTOR,NONMETALLIC CONDUIT | RIGID UPVC;ORANGE;125 MM NOM DIA LIGHT DUTY UPVC CONDUIT;TO 100 MM NOM DIA CLASS 6 UPVC CONDUIT;DOUBLE ENDED SOCKET ;AS2053;PACK OF 18,PACK WEIGHT 0.56 KG; | VINIDEX |  | 32132 | CURRENT | 2
16627 | COUPLING,ADAPTOR,NONMETALLIC CONDUIT | RIGID UPVC;ORANGE;40 MM NOM DIA HEAVY DUTY;TO 32 MM HVY DUTY CONDUIT;DOUBLE ENDED SOCKET;AS2053;PACK OF 15,PACK WEIGHT 0.15 KG; | TRI UGRD | TRI UNDERGROUND AUSTRALIA PTY LTD | HDE4032COUPFF | CURRENT | 1
16627 | COUPLING,ADAPTOR,NONMETALLIC CONDUIT | RIGID UPVC;ORANGE;40 MM NOM DIA HEAVY DUTY;TO 32 MM HVY DUTY CONDUIT;DOUBLE ENDED SOCKET;AS2053;PACK OF 15,PACK WEIGHT 0.15 KG; | VINIDEX |  | Q1412 | CURRENT | 2
16627 | COUPLING,ADAPTOR,NONMETALLIC CONDUIT | RIGID UPVC;ORANGE;40 MM NOM DIA HEAVY DUTY;TO 32 MM HVY DUTY CONDUIT;DOUBLE ENDED SOCKET;AS2053;PACK OF 15,PACK WEIGHT 0.15 KG; | HUMES | HUMES | COUPLING,ADAPTOR | CURRENT | 2
16629 | CABINET,ELEC EQUIP | INDOOR,FLOOR MTG;LAMIWOOD,18 MM THICK; JADE-TEXTURE FINISH;600 MM W,700 MM D, 2300 MM H;FOR USE AS CABINET FOR VDU IN SUBSTATION CONTROL ROOM; | ENERGEX | ENERGEX | CABINET,ELECTRICAL EQUIPMENT | PHASING | 1
16630 | BRACKET,INSULATOR | STANDOFF TYPE;STEEL;GALV;HORIZONTAL SUPPORT STYLE;LINE POST INSULATOR; 360 MM LG,130 MM W,10 MM THK;2 X 22 X 40 SLOTS + 1 X 22 MM DIA HOLE;FOR WOOD POLE | SEWELFRG | GREG SEWELL FORGINGS PTY LTD | 6154 | CURRENT | 1
16631 | BRACKET,EXTENSION | EARTHWIRE RISER;CHS 76.1 X 4.5 MM GRADE 350;GALV;1300 MM LG;MWL=1.5 KN HORZINTAL 1 KN VERTICAL;C/W SPACER FOR LV PIN INSULATOR;PACK OF 1; | HAYMAN | HAYMANS INDUSTRIES PTY LTD | 16631 | CURRENT | 1
16631 | BRACKET,EXTENSION | EARTHWIRE RISER;CHS 76.1 X 4.5 MM GRADE 350;GALV;1300 MM LG;MWL=1.5 KN HORZINTAL 1 KN VERTICAL;C/W SPACER FOR LV PIN INSULATOR;PACK OF 1; | LIVINGST | LIVINGSTONE ENGINEERING | 16631 | CURRENT | 2
16632 | CROSSARM,METAL | STEEL;GALV;2000 MM LG;SHS 125 MM X 125 MM X 4 MM;FOR DELTA CONSTRUCTION;8 KN PER PHASE;AS1163-C350;PACK OF 1,PACK WEIGHT 37 KG; | LIVINGST | LIVINGSTONE ENGINEERING | CROSSARM | PHASING | 1
16632 | CROSSARM,METAL | STEEL;GALV;2000 MM LG;SHS 125 MM X 125 MM X 4 MM;FOR DELTA CONSTRUCTION;8 KN PER PHASE;AS1163-C350;PACK OF 1,PACK WEIGHT 37 KG; | STEELWAY |  | 2000 MM LG | PHASING | 2
16632 | CROSSARM,METAL | STEEL;GALV;2000 MM LG;SHS 125 MM X 125 MM X 4 MM;FOR DELTA CONSTRUCTION;8 KN PER PHASE;AS1163-C350;PACK OF 1,PACK WEIGHT 37 KG; | ENERGEX | ENERGEX | 2000 MM LG | PHASING | 2
16636 | CIRCUIT BREAKER | OUTDOOR;SF6;MAGRINI GALILEO;36 KV; 3 PHASE;1600 AMP;25 BKG CAP;240 V AC MOTOR CHRG SPRING;32 V DC TRIPPING; | MGRNIGAL |  | 36GIE25 | PURCHASE AS REQUIRED | 1
16641 | INSULATION SLEEVING,ELECTRICAL | POLYOLEFIN,REINFORCED HEAT SHRINKABLE; 205 MM TO 65 MM;1500 MM EXTRA LG;GREEN/ BLACK;MELTABLE INNER LINING,WRAP AROUND TYPE,C/W MASTIC STRIPS;FOR MECHANICAL | TECONN | TE CONNECTIVITY LTD | KL-RFSM-205/65-150/123 | CURRENT | 2
16641 | INSULATION SLEEVING,ELECTRICAL | POLYOLEFIN,REINFORCED HEAT SHRINKABLE; 205 MM TO 65 MM;1500 MM EXTRA LG;GREEN/ BLACK;MELTABLE INNER LINING,WRAP AROUND TYPE,C/W MASTIC STRIPS;FOR MECHANICAL | TECONN | TE CONNECTIVITY LTD | CNSM-205/50-1500/S | CURRENT | 1
16641 | INSULATION SLEEVING,ELECTRICAL | POLYOLEFIN,REINFORCED HEAT SHRINKABLE; 205 MM TO 65 MM;1500 MM EXTRA LG;GREEN/ BLACK;MELTABLE INNER LINING,WRAP AROUND TYPE,C/W MASTIC STRIPS;FOR MECHANICAL | LEGEND | LEGEND POWER SYSTEMS | ZJ200/65-1500 | CURRENT | 2
16642 | HAND CLEANER | LIQUID PASTE;WATER SOLUABLE;KRESTO/STOKO NON-AGGRESSIVE WALNUT SCRUBBER;250 ML TUBE,12 PER CARTON,PACK WEIGHT 8 KG; SPECIAL CLEANER,REMOVES PAINTS,LACQUERS, | ATOMSUPP | ATOM SUPPLY | 236724 | CURRENT | 1
16642 | HAND CLEANER | LIQUID PASTE;WATER SOLUABLE;KRESTO/STOKO NON-AGGRESSIVE WALNUT SCRUBBER;250 ML TUBE,12 PER CARTON,PACK WEIGHT 8 KG; SPECIAL CLEANER,REMOVES PAINTS,LACQUERS, | BLKWOODS | J BLACKWOOD & SON LTD | 00871539/28187112 | CURRENT | 2
16642 | HAND CLEANER | LIQUID PASTE;WATER SOLUABLE;KRESTO/STOKO NON-AGGRESSIVE WALNUT SCRUBBER;250 ML TUBE,12 PER CARTON,PACK WEIGHT 8 KG; SPECIAL CLEANER,REMOVES PAINTS,LACQUERS, | HANLEY | HANLEY INDUSTRIAL ENTERPRISES 459057 | PA28187112 | CURRENT | 2
16643 | SWITCH FUSE GEAR | 12 KV;3 PHASE;3 SWITCH;400 AMP BKG CAP; 50 KVA MKG CAP;20 KA,3 SEC SHORT TIME W/STAND CURR;OIL INSULATED;EXT FROM RHS UNLESS OTHERWISE SPECIFIED;EXTENSIBLE, | ABB | ABB FAN PTY LTD | TYPE SD3 SERIES 2 | PHASING | 1
16644 | TRANSFORMER,METERING | INDOOR TYPE;FREE STANDING;11/12 KV;OIL FILLED TANK;HV FUSES INSIDE TANK;2 CT'S, CLASS 0.5,15 VA,RATIO 200/100/5 AMP,1 VT, CLASS 0.5 M OUTPUT 100/200 VA PHASE; | T/FMRPRD |  | 11/12 KV | PURCHASE AS REQUIRED | 1
16644 | TRANSFORMER,METERING | INDOOR TYPE;FREE STANDING;11/12 KV;OIL FILLED TANK;HV FUSES INSIDE TANK;2 CT'S, CLASS 0.5,15 VA,RATIO 200/100/5 AMP,1 VT, CLASS 0.5 M OUTPUT 100/200 VA PHASE; | ENERGEX | ENERGEX | 11/12 KV | PURCHASE AS REQUIRED | 2
16645 | RELAY,CIRCUIT BREAKER FAILURE | 3 OC,TIMER;INST;110 V AUX;1 AMP;0.2-1.6 AMP,TIME 0.01-9.99 SEC;2 NO SR OC & 2 NO SR TIMER;1 HR TIMER FLAG;SCREW TERM; MODULAR CASE;FLUSH MTG;IEC255;ORDER ON | ALSTOM | ALSTOM GRID AUSTRALIA LIMITED | MCTI39/MVTT14 1A 110 V DC | PURCHASE AS REQUIRED | 1
16650 | BRACKET,CROSSARM | ANGLE ADAPTOR;STEEL;GALV;550 MM LG X 150 MM W;COUPLES WITH STEEL CROSSARM (STOCK CODE 16632) FOR 60 DEG-90 DEG DEVIATION ANGLES FOR SINGLE OR DOUBLE CIRCUIT | ENERGEX | ENERGEX |  | CURRENT | 1
16654 | STRAPPING | STAINLESS STEEL;7.9 MM WIDE;30.5 M ROLL;U/W SC16655 SEAL STRAPPING & SC16656 SEALER STRAPPING HAND; | REXEL | REXEL PTY LTD | PANDUIT MBH-TLR | CURRENT | 2
16655 | SEAL,STRAPPING | CONTINUOUS BANDING HEAD;STAINLESS STEEL; 7.9 MM W;PACK OF 100;U/W SC16654 STRAPPING & SC16656 SEALER STRAPPING HAND; | PANDUIT |  | MTHH-C | CURRENT | 1
16656 | SEALER,STEEL STRAPPING HAND | FOR USE WITH STAINLESS STEEL STRAPPING STOCK CODE 16654 & BANDING HEAD STOCK CODE 16655; | BLKWOODS | J BLACKWOOD & SON LTD | 2413856 | CURRENT | 2
16656 | SEALER,STEEL STRAPPING HAND | FOR USE WITH STAINLESS STEEL STRAPPING STOCK CODE 16654 & BANDING HEAD STOCK CODE 16655; | PANDUIT |  | ST2MT | CURRENT | 1
16668 | SWITCH FUSE GEAR | 12 KV PADMOUNTED;3 PHASE;630 AMP;RMU WITH TWO 630 AMP SW,TWO 200 AMP TEE-OFF CB;SF6 INSUL;METALCLAD,O/D,NON-EXT, SCHNEIDER,C/W CUBICLE & CONCRETE PLINTH | SCHNEDER | SCHNEIDER PTY LTD | RM6 | PHASING | 1
16669 | SWITCH FUSE GEAR | 12 KV PADMOUNTED;3 PHASE;630 AMP;RMU WITH THREE 630 AMP SW,ONE 200 AMP TEE-OFF CB;SF6 INSUL;METALCLAD,O/D, NON-EXT,SCHNEIDER,C/W CUBICLE & CONCRETE | SCHNEDER | SCHNEIDER PTY LTD | RM6 | PHASING | 1
16673 | SWITCH FUSE GEAR | 12 KV;3 PHASE;2 SW;630 AMP NORMAL CURRENT;1 FUSE SW;200 AMP NORMAL CURRENT ;3 PHASE TRIP;OIL INSULATED;NON EXTENSIBLE;C/W OIL STOCK CODE 03882 & | LUCY |  |  | PHASING | 1
16674 | BEND,NONMETALLIC RIGID CONDUIT | UPVC;ORANGE;80 MM NOM SIZE;LIGHT DUTY; 45 DEG;1.20 M RAD;SOCKET MOULDED ONE END ;MARKED "ELECTRICITY SUPPLY CABLES" AS2053;PACK OF 1,PACK WEIGHT 1.27 KG; | TRI UGRD | TRI UNDERGROUND AUSTRALIA PTY LTD | LDE80451200MFS | CURRENT | 1
16674 | BEND,NONMETALLIC RIGID CONDUIT | UPVC;ORANGE;80 MM NOM SIZE;LIGHT DUTY; 45 DEG;1.20 M RAD;SOCKET MOULDED ONE END ;MARKED "ELECTRICITY SUPPLY CABLES" AS2053;PACK OF 1,PACK WEIGHT 1.27 KG; | HAYMANS | HAYMANS ELECTRICAL | CONX80LD1200R45MF | CURRENT | 2
16674 | BEND,NONMETALLIC RIGID CONDUIT | UPVC;ORANGE;80 MM NOM SIZE;LIGHT DUTY; 45 DEG;1.20 M RAD;SOCKET MOULDED ONE END ;MARKED "ELECTRICITY SUPPLY CABLES" AS2053;PACK OF 1,PACK WEIGHT 1.27 KG; | VINIDEX |  | 31995 | CURRENT | 2
16703 | ANTENNA | 3G/4G Log Periodic Antenna, 10dB c/w 10m Cable (Part A), 100cm Hockey Stick Mount (Part B), FME Connector & Red Heatshrink | RFIND | RF INDUSTRIES | LPDA7030-11-10FME+HS48 | CURRENT | 1
16706 | END CLAMP,TERMINAL BLOCK | END BRACKET,EWK,FOR DIN RAIL MTG TERMINALS | KLIPPON |  | 049516 EWK TS32 | PHASING | 1
16709 | MOUNTING BASE,TERMINAL BLOCK | STEEL;2 M LG;'G' SECTION RAIL (DIN RAIL) CUT TO SIZE & DRILLED BY ENERGEX MECHANICAL WORKSHOPS AS PER DWG; | KLIPPON |  | 12280 | PHASING | 1
16719 | CIRCUIT BREAKER | INDOOR/VERT RACKING;SF 6;36 KV;3 PHASE; 1250 AMP;25 KA BKG CAP;110 V DC TRIPPING /CLOSING; | SCHNEDER | SCHNEIDER PTY LTD | 36KV CB | CURRENT | 1
16726 | TRANSFORMER,CURRENT | PROTECTION,POST TYPE;OUTDOOR,SINGLE BUSHING;33 KV CAPACITOR BANK PROTECTION; 36 KV;10/5 AMP;7.5 VA,0.3 OHM BURDEN; CLASS 2.0 M;SINGLE PHASE;50 HZ; | ABB | ABB FAN PTY LTD | 36 KV R-CAST | STRATEGIC SPARE | 1
16727 | CYLINDER,LOCK | C/W X CAMS,NO KEYS,CYLINDER ONLY BRASS; KEYED ALIKE TO S2 SYSTEM;FOR USE IN SUBSTATIONS;BOX OF 20,WEIGHT 2.6 KG; | JLARSEN | J LARSEN PTY LTD (LOCKSMITH) | OZ1/570/CYL/S2 | CURRENT | 1
16729 | PADLOCK | SOLID BRASS CASE,BRASS SHACKLE;45 MM W CASE,W/38 MM SHACKLE CLEARANCE;NO KEYS, KEYED ALIKE TO S2 SYSTEM;FOR USE IN SUBSTATIONS;(OZ LOCK);BOX OF 20,WEIGHT | JLARSEN | J LARSEN PTY LTD (LOCKSMITH) | OZ1/234/AB0/S2 | CURRENT | 1
16730 | PADLOCK | SOLID BRASS CASE,BRASS SHACKLE;45 MM W CASE,W/19 MM SHACKLE CLEARANCE;NO KEYS, KEYED ALIKE TO S2 SYSTEM;FOR USE IN SUBSTATIONS;(OZ LOCK);BOX OF 20,WEIGHT | JLARSEN | J LARSEN PTY LTD (LOCKSMITH) | OZ1/234/B00/S2 | STRATEGIC SPARE | 1
16745 | YOKE,ELECTRICAL CLAMP | MECHANICAL FERRULE TYPE;ALUMINIUM;(33 KV );STRAIGHT VEE SECTION SEPERABLE CONNECTOR,FOR LGE STRANDED CONDUCTOR TO 300 SQ MM MAX;USED IN LV HEATSHRINK | TYCO | TYCO | SVA27UTB BAH-022080018 | CURRENT | 1
16748 | SCREW,SHEAR | ELECTRICAL CLAMP (ALUM);FOR U/W MECHANICAL YOKE STOCK CODE 16543;SHORT, M18,NO.AG1;FOR 120-185 SQ MM ALUMINIUM STRANDED CONDUCTOR;U/W RAYCHEM LV | GILBLODG | GILBERT LODGE AUSTRALIA | B&HUTBM18 | CURRENT | 1
16764 | LEGGINGS,PROTECTIVE INDUSTRIAL | ENGTEX,(INDUSTRIAL STRENGTH PLASTIC); REGULAR SIZE;CHAPS,FOR USE WITH OPERATION OF CHAINSAWS; | STHIL |  | 7004 885 2107 | CURRENT | 1
16777 | HANDLE,WELDING TORCH | LP GAS EQUIPMENT,USED FOR HEATING, STANDARD SINGLE CONTROL FEATURES,USE STANDARD 22 MM X 1.5 MM LH INLET & 14 MM X 1 MM RH OUTLET;BAG OF 1;USED IN | TESUCO |  | SHP01-OM | PHASING | 1
16780 | BURNER,GAS,HEATING | LP GAS EQUIPMENT;0.26 KG/HR @ 200 KPA CONSUMPTION;BRASS,BURNER THREAD 20 MM DIA,1 MM PITCH,WIND PROOF FLAME FOR OUTDOOR USE;BAG OF 1;USED IN CONJUNCTION | TESUCO |  | SSB30 | CURRENT | 1
16781 | BURNER,GAS,HEATING | LP GAS EQUIPMENT;0.58 KG/HR @ 200 KPA CONSUMPTION;BRASS,BURNER THREAD 20 MM DIA,1 MM PITCH,WIND PROOF FLAME FOR OUTDOOR USE;BAG OF 1;USED IN CONJUNCTION | TESUCO |  | SSB40 | CURRENT | 1
16785 | ADAPTER,COMPRESSED GAS CYLINDER | VALVE CONNECTION LP GAS EQUIPMENT;USED FOR CONNECTING GAS HOSES TO BURNER SUPPORT;BRASS,14 MM X 1 MM FM INLET & 22 MM X 1.5 MM MALE OUTLET;BAG OF 1; | TESUCO |  | SAD14RH | CURRENT | 1
16787 | CAPACITOR UNIT. | 12.8 KV;406 KVAR;SINGLE PHASE;7.94 UF (+10% - 0%);31.95 AMP CONT @ 50 HZ;50 HZ ;NON-PCB IMPREGNANT;ALL-FILM DIELECTRIC; EXT FUSED;2 BUSHING PER UNIT;CONTAINER | ABB | ABB FAN PTY LTD | CAPACITOR UNIT | MAINTENANCE STOCK | 1
16788 | FUSE LINK,ENCLOSED ELEMENT | 400 AMP;500 V AC;BLADE TYPE CONTACTS;DIN SIZE 2;AS2005,PART 1;PACK OF 3;REPLACES STOCK CODE 09882,400 AMP SPECIAL CURVE; FOR U/W 500 KVA TRANSFORMERS & ABOVE | FUSECO | FUSECO PTY LTD | NH2F-400 | CURRENT | 1
16788 | FUSE LINK,ENCLOSED ELEMENT | 400 AMP;500 V AC;BLADE TYPE CONTACTS;DIN SIZE 2;AS2005,PART 1;PACK OF 3;REPLACES STOCK CODE 09882,400 AMP SPECIAL CURVE; FOR U/W 500 KVA TRANSFORMERS & ABOVE | FLOWLINE | FLOWLINE INDUSTRIES PTY LTD | EM372240 | CURRENT | 2
16790 | BURNER,GAS,HEATING | LP GAS EQUIPMENT;0.12 KG/HR @ 200 KPA CONSUMPTION;BRASS,BURNER THREAD 20 MM DIA,1 MM PITCH,STORM PROOF FLAME FOR OUTDOOR USE;BAG OF 1;USED IN CONJUNCTION | TESUCO |  | SSB22 | PURCHASE AS REQUIRED | 1
16791 | CUBICLE,ELECTRICAL EQUIPMENT. | OUTDOOR;C/W HOUSING 630 AMP LV SWITCHBOARD;CONSISTING OF 630 AMP, ISOLATOR,2 X400 AMP & 1 X 630 AMP ABB FUSE SWITCH BASES;1 X STOCK CODE 04683 & | WEBER | WEBER SOUTH PACIFIC PTY LTD | VC 005120-GTS2 | PURCHASE AS REQUIRED | 1
16791 | CUBICLE,ELECTRICAL EQUIPMENT. | OUTDOOR;C/W HOUSING 630 AMP LV SWITCHBOARD;CONSISTING OF 630 AMP, ISOLATOR,2 X400 AMP & 1 X 630 AMP ABB FUSE SWITCH BASES;1 X STOCK CODE 04683 & | ENERGEX | ENERGEX | CUBICLE | PURCHASE AS REQUIRED | 2
16792 | CUBICLE,ELECTRICAL EQUIPMENT. | OUTDOOR;FOR HOUSING 1250 AMP LV SWITCHBOARD;CONSISTING OF 1250 AMP, ISOLATOR,2 X 400 AMP & 1 X 630 AMP ABB FUSE SWITCH BASES;1 X STOCK CODE 04683 & | WEBER | WEBER SOUTH PACIFIC PTY LTD | VC0051200GTS1 | MAINTENANCE STOCK | 1
16792 | CUBICLE,ELECTRICAL EQUIPMENT. | OUTDOOR;FOR HOUSING 1250 AMP LV SWITCHBOARD;CONSISTING OF 1250 AMP, ISOLATOR,2 X 400 AMP & 1 X 630 AMP ABB FUSE SWITCH BASES;1 X STOCK CODE 04683 & | ENERGEX | ENERGEX | 4200-A4 | MAINTENANCE STOCK | 2
16793 | CUBICLE,ELECTRICAL EQUIPMENT. | OUTDOOR;FOR HOUSING 2500 AMP LV SWITCHBOARD;CONSISTING OF 2500 AMP, STROMBERG ISOLATOR,2 X 400 AMP & 1 X 630 AMP STROMBERG OR (WEBBER) FUSE | WEBER | WEBER SOUTH PACIFIC PTY LTD | VC135250-S2E3 | PURCHASE AS REQUIRED | 1
16793 | CUBICLE,ELECTRICAL EQUIPMENT. | OUTDOOR;FOR HOUSING 2500 AMP LV SWITCHBOARD;CONSISTING OF 2500 AMP, STROMBERG ISOLATOR,2 X 400 AMP & 1 X 630 AMP STROMBERG OR (WEBBER) FUSE | ENERGEX | ENERGEX | CUBICLE,ELECTRICAL EQUIPMENT | PURCHASE AS REQUIRED | 2
16797 | REACTOR | NEUTRAL EARTHING;19.1 MH;40 AMP;50 HZ; 12 KV;1 PHASE;1 KA FOR 3 SEC;PEDESTAL POST INSULATOR MTG;AIR INSULATED; OUTDOOR;TAPPED AT 6 OHM & 3 OHM;AS1028; | TRANSFMR |  | 16797 | CURRENT | 1
16797 | REACTOR | NEUTRAL EARTHING;19.1 MH;40 AMP;50 HZ; 12 KV;1 PHASE;1 KA FOR 3 SEC;PEDESTAL POST INSULATOR MTG;AIR INSULATED; OUTDOOR;TAPPED AT 6 OHM & 3 OHM;AS1028; | TRANSFMR |  |  | CURRENT | 1
16801 | INTERFACE MODULE | QUAD DC OUTPUT;SOLID STATE 60 V DC MAX; 315 AMP MAX LOAD CURRENT;PLUGS INTO RACK ;RED COLOUR MODULE; | ANALOGDV |  | OD60Q | PURCHASE AS REQUIRED | 2
16803 | INSULATION SLEEVING,ELECTRICAL | POLYOLEFIN,HEATSHRINKABLE;25.0 MM MIN ID EXP,8 MM MAX ID RECOVERED;2.0 MM MIN THK RECOVERED;300 MM LG;BLACK;MELTABLE INNER LINING;FOR LV 70 SQ MM PLY CABLE CORES; | LEGEND | LEGEND POWER SYSTEMS | SMDW34/9TK-300-EX | CURRENT | 2
16803 | INSULATION SLEEVING,ELECTRICAL | POLYOLEFIN,HEATSHRINKABLE;25.0 MM MIN ID EXP,8 MM MAX ID RECOVERED;2.0 MM MIN THK RECOVERED;300 MM LG;BLACK;MELTABLE INNER LINING;FOR LV 70 SQ MM PLY CABLE CORES; | TECONN | TE CONNECTIVITY LTD | MWTM-25/8-300/S(S50) | CURRENT | 1
16804 | SIGN | THIS SUBSTATION FENCE IS SEPARATELY EARTHED AND ISOLATED FROM THE MAIN SUBSTATION EARTHING SYSTEM;ALUMINIUM; RETROREFLECTIVE,SCREEN PRINTED;360 MM | ARTCRAFT | ARTCRAFT PTY LTD | SE09002-Q | PURCHASE AS REQUIRED | 1
16805 | SIGN | WARNING THIS IS A FREE STANDING SUBSTATION FENCE ISOLATION PANEL AND IS NOT EARTHED, Al, 360 x 200 x 2mm, Yellow Retro Reflective Class 2 B/Ground, Text | ARTCRAFT | ARTCRAFT PTY LTD | SE09102-Q | CURRENT | 1
16806 | SIGN | THIS SUBSTATION FENCE IS CONNECTED TO THE MAIN SUBSTATION EARTHING SYSTEM;ALUMINIUM;RETROREFLECTIVE, BLACK LETTERING;360 x 20MM | ARTCRAFT | ARTCRAFT PTY LTD | SE017-Q | CURRENT | 1
16807 | TRANSFORMER,CURRENT | PROTECTION,POST TYPE;O/D; FEEDER PROTECTION;36 KV;2 CORES, CORE 1,800/400/300/200/5 AMP; CORE 2,800/400/300/200/5 AMP; | ABB | ABB FAN PTY LTD |  | STRATEGIC SPARE | 1
16808 | DAMPER,VIBRATION,TRANSMISSION LINE | SPIRAL;PVC;4.40 - 6.34 MM;ORANGE;BOX OF 50;USED AS BIRD DETERRENT; WEIGHT OF BOX 5 KG; | PLP AUST | PREFORMED LINE PRODUCTS (AUST) | SBFD445634-W | CURRENT | 1
16809 | DAMPER,VIBRATION,TRANSMISSION LINE | SPIRAL;PVC;6.4 - 8.3 MM;ORANGE;BOX OF 50 ;USED AS BIRD DETERRENT; | PLP AUST | PREFORMED LINE PRODUCTS (AUST) | SBFD635829-W-6.4-8.3MM | CURRENT | 1
16809 | DAMPER,VIBRATION,TRANSMISSION LINE | SPIRAL;PVC;6.4 - 8.3 MM;ORANGE;BOX OF 50 ;USED AS BIRD DETERRENT; | DULMISON | DULMISON (AUST) PTY LTD | BD0635 | CURRENT | 2
16810 | DAMPER,VIBRATION,TRANSMISSION LINE | SPIRAL;PVC;8.30 - 11.74 MM;ORANGE;BOX OF 50;USED AS BIRD DETERRENT; | PLP AUST | PREFORMED LINE PRODUCTS (AUST) | SBFD830117-W-8.30-11.74MM | CURRENT | 1
16811 | DAMPER,VIBRATION,TRANSMISSION LINE | SPIRAL;PVC;11.75 - 14.30 MM;BOX OF 50; USED AS BIRD DETERRENT,ORDER AS REQUIRED; | PLP AUST | PREFORMED LINE PRODUCTS (AUST) | SBFD830117-W | CURRENT | 1
16812 | DAMPER,VIBRATION,TRANSMISSION LINE | SPIRAL;PVC;14.32 - 19.30 MM;ORANGE;BOX OF 50;USED AS BIRD DETERRENT,ORDER AS REQUIRED; | PLP AUST | PREFORMED LINE PRODUCTS (AUST) | SBFD118143-W | CURRENT | 1
16813 | BIRD REPELLENT | Afterglow UV Stabilised Warning Marker, White, Disk 250mm Lg, 10-70mm Clamp, used to Divert Birds from Power Lines | POWERENG |  | AFTERGLOW 9.2-PE1100 | CURRENT | 1
16814 | CABLE,POWER,ELECTRICAL | 0.6/1.0 KV;25 SQ MM;STRANDED ANNEALED; COPPER CONDUCTOR;4 CORE XLPE INSULATED, BLACK HDPE SHEATH;SQUARE SECTION LV SERVICE CABLE;AS4026;SPINDLE SIZE 108 MM | OLEX | OLEX AUSTRALIA PTY LTD |  | PURCHASE AS REQUIRED | 2
16815 | CABLE,POWER,ELECTRICAL | 0.6/1.0 KV;70 SQ MM;STRANDED ANNEALED; COPPER CONDUCTOR;4 CORE XLPE INSULATED, BLACK PVC SHEATH;CIRCULAR SECTION LV SERVICE CABLE; AS5000.1; | CABLGRID | CABLE GRID AUSTRALIA PL | CGA411 | CURRENT | 2
16815 | CABLE,POWER,ELECTRICAL | 0.6/1.0 KV;70 SQ MM;STRANDED ANNEALED; COPPER CONDUCTOR;4 CORE XLPE INSULATED, BLACK PVC SHEATH;CIRCULAR SECTION LV SERVICE CABLE; AS5000.1; | KEI CABL | KEI CABLES | 0.6/1KV 4CX70 | CURRENT | 2
16815 | CABLE,POWER,ELECTRICAL | 0.6/1.0 KV;70 SQ MM;STRANDED ANNEALED; COPPER CONDUCTOR;4 CORE XLPE INSULATED, BLACK PVC SHEATH;CIRCULAR SECTION LV SERVICE CABLE; AS5000.1; | PRYSMIAN | PRYSMIAN POWER CABLES & SYSTEMS AUST | 5209587 | CURRENT | 2
16815 | CABLE,POWER,ELECTRICAL | 0.6/1.0 KV;70 SQ MM;STRANDED ANNEALED; COPPER CONDUCTOR;4 CORE XLPE INSULATED, BLACK PVC SHEATH;CIRCULAR SECTION LV SERVICE CABLE; AS5000.1; | MIDLANDS | MIDLAND METALS | MMO-1KV 4X70CXP | CURRENT | 1
16815 | CABLE,POWER,ELECTRICAL | 0.6/1.0 KV;70 SQ MM;STRANDED ANNEALED; COPPER CONDUCTOR;4 CORE XLPE INSULATED, BLACK PVC SHEATH;CIRCULAR SECTION LV SERVICE CABLE; AS5000.1; | NANELECT | NAN ELECTRICAL CABLE AUSTRALIA PL | 4CX070CLVXBEX | CURRENT | 2
16815 | CABLE,POWER,ELECTRICAL | 0.6/1.0 KV;70 SQ MM;STRANDED ANNEALED; COPPER CONDUCTOR;4 CORE XLPE INSULATED, BLACK PVC SHEATH;CIRCULAR SECTION LV SERVICE CABLE; AS5000.1; | OLEX | OLEX AUSTRALIA PTY LTD | LDYC20RP004CXEM | CURRENT | 2
16816 | CONNECTOR,BUSBAR | 38.1 MM OD TUBE TO 38.1 MM OD TUBE STRAIGHT CONNECTOR; | DULMISON | DULMISON (AUST) PTY LTD | D-ST50 | CURRENT | 1
16817 | CONNECTOR,BUSBAR | 25.4 MM OD TUBE TO 25.4 MM OD TUBE STRAIGHT CONNECTOR;PACK OF 1; 4 BOLT CONNECTOR; | DULMISON | DULMISON (AUST) PTY LTD | ST 20 | CURRENT | 1
16818 | INSULATED LIFTING HANDLE | USED ON UNDERGROUND LV LINK PILLARS; STEEL;CELLULOSE ACETATE;1/4 IN WHITWORTH ;TO SUIT GEC HENLEY LV LINKS;FOR STOCK CODES 06844 & 15937; | ALSTOM | ALSTOM GRID AUSTRALIA LIMITED | 53485-15 | CURRENT | 1
16819 | SIGN | NON COMMISSIONED,ETC CLAUSES BOTH SIDES AS PER DRG;ALLUMINIUM;RETROFLECTIVE SHEETING;2 MM THK,90 MM LG,42 MM W;MUST BE USED WITH 'DANGER DO NOT OPERATE' | ARTCRAFT | ARTCRAFT PTY LTD | 16819 | PHASING | 1
16820 | YOKE,ELECTRICAL CLAMP | ALUMINIUM ALLOY BODY;TO SUIT LV PLY INSULATED MAINS,3.5 CORE X 185 SQ MM SECTOR STRANDED COPPER,TAP ALLOWS 4.6-70 SQ MM CIRCULARISED STRANDED ALUM | TYCO | TYCO | HEL6879.3 | PURCHASE AS REQUIRED | 1
16822 | BOLT ASSEMBLY,FOUNDATION | STEEL;GALV,HOT DIP;N28;(M24);ISO M; 2325 MM LG;4 THD LEGS;500 PCD;W/2 NUTS & 2 WASHERS PER THD,SECT OF LEGS;FOR MAJOR ROAD S/L POLE (13 M - STOCK CODES | LIVINGST | LIVINGSTONE ENGINEERING | L16822 | CURRENT | 1
16823 | OUTREACH HEADFRAME | Major Road, High Mast, 1 Way, Galv Steel, EQTS 05-02-01, Dwg 05-02-06 (scm) | INGALEPS | INGAL EPS (CONTRACTOR) | GEX16823-86 | CURRENT | 2
16823 | OUTREACH HEADFRAME | Major Road, High Mast, 1 Way, Galv Steel, EQTS 05-02-01, Dwg 05-02-06 (scm) | GM POLES | GM POLES PTY LTD | SL HM 1W | CURRENT | 1
16824 | OUTREACH ARM | Extension Major Road, 1.5m, Galv Steel, MA7 c/w 2 x M6x60mm S/Steel Bolt, 2 x M6 Nylok Nuts & 2 x M6 Washers, EQTS 05-02-01, Dwg 05-02-07 (scm) | INGALEPS | INGAL EPS (CONTRACTOR) | GEX16824 | CURRENT | 2
16824 | OUTREACH ARM | Extension Major Road, 1.5m, Galv Steel, MA7 c/w 2 x M6x60mm S/Steel Bolt, 2 x M6 Nylok Nuts & 2 x M6 Washers, EQTS 05-02-01, Dwg 05-02-07 (scm) | IUPOLE | INTERNATIONAL UTILITY POLES PTY LTD | EX-16824 | CURRENT | 2
16824 | OUTREACH ARM | Extension Major Road, 1.5m, Galv Steel, MA7 c/w 2 x M6x60mm S/Steel Bolt, 2 x M6 Nylok Nuts & 2 x M6 Washers, EQTS 05-02-01, Dwg 05-02-07 (scm) | GM POLES | GM POLES PTY LTD | SL O/R EXTN 1.5 | CURRENT | 1
16826 | BASE,POLE ASSEMBLY | Slip Base Adaptor, for upto 13.0m Poles, 500 PCD c/w 3 x M36x130mm Bolts, 6 x M36 Washers, 3 x M36 Nuts & Shear Washer, EQTS 05-02-01, Dwg 05-02-04(scm) | IUPOLE | INTERNATIONAL UTILITY POLES PTY LTD | EX-16826 | CURRENT | 2
16826 | BASE,POLE ASSEMBLY | Slip Base Adaptor, for upto 13.0m Poles, 500 PCD c/w 3 x M36x130mm Bolts, 6 x M36 Washers, 3 x M36 Nuts & Shear Washer, EQTS 05-02-01, Dwg 05-02-04(scm) | INGALEPS | INGAL EPS (CONTRACTOR) | GEX16826 | CURRENT | 1
16826 | BASE,POLE ASSEMBLY | Slip Base Adaptor, for upto 13.0m Poles, 500 PCD c/w 3 x M36x130mm Bolts, 6 x M36 Washers, 3 x M36 Nuts & Shear Washer, EQTS 05-02-01, Dwg 05-02-04(scm) | GM POLES | GM POLES PTY LTD | SBA 500 | CURRENT | 2
16830 | BRACKET,MOUNTING | TO ACCEPT MCB BOX STOCK CODE 16433; ALUMINIUM PRE-DRILLED & OFF-SET;FOR USE ON STEEL/CONCRETE S/L POLES;PACK OF 12, PACK WEIGHT 1 KG; | ENI | ENI INDUSTRIES PL | 84108 | CURRENT | 1
16831 | JOINT,ELECTRICAL POWER CABLE | LV,HEATSHRINK,TRANSITION STRAIGHT JOINT; REINFORCED WRAPAROUND SLEEVE;TO SUIT 70 SQ MM PLY CABLE OR 120 SQ MM CONSAC CABLE TO 120 SQ MM ALUMINIUM XLPE CABLE; | RAYCHEM | RAYCHEM (AUSTRALIA) PTY LTD | AUST-SQB-52 | CURRENT | 1
16833 | TERMINAL,LUG | Crimp Type, Bi-Metal, Drilled Palm, for 25mm2 Al Conductors, 12mm Palm Hole, Pre-filled w/Jointing Compound | LEGEND | LEGEND POWER SYSTEMS | BL25-12 | CURRENT | 2
16833 | TERMINAL,LUG | Crimp Type, Bi-Metal, Drilled Palm, for 25mm2 Al Conductors, 12mm Palm Hole, Pre-filled w/Jointing Compound | TECONN | TE CONNECTIVITY LTD | BG25M12/1 | CURRENT | 1
16833 | TERMINAL,LUG | Crimp Type, Bi-Metal, Drilled Palm, for 25mm2 Al Conductors, 12mm Palm Hole, Pre-filled w/Jointing Compound | CABLACES | CABLACES | BL25/12 | CURRENT | 2
16838 | CUTTER,HYDRAULIC | Hydraulic Fluid Power Operated, suit up to 240mm2 Cable & up to 100mm Steel Wire Armour Cable, Fitted with CEJN Male Coupler Half | SPECFORC | SPECIALISED FORCE | CR100EGX | PURCHASE AS REQUIRED | 5
16838 | CUTTER,HYDRAULIC | Hydraulic Fluid Power Operated, suit up to 240mm2 Cable & up to 100mm Steel Wire Armour Cable, Fitted with CEJN Male Coupler Half | CNWPL | CNW PL - SLACKS CREEK | CR100-EGX | PURCHASE AS REQUIRED | 1
16838 | CUTTER,HYDRAULIC | Hydraulic Fluid Power Operated, suit up to 240mm2 Cable & up to 100mm Steel Wire Armour Cable, Fitted with CEJN Male Coupler Half | LEGEND | LEGEND POWER SYSTEMS | MSS-S100-RH | PURCHASE AS REQUIRED | 2
16842 | TAPE,INSULATION,ELECTRICAL | NON-ADHESIVE;PVC STOPOFF TAPE,BLACK; 25 MM W;25 M LG;FOR USE IN FILLED HEATSHRINK JOINTS;PACK OF 1; | HAYMANS | HAYMANS ELECTRICAL | AIM813-SOT025-BK | CURRENT | 1
16842 | TAPE,INSULATION,ELECTRICAL | NON-ADHESIVE;PVC STOPOFF TAPE,BLACK; 25 MM W;25 M LG;FOR USE IN FILLED HEATSHRINK JOINTS;PACK OF 1; | AIM |  | 813-SOT025-BK | CURRENT | 2
16843 | MICROCONTROLLER | MICROPROCESSOR;12 V NOM;10 EXT INPUTS,1 AC MEASUREMENT INPUT(5 AMP),1 TRANSDUCER MEASUREMENT INPUT (1-10M AMP);6 OUTPUTS; RADIO INTERFACE;FOR USE ON DSA EQUIPMENT | DARTECH |  |  | CURRENT | 1
16844 | TERMINAL,LUG | STALK,TINNED COPPER CRIMP TYPE;FOR 16 SQ MM COPPER CONDUCTOR;10.0 MM (MAX) DIA X 25 MM D-SECTION STALK;PACK OF 1,PACK WEIGHT 0.1 KG;U/W LV HEATSHRINK SERVICE | TYCO | TYCO | CS16-10D/1 | CURRENT | 1
16844 | TERMINAL,LUG | STALK,TINNED COPPER CRIMP TYPE;FOR 16 SQ MM COPPER CONDUCTOR;10.0 MM (MAX) DIA X 25 MM D-SECTION STALK;PACK OF 1,PACK WEIGHT 0.1 KG;U/W LV HEATSHRINK SERVICE | UTILUX |  | CS16/10D | CURRENT | 5
16845 | TERMINAL,LUG | STALK,TINNED COPPER CRIMP TYPE;FOR 25 SQ MM COPPER CONDUCTOR;10.0 MM (MAX) DIA X 25 MM D-SECTION STALK;PACK OF 1;U/W LV HEATSHRINK SERVICE TERMINATIONS; | TYCO | TYCO | CS25-10D/1 | CURRENT | 1
16845 | TERMINAL,LUG | STALK,TINNED COPPER CRIMP TYPE;FOR 25 SQ MM COPPER CONDUCTOR;10.0 MM (MAX) DIA X 25 MM D-SECTION STALK;PACK OF 1;U/W LV HEATSHRINK SERVICE TERMINATIONS; | UTILUX |  | CS25/10D | CURRENT | 5
16846 | TERMINAL,LUG | STALK,TINNED COPPER CRIMP TYPE;FOR 70 SQ MM COPPER CONDUCTOR;10.0 MM (MAX) DIA X 25 MM D-SECTION STALK;BAG OF 1,PACK WEIGHT 0.01 KG;U/W LV;HEATSHRINK SERVICE | TYCO | TYCO | CS70-10D/1 | CURRENT | 1
16846 | TERMINAL,LUG | STALK,TINNED COPPER CRIMP TYPE;FOR 70 SQ MM COPPER CONDUCTOR;10.0 MM (MAX) DIA X 25 MM D-SECTION STALK;BAG OF 1,PACK WEIGHT 0.01 KG;U/W LV;HEATSHRINK SERVICE | UTILUX |  | CS70/10D | CURRENT | 5
16849 | POLE,LINE CONSTRUCTION,WOOD | Hardwood, 8m, 20kN, CCA Treated, P8/20 | KOPPERS | KOPPERS TIMBER PRESERVATION PTY LTD | 8 M LG;20 KN; | CURRENT | 1
16850 | CLEANING COMPOUND,ELECTRICAL CONTACT | ELECTRICAL EQUIPMENT;NON-FLAMMABLE (NF) PRECISION ELECTRONIC CLEANING SOLUTION & PLASTIC FRIENDLY CONTACT CLEANER 2000; 400 G PRESSURE PACK,PACK OF 6;REPLACES | BLKWOODS | J BLACKWOOD & SON LTD | 00335206/2017 | CURRENT | 2
16850 | CLEANING COMPOUND,ELECTRICAL CONTACT | ELECTRICAL EQUIPMENT;NON-FLAMMABLE (NF) PRECISION ELECTRONIC CLEANING SOLUTION & PLASTIC FRIENDLY CONTACT CLEANER 2000; 400 G PRESSURE PACK,PACK OF 6;REPLACES | CNWPL | CNW PL - SLACKS CREEK | 2017 | CURRENT | 1
16850 | CLEANING COMPOUND,ELECTRICAL CONTACT | ELECTRICAL EQUIPMENT;NON-FLAMMABLE (NF) PRECISION ELECTRONIC CLEANING SOLUTION & PLASTIC FRIENDLY CONTACT CLEANER 2000; 400 G PRESSURE PACK,PACK OF 6;REPLACES | CRC | CRC INDUSTRIES AUSTRALIA PTY LTD | 2012 CONTACT CLEANER | CURRENT | 2
16851 | CLEANING COMPOUND | FOR CLEANING BATTERY TERMINALS & CONNECTIONS;PENETRATES,LOOSENS & NEUTRALISES ALL ACID CORROSION DEPOSITS; 300 GRAM PRESSURE PACK CAN;PACK OF 6; | BLKWOODS | J BLACKWOOD & SON LTD | 00480303/5097 | CURRENT | 2
16851 | CLEANING COMPOUND | FOR CLEANING BATTERY TERMINALS & CONNECTIONS;PENETRATES,LOOSENS & NEUTRALISES ALL ACID CORROSION DEPOSITS; 300 GRAM PRESSURE PACK CAN;PACK OF 6; | CNWPL | CNW PL - SLACKS CREEK | 5097 | CURRENT | 1
16851 | CLEANING COMPOUND | FOR CLEANING BATTERY TERMINALS & CONNECTIONS;PENETRATES,LOOSENS & NEUTRALISES ALL ACID CORROSION DEPOSITS; 300 GRAM PRESSURE PACK CAN;PACK OF 6; | CRC | CRC INDUSTRIES AUSTRALIA PTY LTD | 5097 | CURRENT | 2
16858 | SIGN | Warning, "DANGER ELECTRICAL APPARATUS NOW ALIVE", Colour Photocopy, Laminated, 286 x 195mm, Red, White & Black (P20) | CUTLER | CUTLER BRANDS PTY LTD | ENERGE-16858 | CURRENT | 1
16860 | FRAME,MOUNTING | ELECTRICAL SUPPLY PILLAR;STEEL;GALV;TO SUIT BASE,STOCK CODE 06511,COVER, STOCK CODE 06932,SUPPORT CFS UNIT,STOCK CODE 16861;PACK OF 2,PACK WEIGHT 5.7 KG; | FLOWLINE | FLOWLINE INDUSTRIES PTY LTD | ESQ070 | CURRENT | 1
16861 | PANEL,LINKING | ELECTRICITY SUPPLY PILLAR;440 V,3 PHASE, 250 AMP CORROSION RESISTANT CFS UNIT;MOUNTED ON PANEL;C/W INSULATING BARRIERS;SUITS FRAME,SC16860 & LINKS, | STEMAR |  | SIT16861 | CURRENT | 2
16861 | PANEL,LINKING | ELECTRICITY SUPPLY PILLAR;440 V,3 PHASE, 250 AMP CORROSION RESISTANT CFS UNIT;MOUNTED ON PANEL;C/W INSULATING BARRIERS;SUITS FRAME,SC16860 & LINKS, | HYLEC | HYLEC PTY LTD | T1999001+JMT1999001RAK | CURRENT | 2
16861 | PANEL,LINKING | ELECTRICITY SUPPLY PILLAR;440 V,3 PHASE, 250 AMP CORROSION RESISTANT CFS UNIT;MOUNTED ON PANEL;C/W INSULATING BARRIERS;SUITS FRAME,SC16860 & LINKS, | FLOWLINE | FLOWLINE INDUSTRIES PTY LTD | ESQ084 | CURRENT | 1
16861 | PANEL,LINKING | ELECTRICITY SUPPLY PILLAR;440 V,3 PHASE, 250 AMP CORROSION RESISTANT CFS UNIT;MOUNTED ON PANEL;C/W INSULATING BARRIERS;SUITS FRAME,SC16860 & LINKS, | WEBER | WEBER SOUTH PACIFIC PTY LTD | ST-1S-AR02 | CURRENT | 2
16864 | HORN,LOUD SPEAKER | 150 MM ROUND HORN;4 OHM,10 W;ALUMINIUM; | RFIND | RF INDUSTRIES | 782-4 | CURRENT | 1
16864 | HORN,LOUD SPEAKER | 150 MM ROUND HORN;4 OHM,10 W;ALUMINIUM; | RFIND | RF INDUSTRIES | 781-8 | CURRENT | 2
16865 | LINK,ELECTRICAL DISCONNECT | 415 V;250 AMP;BLADE TYPE FITTED WITH DIN SIZE 1 CORROSION RESISTANT ADAPTING FEET;ISOLATING BLADES FOR STOCK CODE 16861; | TYCO | TYCO | 6469031266 | CURRENT | 1
16865 | LINK,ELECTRICAL DISCONNECT | 415 V;250 AMP;BLADE TYPE FITTED WITH DIN SIZE 1 CORROSION RESISTANT ADAPTING FEET;ISOLATING BLADES FOR STOCK CODE 16861; | KRONE | ADC COMMUNICATIONS (AUSTRALIA) LTD | 6469 0 312-66 | CURRENT | 2
16868 | PLATE,MOUNTING | Flat Plate Fitting, 1 Hole, M10 Bolt Size, 40mm2, 6mm Thk, Galv Steel, Pack of 50 | EZYSTRUT | EZYSTRUT CABLE & PIPE SUPPORTS | E1063H | CURRENT | 1
16871 | DIE,CRIMPING TOOL | STEEL;HEX;21.5 MM AF;FOR ALUMINIUM BASED COMPRESSION FITTINGS;U/W UTILUX COMPRESSION TOOL NO.38A OR EQUIV; PACK OF 1,PACK WEIGHT 0.017 KG; | TEN | THE ENERGY NETWORK | K12-21.5-AL | CURRENT | 1
16871 | DIE,CRIMPING TOOL | STEEL;HEX;21.5 MM AF;FOR ALUMINIUM BASED COMPRESSION FITTINGS;U/W UTILUX COMPRESSION TOOL NO.38A OR EQUIV; PACK OF 1,PACK WEIGHT 0.017 KG; | SPECFORC | SPECIALISED FORCE | 12T-21.5AFAL | CURRENT | 2
16871 | DIE,CRIMPING TOOL | STEEL;HEX;21.5 MM AF;FOR ALUMINIUM BASED COMPRESSION FITTINGS;U/W UTILUX COMPRESSION TOOL NO.38A OR EQUIV; PACK OF 1,PACK WEIGHT 0.017 KG; | PLP AUST | PREFORMED LINE PRODUCTS (AUST) | EPCDA215AF | CURRENT | 2
16874 | SWITCH,ROTARY | 500 V AC;10 AMP NOM;1 POLE MULTISTEP (4) WITH OFF;PANEL MTG,SINGLE HOLE FS2;SQ ESCYTHEON PLATE "0-1-2-3-4",BASED ON STD SWITCH K & N CG4-A242-FS2 WITHOUT | KRAUSNMR | KRAUS & NAIMER (MANUFACTURER) | CG4.AU285N.FS2.AUS0002 | CURRENT | 1
16883 | HOLDER,BIT EXTENSION | 7/16 INCH HEX X 1/2 INCH SQUARE ADAPTOR; STEEL;70 MM LG;BLUE BULLY,TO FIT TO HYDRAULIC DRILLS USED ON EPV'S; RECOMMENDED TORQUE RATING OF 540 NM | C&LTOOL | CALTCO T/A C&L TOOL CENTRE | MILWA48325100 | CURRENT | 1
16883 | HOLDER,BIT EXTENSION | 7/16 INCH HEX X 1/2 INCH SQUARE ADAPTOR; STEEL;70 MM LG;BLUE BULLY,TO FIT TO HYDRAULIC DRILLS USED ON EPV'S; RECOMMENDED TORQUE RATING OF 540 NM | SPECFORC | SPECIALISED FORCE | 2801 BLUE BULLY | CURRENT | 2
16883 | HOLDER,BIT EXTENSION | 7/16 INCH HEX X 1/2 INCH SQUARE ADAPTOR; STEEL;70 MM LG;BLUE BULLY,TO FIT TO HYDRAULIC DRILLS USED ON EPV'S; RECOMMENDED TORQUE RATING OF 540 NM | MAKITA | MAKITA INDUSTRIAL POWER TOOLS | B-59841 | CURRENT | 2
16889 | POLE,PUBLIC LIGHTING,METAL | Major Road Mid Hinged, 10.0m, Base Plate Mounted, 350 PCD Bolt Spacing, Galv, EQTS 05-02-01 | INGALEPS | INGAL EPS (CONTRACTOR) | GEX16889 | CURRENT | 2
16889 | POLE,PUBLIC LIGHTING,METAL | Major Road Mid Hinged, 10.0m, Base Plate Mounted, 350 PCD Bolt Spacing, Galv, EQTS 05-02-01 | IUPOLE | INTERNATIONAL UTILITY POLES PTY LTD | EX-16889 | CURRENT | 2
16889 | POLE,PUBLIC LIGHTING,METAL | Major Road Mid Hinged, 10.0m, Base Plate Mounted, 350 PCD Bolt Spacing, Galv, EQTS 05-02-01 | GM POLES | GM POLES PTY LTD | MH S10 | CURRENT | 1
16890 | POLE,PUBLIC LIGHTING,METAL | Major Road Mid Hinged, 13.0m, Base Plate Mounted, 500 PCD Bolt Spacing, Galv, EQTS 05-02-01 | INGALEPS | INGAL EPS (CONTRACTOR) | GEX16890 | CURRENT | 2
16890 | POLE,PUBLIC LIGHTING,METAL | Major Road Mid Hinged, 13.0m, Base Plate Mounted, 500 PCD Bolt Spacing, Galv, EQTS 05-02-01 | IUPOLE | INTERNATIONAL UTILITY POLES PTY LTD | EX-16890 | CURRENT | 2
16890 | POLE,PUBLIC LIGHTING,METAL | Major Road Mid Hinged, 13.0m, Base Plate Mounted, 500 PCD Bolt Spacing, Galv, EQTS 05-02-01 | GM POLES | GM POLES PTY LTD | MH S13 | CURRENT | 1
16891 | OUTREACH ARM | Minor Road, 0.5m Single, 0 Deg Upcast, Galv Steel, EQTS 05-02-01, Dwg 7668 (scm) | INGALEPS | INGAL EPS (CONTRACTOR) | GEX16891 | CURRENT | 2
16891 | OUTREACH ARM | Minor Road, 0.5m Single, 0 Deg Upcast, Galv Steel, EQTS 05-02-01, Dwg 7668 (scm) | IUPOLE | INTERNATIONAL UTILITY POLES PTY LTD | EX-16891 | CURRENT | 2
16891 | OUTREACH ARM | Minor Road, 0.5m Single, 0 Deg Upcast, Galv Steel, EQTS 05-02-01, Dwg 7668 (scm) | GM POLES | GM POLES PTY LTD | OA A05S-EX | CURRENT | 1
16892 | CROSSARM,METAL | STEEL;GALV;1600 MM LG;SQUARE HOLLOW SECTION,100 MM X 100 MM;BUNDLE OF 25, PACK WEIGHT 637.5 KG;FOR U/W 11TDTL TRIDENT CONSTRUCTION & 11TDSL; | GREATWST |  | 16892 | PURCHASE AS REQUIRED | 1
16892 | CROSSARM,METAL | STEEL;GALV;1600 MM LG;SQUARE HOLLOW SECTION,100 MM X 100 MM;BUNDLE OF 25, PACK WEIGHT 637.5 KG;FOR U/W 11TDTL TRIDENT CONSTRUCTION & 11TDSL; | ENERGEX | ENERGEX | CROSSARM STEEL 1600 MM LG | PURCHASE AS REQUIRED | 5
16892 | CROSSARM,METAL | STEEL;GALV;1600 MM LG;SQUARE HOLLOW SECTION,100 MM X 100 MM;BUNDLE OF 25, PACK WEIGHT 637.5 KG;FOR U/W 11TDTL TRIDENT CONSTRUCTION & 11TDSL; | LIVINGST | LIVINGSTONE ENGINEERING | 16892 | PURCHASE AS REQUIRED | 2
16897 | CONTACTOR | CV3 LATCH CONTACTOR;AUX CONTACT FOR SHORT CIRCUIT;SFU-G3; | ENERMET | ENERMET | 149057-10230 | STRATEGIC SPARE | 1
16909 | CIRCUIT BREAKER | INDOOR/WITHDRAWABLE;SF6;HAWKER SIDDERLY; 12 KV;3 PHASE;630 AMP;20 KA BKG CAP; MANCHRG SPRING;32 V DC TRIPPING; | HAWKSIDD | HAWKER SIDDELEY SWITCHGEAR LTD | HG12 | MAINTENANCE STOCK | 1
16912 | CONDUIT,NONMETALLIC,RIGID | PVC, 40mm, 4m Lg, Medium Duty, Socket Moulded One End, Grey, AS2053 | TRI UGRD | TRI UNDERGROUND AUSTRALIA PTY LTD | CONMD40P | CURRENT | 1
16912 | CONDUIT,NONMETALLIC,RIGID | PVC, 40mm, 4m Lg, Medium Duty, Socket Moulded One End, Grey, AS2053 | IPLEX | IPLEX PIPELINES AUSTRALIA PTY LTD | A08 | CURRENT | 2
16912 | CONDUIT,NONMETALLIC,RIGID | PVC, 40mm, 4m Lg, Medium Duty, Socket Moulded One End, Grey, AS2053 | HAYMANS | HAYMANS ELECTRICAL | PIP40MD | CURRENT | 2
16912 | CONDUIT,NONMETALLIC,RIGID | PVC, 40mm, 4m Lg, Medium Duty, Socket Moulded One End, Grey, AS2053 | VINIDEX |  | 10080 | CURRENT | 2
16913 | CAPACITOR UNIT. | 7.4 KV,383 KVAR;SINGLE PHASE;22.3 UF; 52 AMP CONT @ 50 HZ;50 HZ;NON PCB IMPREGNANT;POLYPROPYLENE FILM DIELECTRIC ;INTERNALLY FUSED;2 BUSHINGS PER UNIT; | ABB | ABB FAN PTY LTD | HVC9021 | CURRENT | 1
16914 | CONDUIT,NONMETALLIC,RIGID | 80 MM NOM SIZE;UPVC;WHITE;CLASS 12; SOCKET NOT NECESSARY;3.0 M SPECIAL LG; SPLIT LENGTH;AS1477;USED FOR PROTECTION OF CABLE;PACK OF 10,PACK WEIGHT 56 KG; | VINIDEX |  | 60592 | CURRENT | 1
16916 | DETECTOR,SYSTEM VOLTAGE | MK 2,BUSBAR/CABLE ALIVE INDICATOR;0.1 - 4.0 MA,AC INPUT;INDICATES 3 PHASE SUPPLY ;AUX POWER SUPPLY RANGES,20 V - 60 V & 90 V - 140 V DC;PROVIDE C/O CONTACT | DIGILIN |  | DI DETECTOR | CURRENT | 1
16917 | ENCLOSURE,ELECTRICAL BOX | STREET LIGHT; CIRCUIT BREAKER, 2 TERMINAL BLOCKS;PLUS EARTH TERMINAL BLOCK W/- NEUTRAL LINK;STEEL POLE USE ONLY;2 GROMMETED BOTTOM & 1 GROMMETED | FLOWLINE | FLOWLINE INDUSTRIES PTY LTD | ESQ16917 | CURRENT | 1
16918 | BEAM,HOISTING. | FOR LIFTING SCHNEIDER RMU;STEEL;GALV; 400 KG,SAFE WORKING LOAD LIMIT (WLL); UP TO 2000 MM LG;C/W LIFTING CHAINS; | ENERGEX | ENERGEX |  | STRATEGIC SPARE | 1
16922 | SEMICONDUCTOR DEVICE SET. | RECTIFIER MODULE INCLUDING DRIVER 7415; 1GBT MODULE INCLUDING DRIVER BOARD, SFU-I/203; | ENERMET | ENERMET | 170'031-20003 TYPE 203 | MAINTENANCE STOCK | 1
16927 | SCREW,PANEL FASTENER | CONSISTING OF 20 SETS PER PACK;EACH SET COMPRISING OF 1 X M5 X 40 MM LG BRASS RD HD SCREW WITH 1.5 MM DIA HOLE;1 X M5 STAINLESS STEEL SPRING WASHER;2 X M5 | SUMMIT | SUMMIT GROUP | 6BKEM05040 | CURRENT | 1
16927 | SCREW,PANEL FASTENER | CONSISTING OF 20 SETS PER PACK;EACH SET COMPRISING OF 1 X M5 X 40 MM LG BRASS RD HD SCREW WITH 1.5 MM DIA HOLE;1 X M5 STAINLESS STEEL SPRING WASHER;2 X M5 | STATEWD | STATEWIDE FSTNERS & ENG SPLS PL | SCREW,PANEL FASTENER | CURRENT | 2
16931 | FUSE-SWITCH COMBINATION. | 660 V;630 AMP;3 PHASE;50 KA MKG CAP;FUSE LINK DIN BLADE TYPE SIZE 1,2 OR 3;BOTTOM ENTRY CABLE TERMINATIONS;WEBER TYPE VER3-L-PO7;PACK OF 1; | WEBER | WEBER SOUTH PACIFIC PTY LTD | VER3-L-P07 | PHASING | 2
16931 | FUSE-SWITCH COMBINATION. | 660 V;630 AMP;3 PHASE;50 KA MKG CAP;FUSE LINK DIN BLADE TYPE SIZE 1,2 OR 3;BOTTOM ENTRY CABLE TERMINATIONS;WEBER TYPE VER3-L-PO7;PACK OF 1; | BELL-MEM |  | MV3B301K000 | PHASING | 1
16932 | FUSE-SWITCH COMBINATION. | 660 V;2 PARALLELED 400 AMP;3 PHASE;50 KA MKG CAP;FUSE LINK DIN BLADE SIZE 1 OR 2; BOTTOM ENTRY CABLE TERMINATIONS;WEBER TYPE VERD2-AU-PO1;PACK OF 1;PACK WEIGHT | WEBER | WEBER SOUTH PACIFIC PTY LTD | VERD2-AU-PO1 | STRATEGIC SPARE | 1
16932 | FUSE-SWITCH COMBINATION. | 660 V;2 PARALLELED 400 AMP;3 PHASE;50 KA MKG CAP;FUSE LINK DIN BLADE SIZE 1 OR 2; BOTTOM ENTRY CABLE TERMINATIONS;WEBER TYPE VERD2-AU-PO1;PACK OF 1;PACK WEIGHT | BELL-MEM |  | M9B1 | STRATEGIC SPARE | 2
16935 | CANTEEN,WATER | 750ml Bottle, Plastic c/w Push/Pull Cap (Carton of 6) | ATOMSUPP | ATOM SUPPLY | 32900006 | CURRENT | 1
16935 | CANTEEN,WATER | 750ml Bottle, Plastic c/w Push/Pull Cap (Carton of 6) | STATEWD | STATEWIDE FSTNERS & ENG SPLS PL | PRESTIGE 1407600 | CURRENT | 2
16938 | POST,DELINEATOR,TRAFFIC | REFLECTIVE; PROVISION FOR MTG FLASHING LAMPS OR DIRECTIONAL ARROWS; SUPPLIED WITH 6KG BASES | ARTCRAFT | ARTCRAFT PTY LTD | POST 4200722 / BASE 4260511 | CURRENT | 1
16943 | MODULE,TRIP CIRCUIT SUPERVISION: | ENERGEX RAIL-MOUNT,PC BOARD ASSEMBLY; 20 TO 140 V DC; | CIRCSOL | CIRCUIT SOLUTIONS PL | MODULE,TRIP 20 TO 140 V DC; | CURRENT | 1
16944 | RESPIRATOR,AIR FILTERING | Sundstrom SR100 Half Face, Sml/Med c/w Mask Body, Filter Attachment, Head Harness, Membrane Seat, Inhalation & Exhalation Membrane, Protective Cap | BLKWOODS | J BLACKWOOD & SON LTD | 01359327/03218 | CURRENT | 2
16944 | RESPIRATOR,AIR FILTERING | Sundstrom SR100 Half Face, Sml/Med c/w Mask Body, Filter Attachment, Head Harness, Membrane Seat, Inhalation & Exhalation Membrane, Protective Cap | BLKWOOD | J BLACKWOOD & SON LTD | 1359327 | CURRENT | 1
16944 | RESPIRATOR,AIR FILTERING | Sundstrom SR100 Half Face, Sml/Med c/w Mask Body, Filter Attachment, Head Harness, Membrane Seat, Inhalation & Exhalation Membrane, Protective Cap | SUNDSTRM | SUNDSTROM P/L | SR100(BLUE)SMALL/MEDIUM | CURRENT | 2
16945 | RESPIRATOR,AIR FILTERING | Sundstrom SR100 Half Face, Med/Lge c/w Mask Body, Filter Attachment, Head Harness, Membrane Seat, Inhalation & Exhalation Membrane, Protective Cap | BLKWOODS | J BLACKWOOD & SON LTD | 01359378/03217 | CURRENT | 2
16945 | RESPIRATOR,AIR FILTERING | Sundstrom SR100 Half Face, Med/Lge c/w Mask Body, Filter Attachment, Head Harness, Membrane Seat, Inhalation & Exhalation Membrane, Protective Cap | BLKWOOD | J BLACKWOOD & SON LTD | 1359378 | CURRENT | 1
16945 | RESPIRATOR,AIR FILTERING | Sundstrom SR100 Half Face, Med/Lge c/w Mask Body, Filter Attachment, Head Harness, Membrane Seat, Inhalation & Exhalation Membrane, Protective Cap | SUNDSTRM | SUNDSTROM P/L | SR100(BLUE)MEDIUM/LARGE | CURRENT | 2
16946 | CARTRIDGE,RESPIRATOR,AIR FILTERING | Sundstrom SR217 Gas Filter, Protection against Organic Gases & Vapours (eg Solvents), Pack of 5 | BLKWOOD | J BLACKWOOD & SON LTD | 866337 | CURRENT | 1
16946 | CARTRIDGE,RESPIRATOR,AIR FILTERING | Sundstrom SR217 Gas Filter, Protection against Organic Gases & Vapours (eg Solvents), Pack of 5 | BLKWOODS | J BLACKWOOD & SON LTD | 00866337/01359 | CURRENT | 2
16946 | CARTRIDGE,RESPIRATOR,AIR FILTERING | Sundstrom SR217 Gas Filter, Protection against Organic Gases & Vapours (eg Solvents), Pack of 5 | SUNDSTRM | SUNDSTROM P/L | FILTER 217 | CURRENT | 2
16947 | CARTRIDGE,RESPIRATOR,AIR FILTERING | Sundstrom SR510 P3 Particle Filter, Protection against all Types of Solid or Liquid Particles larger than 0.3 Microns (0.0003mm), Dust, Oil, Mist, Bacterial, | BLKWOOD | J BLACKWOOD & SON LTD | 785655 | CURRENT | 1
16947 | CARTRIDGE,RESPIRATOR,AIR FILTERING | Sundstrom SR510 P3 Particle Filter, Protection against all Types of Solid or Liquid Particles larger than 0.3 Microns (0.0003mm), Dust, Oil, Mist, Bacterial, | SUNDSTRM | SUNDSTROM P/L | SR510 | CURRENT | 2
16948 | FILTER,RESPIRATOR | Sundstrom SR221 Pre-Filter, Prevents Premature Clogging of Main Filter, Low Efficiency, DO NOT use as a Substitute for a Particle Filter, Pack of 80 | BLKWOOD | J BLACKWOOD & SON LTD | 785672 | CURRENT | 1
16948 | FILTER,RESPIRATOR | Sundstrom SR221 Pre-Filter, Prevents Premature Clogging of Main Filter, Low Efficiency, DO NOT use as a Substitute for a Particle Filter, Pack of 80 | SUNDSTRM | SUNDSTROM P/L | PRE-FILTER 221 | CURRENT | 2
16949 | RETAINER,FILTER,RESPIRATOR | Sundstrom SR5153 Pre-Filter Holder, Plastic End Cover | BOC | BOC GASES | RO1-0604-SR 5153 | CURRENT | 2
16949 | RETAINER,FILTER,RESPIRATOR | Sundstrom SR5153 Pre-Filter Holder, Plastic End Cover | ATOMSUPP | ATOM SUPPLY | 283335 | CURRENT | 1
16949 | RETAINER,FILTER,RESPIRATOR | Sundstrom SR5153 Pre-Filter Holder, Plastic End Cover | SUNDSTRM | SUNDSTROM P/L | 5153 | CURRENT | 2
16950 | MASK,AIR FILTERING | Type P2, Disposable Respirator, Valved, White, protects against Dust, Mist & Fumes | ATOMSUPP | ATOM SUPPLY | 40022584 | CURRENT | 2
16950 | MASK,AIR FILTERING | Type P2, Disposable Respirator, Valved, White, protects against Dust, Mist & Fumes | BLKWOOD | J BLACKWOOD & SON LTD | 3576621 | CURRENT | 1
16950 | MASK,AIR FILTERING | Type P2, Disposable Respirator, Valved, White, protects against Dust, Mist & Fumes | 3M | 3M AUSTRALIA PTY LTD | 9322A+P2 | CURRENT | 5
16950 | MASK,AIR FILTERING | Type P2, Disposable Respirator, Valved, White, protects against Dust, Mist & Fumes | ATOMSUPP | ATOM SUPPLY | 55055062 | CURRENT | 2
16950 | MASK,AIR FILTERING | Type P2, Disposable Respirator, Valved, White, protects against Dust, Mist & Fumes | SAFEMAN | SAFEMAN | 4SAD260 | CURRENT | 2
16950 | MASK,AIR FILTERING | Type P2, Disposable Respirator, Valved, White, protects against Dust, Mist & Fumes | SCANSAFE |  | CNP2V | CURRENT | 2
16951 | MASK,AIR FILTERING | DISPOSABLE BLACK CNP2CV;CARBON CONTENT PROTECTS AGAINST UNPLEASANT DIESEL SMOKE & SEWERAGE ODOURS;PACK SIZE = 15; REFER MSDS FOR CORRECT PROTECTION FROM | ATOMSUPP | ATOM SUPPLY | 31050009 | CURRENT | 1
16951 | MASK,AIR FILTERING | DISPOSABLE BLACK CNP2CV;CARBON CONTENT PROTECTS AGAINST UNPLEASANT DIESEL SMOKE & SEWERAGE ODOURS;PACK SIZE = 15; REFER MSDS FOR CORRECT PROTECTION FROM | QLDSAFTY |  | CNP2CV | CURRENT | 2
16952 | SWITCH,TIME | SOLID STATE,CAPACITOR RESERVE, PROGRAMMABLE,LIQUID CRYSTAL DISPLAY; 240 V,50 HZ SUPPLY,50 AMP,240 V,50 HZ CONTACTS;1 MAKE/BREAK POWER SWITCH; | WFENERGY | WF ENERGY CONTROLS | MODEL EC14(FORM E6) | CURRENT | 1
16953 | FUSECARRIER | 100 AMP;250 V;FOR USE WITH CARTRIDGE TYPE FUSE LINKS,(32,50,80 & 100 AMPS); SUITS KRONE FUSE HOLDER IN SERVICE ONLY;PACK OF 1; | KRONE | ADC COMMUNICATIONS (AUSTRALIA) LTD | 6459 2 055-00 | PHASING | 1
16957 | GLOVES,CHEMICAL,PROTECTIVE | NITRILE;LARGE SIZE;BLUE;DISPOSABLE,LIGHT WEIGHT,POWDER FREE;BOX OF 100; AMBIDEXTROUS GLOVES;USED BY SUBSTATIONS WHEN WORKING WITH TRANSFORMER OIL***NOTE | BEST |  | 6005PFL | PURCHASE AS REQUIRED | 1
16959 | TRANSFORMER,VOLTAGE | METERING PROTECTN;O/D,STN TYPE;FOR USE WITH PLC COUPLING DEVICE;132 KV/SQRT3, 110 V/SQRT3,110 V/SQRT3;0.2M1P 24MS, SINGLE PHASE;50 HZ; CAPACITOR VT;AS1243; | TRENCH |  | TEMP 138C | STRATEGIC SPARE | 1
16961 | SLING,ENDLESS | SYNTHETIC ENDLESS ROUND SLING;POLYESTER WEBBING & POLYURETHANE COATING; 1 M LG; C/W PROTECTIVE SLEEVE OVER WLL TAG 2 TONNE;GREEN COLOUR TO IDENTIFY WORKING | BULIVANT | BULLIVANTS LIFTING & SAFETY SPECIALISTS | WRS-020-010-E | CURRENT | 2
16961 | SLING,ENDLESS | SYNTHETIC ENDLESS ROUND SLING;POLYESTER WEBBING & POLYURETHANE COATING; 1 M LG; C/W PROTECTIVE SLEEVE OVER WLL TAG 2 TONNE;GREEN COLOUR TO IDENTIFY WORKING | AMPLITUD | AMPLITUDE PTY LTD - 396777 | 900210 | CURRENT | 1
16962 | SLING,ENDLESS | SYNTHETIC ENDLESS ROUND SLING;POLYESTER WEBBING & POLYURETHANE COATING;1.5 M LG; C/W PROTECTIVE SLEEVE OVER WLL TAG 2 TONNE;GREEN COLOUR TO IDENTIFY WORKING | AMPLITUD | AMPLITUDE PTY LTD - 396777 | 900215 | CURRENT | 1
16962 | SLING,ENDLESS | SYNTHETIC ENDLESS ROUND SLING;POLYESTER WEBBING & POLYURETHANE COATING;1.5 M LG; C/W PROTECTIVE SLEEVE OVER WLL TAG 2 TONNE;GREEN COLOUR TO IDENTIFY WORKING | BULIVANT | BULLIVANTS LIFTING & SAFETY SPECIALISTS | 131273 | CURRENT | 2
16964 | SECTIONALISER | 12 KV;3 PHASE;50 HZ;630 AMP;12.5 KA BKG CAP;REMOTE CONTROLLED,WITH LEVEL 2 INTERFACE,LOAD TRANSFER SWITCH OPTION; CT RATIO 400/0.2 AMP,SINGLE BREAK | NU-LEC | NU-LEC | RL27 | PURCHASE AS REQUIRED | 1
16971 | LINK,ELECTRICAL BRIDGING. | COPPER BUSBAR PARALLELING LINK;FOR USE ON LV SWITCHBOARDS MANUFACTURED BY ENERGEX USING ABB BRAND SWITCH FUSE UNITS;MOUNTED AT 95 MM CENTRES,IN C & I | ENERGEX | ENERGEX | BUSBAR COPPER | PHASING | 1
16972 | LINK,ELECTRICAL BRIDGING. | COPPER BUSBAR PARALLELING LINK;FOR USE ON LV SWITCHBOARDS SUPPLIED WITH PMT USING ABB BRAND SWITCH FUSE UNITS; MOUNTED AT 90 MM CENTRES,IN PADMOUNTED | ENERGEX | ENERGEX |  | PHASING | 1
16976 | SIGN | DANGER - DO NOT REMOVE BARRIER OR ENTER UNTIL EQUIPMENT IS TESTED AND EARTHED; ALUMINIUM;RETROREFLECTIVE,SCREEN PRINTED ;360 MM W,170 MM H,2 MM THK;PACK OF 1; | ARTCRAFT | ARTCRAFT PTY LTD | SE09802-Q | CURRENT | 1
16976 | SIGN | DANGER - DO NOT REMOVE BARRIER OR ENTER UNTIL EQUIPMENT IS TESTED AND EARTHED; ALUMINIUM;RETROREFLECTIVE,SCREEN PRINTED ;360 MM W,170 MM H,2 MM THK;PACK OF 1; | ENERGEX | ENERGEX |  | CURRENT | 1
16980 | SIGN | WARNING - BEFORE ENTERING TRANSFORMER ENCLOSURE, ALL DOORS SHALL BE LATCHED OPEN; RETROREFLECTIVE, SCREEN PRINTED; 360 x 200MM, 2 MM THK; | ARTCRAFT | ARTCRAFT PTY LTD | SE10052-Q | PURCHASE AS REQUIRED | 1
16980 | SIGN | WARNING - BEFORE ENTERING TRANSFORMER ENCLOSURE, ALL DOORS SHALL BE LATCHED OPEN; RETROREFLECTIVE, SCREEN PRINTED; 360 x 200MM, 2 MM THK; | ARTCRAFT | ARTCRAFT PTY LTD | SE10002-Q | PURCHASE AS REQUIRED | 1
16987 | COUPLING,ADAPTOR,NONMETALLIC CONDUIT | RIGID UPVC;ORANGE;150 MM HVY DUTY UPVC CONDUIT;TO 125 MM CLASS 6 UPVC PRESSURE PIPE;WITH DOUBLE ENDED SOCKET; | TRI UGRD | TRI UNDERGROUND AUSTRALIA PTY LTD | HDE150125COUPFF | CURRENT | 1
16987 | COUPLING,ADAPTOR,NONMETALLIC CONDUIT | RIGID UPVC;ORANGE;150 MM HVY DUTY UPVC CONDUIT;TO 125 MM CLASS 6 UPVC PRESSURE PIPE;WITH DOUBLE ENDED SOCKET; | HAYMANS | HAYMANS ELECTRICAL | FABH150125 | CURRENT | 2
16987 | COUPLING,ADAPTOR,NONMETALLIC CONDUIT | RIGID UPVC;ORANGE;150 MM HVY DUTY UPVC CONDUIT;TO 125 MM CLASS 6 UPVC PRESSURE PIPE;WITH DOUBLE ENDED SOCKET; | VINIDEX |  | VX32134 | CURRENT | 2
16988 | INSULATOR,SUSPENSION | DISC,NORMAL PROFILE; GLASS;16 MM IEC BALL & SOCKET,WITH ZINC COLLAR;255 MM DIA,146 MM PITCH;70 KN MIN FAILING LOAD ;"W" CLIP PER AS2947.3;U70BL AS60305;BOX | TYCO | TYCO | DI-U70BL320-GVZW02 | CURRENT | 2
16988 | INSULATOR,SUSPENSION | DISC,NORMAL PROFILE; GLASS;16 MM IEC BALL & SOCKET,WITH ZINC COLLAR;255 MM DIA,146 MM PITCH;70 KN MIN FAILING LOAD ;"W" CLIP PER AS2947.3;U70BL AS60305;BOX | PLP AUST | PREFORMED LINE PRODUCTS (AUST) | 16988 | CURRENT | 2
16988 | INSULATOR,SUSPENSION | DISC,NORMAL PROFILE; GLASS;16 MM IEC BALL & SOCKET,WITH ZINC COLLAR;255 MM DIA,146 MM PITCH;70 KN MIN FAILING LOAD ;"W" CLIP PER AS2947.3;U70BL AS60305;BOX | MACLEAN | MACLEAN POWER PL - E15128 | 16988 | CURRENT | 2
16988 | INSULATOR,SUSPENSION | DISC,NORMAL PROFILE; GLASS;16 MM IEC BALL & SOCKET,WITH ZINC COLLAR;255 MM DIA,146 MM PITCH;70 KN MIN FAILING LOAD ;"W" CLIP PER AS2947.3;U70BL AS60305;BOX | TYCO | TYCO | DI-U70BL320GVZW01 | CURRENT | 1
16988 | INSULATOR,SUSPENSION | DISC,NORMAL PROFILE; GLASS;16 MM IEC BALL & SOCKET,WITH ZINC COLLAR;255 MM DIA,146 MM PITCH;70 KN MIN FAILING LOAD ;"W" CLIP PER AS2947.3;U70BL AS60305;BOX | GRAPHSOL | GRAPH SOLUTIONS PTY LTD | 132226 | CURRENT | 2
16996 | CORROSION PREVENTIVE COMPOUND | MULTI PURPOSE PRIMER;CARTON OF 9 X 1 KG BUCKETS;FOR USE ON BELLBOWRIE POLE WITH RE-INSTATEMENT KIT STOCK CODE 16995; new stock in 2.5kg bucket QTY 4 per CTN | STATEWD | STATEWIDE FSTNERS & ENG SPLS PL | DPI | CURRENT | 2
16996 | CORROSION PREVENTIVE COMPOUND | MULTI PURPOSE PRIMER;CARTON OF 9 X 1 KG BUCKETS;FOR USE ON BELLBOWRIE POLE WITH RE-INSTATEMENT KIT STOCK CODE 16995; new stock in 2.5kg bucket QTY 4 per CTN | ONESTEEL | ONESTEEL PO BOX 1149 EAGLE FARM QLD | FPC-DP300-1 | CURRENT | 2
16996 | CORROSION PREVENTIVE COMPOUND | MULTI PURPOSE PRIMER;CARTON OF 9 X 1 KG BUCKETS;FOR USE ON BELLBOWRIE POLE WITH RE-INSTATEMENT KIT STOCK CODE 16995; new stock in 2.5kg bucket QTY 4 per CTN | STATEWD | STATEWIDE FSTNERS & ENG SPLS PL | DEN-P300002.5-44 | CURRENT | 1
17000 | CLAMP,CABLE | IPC Connector, Insulated, Multi-Service LV ABC Main, FRP Black Body, Black Id Plate, 35 to 95mm2 Mains, 4 x 6-35mm2 Taps c/w S/Steel Fasteners, Pack of 10 | SICAME | SICAME AUSTRALIA PTY LTD | MSCI/3595XE | CURRENT | 1
17002 | RECLOSER | 12 KV;3 PHASE;50 HZ;630 AMP;12.5 KA BKG CAP;4 SHOTS TO L/O;O/C,E/F & SEF PROT; REMOTE CONTROLLED WITH LEVEL 2 INTERFACE;POLE MTG;240 SQ MM CABLE TAILS | NU-LEC | NU-LEC |  | PURCHASE AS REQUIRED | 1
17004 | SCREW,MACHINE | STAINLESS STEEL;CHEESE HD,SLOT; M5 X 70 MM;ISO M;BOX OF 100; | HOBSON | HOBSON ENGINEERING CO PTY LTD 393904 | MS16ESM050070 | CURRENT | 1
17004 | SCREW,MACHINE | STAINLESS STEEL;CHEESE HD,SLOT; M5 X 70 MM;ISO M;BOX OF 100; | SUMMIT | SUMMIT GROUP | 6EICS205070 | CURRENT | 2
17004 | SCREW,MACHINE | STAINLESS STEEL;CHEESE HD,SLOT; M5 X 70 MM;ISO M;BOX OF 100; | STATEWD | STATEWIDE FSTNERS & ENG SPLS PL | MTS4CHSM570 | CURRENT | 2
17005 | INSULATION SLEEVING,ELECTRICAL | POLYOLEFIN,HEAT SHRINKABLE;12.0 MM MIN ID,4.0 MM ID RECOVERED;1.5 MM THK RECOVERED;1200 MM LG;BLACK;PACKS OF 25; COMMERICAL & INDUSTRIAL SERVICES; | LEGEND | LEGEND POWER SYSTEMS | XDW13BK-EX | CURRENT | 2
17005 | INSULATION SLEEVING,ELECTRICAL | POLYOLEFIN,HEAT SHRINKABLE;12.0 MM MIN ID,4.0 MM ID RECOVERED;1.5 MM THK RECOVERED;1200 MM LG;BLACK;PACKS OF 25; COMMERICAL & INDUSTRIAL SERVICES; | TECONN | TE CONNECTIVITY LTD | EN-ATUM-12/4-0-1200 | CURRENT | 1
17006 | RELAY,CURRENT DIFFERENTIAL | 125 V DC AUX SUPPLY;1 AMP;RACK MTG; MULTIPLEXED DIGITAL (64 KBPS) COMMS PANEL;ORDER ON P & SD DEPARTMENT APPROVAL ONLY; | SIEMANS |  | 75D511 | PHASING | 1
17008 | RELAY,FREQUENCY | SUPERVISORY,3 STAGE;DEFINITE TIME;110 V DC AUX SUPPLY;FLUSH MTG;ORDER ON P & SD DEPT APPROVAL ONLY; | AMPCONT | AMPCONTROL CSM PTY LTD | MRF2 | PHASING | 1
17010 | RELAY,TRANSFORMER DIFFERENTIAL | AREVA KBCH140;5 AMP;32/48/110/125 DC AUX;48 V DC DI;MTG FLUSH & RACK;ORDER ON PROTECTION MANAGER APPROVAL ONLY; | SCHNEDER | SCHNEIDER PTY LTD | KBCH14001W12MEL | STRATEGIC SPARE | 1
17016 | TERMINAL,LUG | TUBULAR ALUMINIUM SECTOR SHAPED,CRIMP TYPE;FOR 125 SQ MM (0.2 SQ IN) SOLID 3 CORE ALUMINIUM CONDUCTOR;M12 PALM HOLE; PRE-FILLED WITH JOINTING COMPOUND;USED | DULMISON | DULMISON (AUST) PTY LTD |  | PHASING | 2
17016 | TERMINAL,LUG | TUBULAR ALUMINIUM SECTOR SHAPED,CRIMP TYPE;FOR 125 SQ MM (0.2 SQ IN) SOLID 3 CORE ALUMINIUM CONDUCTOR;M12 PALM HOLE; PRE-FILLED WITH JOINTING COMPOUND;USED | CABLACES | CABLACES |  | PHASING | 1
17018 | SKIN PROTECTIVE COMPOUND | EMULSION;SKIN DEFENSE;WATER SOLUBLE;FOR PROTECTION AGAINST DIRT, GREASE & OILS; PREVENTS PERSPERATION/SKIN SOFTENING WHEN WEARING GLOVES;100ML TUBE | BLKWOODS | J BLACKWOOD & SON LTD | UPW100ML | CURRENT | 2
17018 | SKIN PROTECTIVE COMPOUND | EMULSION;SKIN DEFENSE;WATER SOLUBLE;FOR PROTECTION AGAINST DIRT, GREASE & OILS; PREVENTS PERSPERATION/SKIN SOFTENING WHEN WEARING GLOVES;100ML TUBE | BLKWOODS | J BLACKWOOD & SON LTD | 9967362 | CURRENT | 2
17018 | SKIN PROTECTIVE COMPOUND | EMULSION;SKIN DEFENSE;WATER SOLUBLE;FOR PROTECTION AGAINST DIRT, GREASE & OILS; PREVENTS PERSPERATION/SKIN SOFTENING WHEN WEARING GLOVES;100ML TUBE | ATOMSUPP | ATOM SUPPLY | 36000332 | CURRENT | 1
17020 | RELAY,TRANSFORMER DIFFERENTIAL | ALSTOM KBCH120;5 AMP;32/48/110/125 V DC AUX;48 V DCDI;MTG FLUSH & RACK;ORDER ON PROTECTION MANAGER APPROVAL ONLY; | ALSTOM | ALSTOM GRID AUSTRALIA LIMITED | KBCH12001W12MEL | STRATEGIC SPARE | 1
17021 | TERMINAL BLOCK | 4 Terminal Tunnel Type, 500V, 140A, Red, suit up to 25mm2 Cable, Pack of 10 | REXEL | REXEL PTY LTD | BPT2RD | CURRENT | 2
17021 | TERMINAL BLOCK | 4 Terminal Tunnel Type, 500V, 140A, Red, suit up to 25mm2 Cable, Pack of 10 | CNWPL | CNW PL - SLACKS CREEK | BPT2RD | CURRENT | 1
17021 | TERMINAL BLOCK | 4 Terminal Tunnel Type, 500V, 140A, Red, suit up to 25mm2 Cable, Pack of 10 | CLIPSAL | GERARD INDUSTRIES QLD DIVSN P/L | BPT2RD | CURRENT | 5
17026 | PROTECTION,SIGNALLING,VOICE FREQUENCY | PROTECTION EQUIPMENT; | PWRLINE |  | RFL9745 | CURRENT | 1
17028 | DIE,CRIMPING TOOL | STEEL;HEX;26.2 MM AF;FOR ALUMINIUM BASED SLEEVES (PLUTO);U/W UTILUX COMPRESSION TOOL NO.38A OR EQUIV;PACK OF 1,PACK WEIGHT0.017 KG; | SPECFORC | SPECIALISED FORCE | 12T-26.2AFAL | CURRENT | 2
17028 | DIE,CRIMPING TOOL | STEEL;HEX;26.2 MM AF;FOR ALUMINIUM BASED SLEEVES (PLUTO);U/W UTILUX COMPRESSION TOOL NO.38A OR EQUIV;PACK OF 1,PACK WEIGHT0.017 KG; | TEN | THE ENERGY NETWORK | K12-26.2-AL | CURRENT | 1
17028 | DIE,CRIMPING TOOL | STEEL;HEX;26.2 MM AF;FOR ALUMINIUM BASED SLEEVES (PLUTO);U/W UTILUX COMPRESSION TOOL NO.38A OR EQUIV;PACK OF 1,PACK WEIGHT0.017 KG; | PLP AUST | PREFORMED LINE PRODUCTS (AUST) | EPCDA262AF | CURRENT | 2
17029 | GLOVES,CLOTH | COTTON 100%;EXTENDED CUFFS;ONE SIZE MULTIFIT;WORN AS A LINER IN RUBBER INSULATING GLOVES,CLASS O & OO GLOVES; THIS GLOVE IS THICKER THAN THE OTHER | ATOMSUPP | ATOM SUPPLY | 1234003 | CURRENT | 1
17029 | GLOVES,CLOTH | COTTON 100%;EXTENDED CUFFS;ONE SIZE MULTIFIT;WORN AS A LINER IN RUBBER INSULATING GLOVES,CLASS O & OO GLOVES; THIS GLOVE IS THICKER THAN THE OTHER | NORSAFE |  | NORTH AS368261(MENS) | CURRENT | 2
17030 | BEND,NONMETALLIC RIGID CONDUIT | UPVC;ORANGE;40 MM (40 MM OD) HVY DUTY; 90 DEG;0.6 M RAD;SOCKET MOULDED BOTH ENDS;MARKED "ELECTRICITY SUPPLY CABLE"; AS/NZS2053;REPLACES STOCK CODE 12474; | TRI UGRD | TRI UNDERGROUND AUSTRALIA PTY LTD | HDE4090600FFS | CURRENT | 1
17030 | BEND,NONMETALLIC RIGID CONDUIT | UPVC;ORANGE;40 MM (40 MM OD) HVY DUTY; 90 DEG;0.6 M RAD;SOCKET MOULDED BOTH ENDS;MARKED "ELECTRICITY SUPPLY CABLE"; AS/NZS2053;REPLACES STOCK CODE 12474; | HAYMANS | HAYMANS ELECTRICAL | FABH609040 | CURRENT | 2
17030 | BEND,NONMETALLIC RIGID CONDUIT | UPVC;ORANGE;40 MM (40 MM OD) HVY DUTY; 90 DEG;0.6 M RAD;SOCKET MOULDED BOTH ENDS;MARKED "ELECTRICITY SUPPLY CABLE"; AS/NZS2053;REPLACES STOCK CODE 12474; | VINIDEX |  | 30850 | CURRENT | 2
17032 | CABLE BOX. | 12 KV;AIR INSULATED;TOP ENTRY;SINGLE GLAND;TO SUIT LUCY 'F' RMU;2 X RING MAIN BOXES & 1 X TEE-OFF BOX;KIT TO CONVERT TO TOP ENTRY FOR RING MAINS PURCHASED | LUCY |  |  | PURCHASE AS REQUIRED | 1
17032 | CABLE BOX. | 12 KV;AIR INSULATED;TOP ENTRY;SINGLE GLAND;TO SUIT LUCY 'F' RMU;2 X RING MAIN BOXES & 1 X TEE-OFF BOX;KIT TO CONVERT TO TOP ENTRY FOR RING MAINS PURCHASED | ENERGEX | ENERGEX |  | PURCHASE AS REQUIRED | 2
17034 | SIGN | VINYL ADHESIVE STICKER, YELLOW BACK- GROUND, BLACK TEXT;ASBESTOS FIBRES, AVOID CREATING DUST,BREATHING ASBESTOS DUST MAY CAUSE SERIOUS BODILY HARM; | UTILENGR | UTILITY ENGRAVING & SIGNS | ASBESTOS FIBRES | CURRENT | 1
17034 | SIGN | VINYL ADHESIVE STICKER, YELLOW BACK- GROUND, BLACK TEXT;ASBESTOS FIBRES, AVOID CREATING DUST,BREATHING ASBESTOS DUST MAY CAUSE SERIOUS BODILY HARM; | ENERGEX | ENERGEX |  | CURRENT | 1
17037 | SEMICONDUCTOR DEVICE ASSEMBLY. | RECTIFIER,FULL WAVE;440 V AC MAX;1 AMP; MTG,G32 RAIL MTD;U/W END PLATE STOCK CODE 17038;PACK OF 20; | HAYMANS | HAYMANS ELECTRICAL | KLIEA1DB01 | CURRENT | 1
17037 | SEMICONDUCTOR DEVICE ASSEMBLY. | RECTIFIER,FULL WAVE;440 V AC MAX;1 AMP; MTG,G32 RAIL MTD;U/W END PLATE STOCK CODE 17038;PACK OF 20; | KLIPPON |  | KLIEA1DB01 | CURRENT | 2
17038 | END,PLATE | TO SUIT KLIPPON SEMICONDUCTOR DEVICE ASSEMBLY;EA1DB01;U/W STOCK CODE 17037; PACK OF 20; | HAYMANS | HAYMANS ELECTRICAL | KLI06875.6 | PURCHASE AS REQUIRED | 1
17038 | END,PLATE | TO SUIT KLIPPON SEMICONDUCTOR DEVICE ASSEMBLY;EA1DB01;U/W STOCK CODE 17037; PACK OF 20; | KLIPPON |  | KLI06875.6 | PURCHASE AS REQUIRED | 2
17038 | END,PLATE | TO SUIT KLIPPON SEMICONDUCTOR DEVICE ASSEMBLY;EA1DB01;U/W STOCK CODE 17037; PACK OF 20; | KLOPPON |  | KLI68756 | PURCHASE AS REQUIRED | 2
17039 | CIRCUIT BREAKER | INDOOR/VERT RACKING;VACUUM;REYROLLE; 12 KV;3 PHASE;800 AMP;20 KA BKG CAP; 110 V DC MOTOR CHRG SPRING;110 V DC TRIP; | REYROLLE |  | LMVP | MAINTENANCE STOCK | 1
17042 | INDOOR SWITCHGEAR. | SINGLE FEEDER UNIT;REYROLLE;12 KV; 3 PHASE;800 AMP CCT;2000 AMP BUSBARS; 20 KA SHT TIME W/STAND;EPOXY BUS INSULATION;O/C,E/F & SEF PROT; | REYROLLE |  | LMVP | CURRENT | 1
17076 | TRANSFORMER,CURRENT | PROTECTION POST TYPE;O/D;FEEDER PROTECTION;36 KV; | WTW |  | GIF 36-68 | PURCHASE AS REQUIRED | 1
17084 | GLOVES,ELECTRICAL WORKER'S | Electrical Rubber 1000V, Working Class 0, Size 8 Yellow | BALMORAL | BALMORAL ENGINEERING | RIG014YS8 | CURRENT | 1
17084 | GLOVES,ELECTRICAL WORKER'S | Electrical Rubber 1000V, Working Class 0, Size 8 Yellow | TEN | THE ENERGY NETWORK | E014BY-8 | CURRENT | 2
17084 | GLOVES,ELECTRICAL WORKER'S | Electrical Rubber 1000V, Working Class 0, Size 8 Yellow | NORTH |  | E014BY-8 | CURRENT | 2
17084 | GLOVES,ELECTRICAL WORKER'S | Electrical Rubber 1000V, Working Class 0, Size 8 Yellow | GILBLODG | GILBERT LODGE AUSTRALIA | RUBBER;SIZE 8 | CURRENT | 2
17084 | GLOVES,ELECTRICAL WORKER'S | Electrical Rubber 1000V, Working Class 0, Size 8 Yellow | WHITE |  | 14-0-RY-8 | CURRENT | 2
17085 | GLOVES,ELECTRICAL WORKER'S | Rubber, Insulating Class 0, Size 8.5, Max 1000V AC, Yellow, ANSI/ASTM D120 | BALMORAL | BALMORAL ENGINEERING | RIG014YS8H | CURRENT | 1
17085 | GLOVES,ELECTRICAL WORKER'S | Rubber, Insulating Class 0, Size 8.5, Max 1000V AC, Yellow, ANSI/ASTM D120 | TEN | THE ENERGY NETWORK | E0114BY-8H | CURRENT | 2
17085 | GLOVES,ELECTRICAL WORKER'S | Rubber, Insulating Class 0, Size 8.5, Max 1000V AC, Yellow, ANSI/ASTM D120 | NORTH |  | E014BY-8H | CURRENT | 2
17085 | GLOVES,ELECTRICAL WORKER'S | Rubber, Insulating Class 0, Size 8.5, Max 1000V AC, Yellow, ANSI/ASTM D120 | WHITE |  | 14-0-RY-8H | CURRENT | 2
17086 | GLOVES,ELECTRICAL WORKER'S | Electrical Rubber 1000V, Working Class 0, Size 9, Yellow | BALMORAL | BALMORAL ENGINEERING | RIG014YS9 | CURRENT | 1
17086 | GLOVES,ELECTRICAL WORKER'S | Electrical Rubber 1000V, Working Class 0, Size 9, Yellow | TEN | THE ENERGY NETWORK | E014BY-9 | CURRENT | 2
17086 | GLOVES,ELECTRICAL WORKER'S | Electrical Rubber 1000V, Working Class 0, Size 9, Yellow | NORTH |  | E014BY-9 | CURRENT | 2
17087 | GLOVES,ELECTRICAL WORKER'S | Rubber, Insulating Class 0, Size 9.5, Max 1000V AC, Yellow, ANSI/ASTM D120 | BALMORAL | BALMORAL ENGINEERING | RIG014YS9H | CURRENT | 1
17087 | GLOVES,ELECTRICAL WORKER'S | Rubber, Insulating Class 0, Size 9.5, Max 1000V AC, Yellow, ANSI/ASTM D120 | TEN | THE ENERGY NETWORK | E014BY-9H | CURRENT | 2
17087 | GLOVES,ELECTRICAL WORKER'S | Rubber, Insulating Class 0, Size 9.5, Max 1000V AC, Yellow, ANSI/ASTM D120 | NORTH |  | E014BY-9H | CURRENT | 2
17088 | GLOVES,ELECTRICAL WORKER'S | Electrical Rubber 1000V, Working Class 0, Size 10, Yellow | BALMORAL | BALMORAL ENGINEERING | RIG014YS10 | CURRENT | 1
17088 | GLOVES,ELECTRICAL WORKER'S | Electrical Rubber 1000V, Working Class 0, Size 10, Yellow | TEN | THE ENERGY NETWORK | E014BY-10 | CURRENT | 2
17088 | GLOVES,ELECTRICAL WORKER'S | Electrical Rubber 1000V, Working Class 0, Size 10, Yellow | NORTH |  | E014BY-10 | CURRENT | 2
17088 | GLOVES,ELECTRICAL WORKER'S | Electrical Rubber 1000V, Working Class 0, Size 10, Yellow | WHITE |  | 14-0-RY-10 | CURRENT | 2
17089 | GLOVES,ELECTRICAL WORKER'S | Rubber, Insulating Class 0, Size 10.5, Max 1000V AC, Yellow, ANSI/ASTM D120 | BALMORAL | BALMORAL ENGINEERING | RIG014YS10H | CURRENT | 1
17089 | GLOVES,ELECTRICAL WORKER'S | Rubber, Insulating Class 0, Size 10.5, Max 1000V AC, Yellow, ANSI/ASTM D120 | TEN | THE ENERGY NETWORK | E014BY-10H | CURRENT | 2
17089 | GLOVES,ELECTRICAL WORKER'S | Rubber, Insulating Class 0, Size 10.5, Max 1000V AC, Yellow, ANSI/ASTM D120 | NORTH |  | E014BY-10H | CURRENT | 2
17089 | GLOVES,ELECTRICAL WORKER'S | Rubber, Insulating Class 0, Size 10.5, Max 1000V AC, Yellow, ANSI/ASTM D120 | WHITE |  | 14-0-RY-10H | CURRENT | 2
17090 | GLOVES,ELECTRICAL WORKER'S | Electrical Rubber 1000V, Working Class 0, Size 11, Yellow | BALMORAL | BALMORAL ENGINEERING | RIG014YS11 | CURRENT | 1
17090 | GLOVES,ELECTRICAL WORKER'S | Electrical Rubber 1000V, Working Class 0, Size 11, Yellow | TEN | THE ENERGY NETWORK | E014BY-11 | CURRENT | 2
17090 | GLOVES,ELECTRICAL WORKER'S | Electrical Rubber 1000V, Working Class 0, Size 11, Yellow | NORTH |  | E014BY-11 | CURRENT | 2
17090 | GLOVES,ELECTRICAL WORKER'S | Electrical Rubber 1000V, Working Class 0, Size 11, Yellow | WHITE |  | 14-0-RY-11 | CURRENT | 2
17102 | FUSE ELEMENT,ELEC | 100 AMP;12/36 KV;DROPOUT FUSE LINK,ANSI CLASS "N" TYPE;660 MM LG,W/REMOVABLE BUTTON HEAD;PACK OF 100; | S & C |  | POSITROL 267100-R3 | CURRENT | 1
17103 | DISCONNECTOR,HIGH VOLTAGE | 36kV, 800A, 25kA/3Sec, 3Ph, Manual Operation, Outdoor Rotary Double Break Type DB36, Steel Structure c/w Insulators | PLP AUST | PREFORMED LINE PRODUCTS (AUST) | A-A8029-01 | PHASING | 1
17104 | DISCONNECTOR,HIGH VOLTAGE | 36kV, 1600A, 25kA/3Sec, 3Ph, Manual Operation, Outdoor Rotary Double Break Type DB36, Steel Structure c/w Insulators | PLP AUST | PREFORMED LINE PRODUCTS (AUST) | A-A8029-04 | PHASING | 1
17105 | UMBRELLA | HD Jointers Umbrella, 2200mm Dia, 8-Panels, Canvas, Navy Blue, 100% UV Protected, c/w Pole Frame Coupling & Steel Ground Spike | BLKWOODS | J BLACKWOOD & SON LTD | B-00025848 | CURRENT | 1
17105 | UMBRELLA | HD Jointers Umbrella, 2200mm Dia, 8-Panels, Canvas, Navy Blue, 100% UV Protected, c/w Pole Frame Coupling & Steel Ground Spike | BLKWOODS | J BLACKWOOD & SON LTD | 892126 | CURRENT | 2
17117 | TRANSFORMER,CURRENT | PROTECTION,POST TYPE;O/D;FEEDER PROTECTION;36 KV; | WTW |  | GIF 36-68 | MAINTENANCE STOCK | 1
17121 | CONDUIT,NONMETALLIC,FLEXIBLE | 40 MM NB;PVC;ORANGE;15 M ROLL; PACK WEIGHT 19 KG; | REXEL | REXEL PTY LTD | OMEFC40OR15 | CURRENT | 1
17121 | CONDUIT,NONMETALLIC,FLEXIBLE | 40 MM NB;PVC;ORANGE;15 M ROLL; PACK WEIGHT 19 KG; | GENERAL | GENERAL TRADE SUPPLIES | 40MMOR | CURRENT | 2
17122 | COUPLING,ADAPTOR,NONMETALLIC CONDUIT | RIGID UPVC;ORANGE;40 MM;HEAVY DUTY; TO 40 MM FLEXIBLE ORANGE CONDUIT; PACK OF 10; | REXEL | REXEL PTY LTD | CLI242/40EO | CURRENT | 1
17122 | COUPLING,ADAPTOR,NONMETALLIC CONDUIT | RIGID UPVC;ORANGE;40 MM;HEAVY DUTY; TO 40 MM FLEXIBLE ORANGE CONDUIT; PACK OF 10; | CLIPSAL | GERARD INDUSTRIES QLD DIVSN P/L | CLI242/40ORG | CURRENT | 5
17128 | CABLE,POWER,ELECTRICAL | 63.5/110 KV;800 SQ MM;STRANDED; COPPER CONDUCTOR;SINGLE CORE;XLPE LYPVC INSULATED,LEAD SHEATHED WITH PVC/HDPE OVERSHEATH;ITEM ENTERED | OLEX | OLEX AUSTRALIA PTY LTD | 5643,027800,99,3081 | STRATEGIC SPARE | 1
17129 | JOINT BOX,ELECTRIC CABLE | SCREEN BREAK STRAIGHT JOINT WITH F/GLASS OUTER BOX;SINGLE PHASE;FOR ELECTRICAL POWER CABLE;63.5/110 KV;800 SQ MM COPPER COND;XLPE INSULATED;FOR F781/782;ITEM | PRYSMIAN | PRYSMIAN POWER CABLES & SYSTEMS AUST | GMS 1170 CA | MAINTENANCE STOCK | 1
17130 | PLATE,IDENTIFICATION | ALUMINIUM;EARTHING LOCATION MARKER 'E'; 3M WHITE RETROREFLECTIVE 3290 SCOTCHLITE SHEETING,GREEN LETTERING;50 MM W,75 MM H ,2 MM THK;PACK OF 10; | ARTCRAFT | ARTCRAFT PTY LTD | SE018-Q | CURRENT | 1
17132 | BATTERY,NONRECHARGEABLE | LITHIUM SULPHUR DIOXIDE;15 V,15 AH MAX; C/W 1000 MM LEADS & CRIMPED BLADE LUGS; 2 X 5 "D" CELLS IN PARRALLEL;SUITS BRUSH PMR RECLOSER WITH MICROTRIP 2 | HAWKSIDD | HAWKER SIDDELEY SWITCHGEAR LTD | LX900007 | PHASING | 1
17133 | SWITCH FUSE GEAR | 12 KV;3 PHASE;2 SW;630 AMP BKG CAP;50 KA MKG CAP;20 KA,1 SEC,SW SH TIME CURR;2 CIRCUIT BREAKERS;200 AMP NORM CURR;50 KA MKG CURR;SF6 INSUL;NON-EXT,C/W FAULT | MERLGERN |  | RM6 | PHASING | 1
17141 | LIFTER,MANHOLE COVER | For Telstra Pit Covers, Sizes 2 to 8, 670mm Nom Lg, Zinc Plated Mild Steel Welded Assembly c/w Pull Release | LEGEND | LEGEND POWER SYSTEMS | MSS-TEL116-00153 | CURRENT | 1
17145 | CLEANING COMPOUND | TUFF Concentrated Cleaner/Degreaser, HD Service Clearner, Industrial Detergent, Biodegradable, Hydrocarbon Release, 4L Bottle, for cleaning Transformers | BLKWOODS | J BLACKWOOD & SON LTD | 00746895/930N | CURRENT | 2
17145 | CLEANING COMPOUND | TUFF Concentrated Cleaner/Degreaser, HD Service Clearner, Industrial Detergent, Biodegradable, Hydrocarbon Release, 4L Bottle, for cleaning Transformers | BLKWOOD | J BLACKWOOD & SON LTD | 746895 | CURRENT | 1
17145 | CLEANING COMPOUND | TUFF Concentrated Cleaner/Degreaser, HD Service Clearner, Industrial Detergent, Biodegradable, Hydrocarbon Release, 4L Bottle, for cleaning Transformers | HANLEY | HANLEY INDUSTRIAL ENTERPRISES 459057 | LTUFF5 | CURRENT | 2
17146 | TERMINATION,ELECTRICAL POWER CABLE | LV;HEATSHRINK LIVE END JOINT;TO SUIT 70 SQ MM TO 185 SQ MM CU PLY CABLE; PACK OF 1,PACK WEIGHT 2 KG; | TECONN | TE CONNECTIVITY LTD | AUST-SQB46 | CURRENT | 1
17147 | TERMINATION,ELECTRICAL POWER CABLE | LV;HEATSHRINK LIVE END JOINT TO SUIT 16 SQ MM TO 25 SQ MM CU PLY CABLE; PACK OF 1,PACK WEIGHT 2 KG; | TECONN | TE CONNECTIVITY LTD | AUST-SQB47 | CURRENT | 1
17148 | FUSE ELEMENT,ELEC | 85 AMP;12 KV;DROPOUT FUSE LINK, ANSI CLASS "N" TYPE;660 MM LG,WITH REMOVABLE BUTTON HEAD;FOR 1200 KVAR CAPACITOR BANK;PACK OF 18; | S&C ELEC | S&AMP;C ELECTRIC COMPANY | POSITROL 85N(267085-R3) | CURRENT | 1
17149 | BODY POWDER | Curash Baby Powder, 100g Bottle, for use with Insulating Gloves, Do Not use on Broken Skin | BLKWOODS | J BLACKWOOD & SON LTD | 02311599/BABP1J | CURRENT | 2
17149 | BODY POWDER | Curash Baby Powder, 100g Bottle, for use with Insulating Gloves, Do Not use on Broken Skin | BLKWOOD | J BLACKWOOD & SON LTD | 2311599 | CURRENT | 2
17149 | BODY POWDER | Curash Baby Powder, 100g Bottle, for use with Insulating Gloves, Do Not use on Broken Skin | ATOMSUPP | ATOM SUPPLY | 553206 | CURRENT | 1
17150 | PLUG,EAR | POLYURETHANE FOAM;DISPOSABLE,PRE-SHAPED, DB 30 RATING;BOX OF 200;WINGED END PROMOTES OPTIMIUM INSERTION DEPTH,AND EASY GRASP FOR REMOVAL; | ATOMSUPP | ATOM SUPPLY | 8105004 | CURRENT | 1
17150 | PLUG,EAR | POLYURETHANE FOAM;DISPOSABLE,PRE-SHAPED, DB 30 RATING;BOX OF 200;WINGED END PROMOTES OPTIMIUM INSERTION DEPTH,AND EASY GRASP FOR REMOVAL; | TEN | THE ENERGY NETWORK | LPF-1 | CURRENT | 2
17150 | PLUG,EAR | POLYURETHANE FOAM;DISPOSABLE,PRE-SHAPED, DB 30 RATING;BOX OF 200;WINGED END PROMOTES OPTIMIUM INSERTION DEPTH,AND EASY GRASP FOR REMOVAL; | UVEX | UVEX SAFETY GROUP | LPF-1 MAX-LITE | CURRENT | 2
17165 | GLOVES,ELECTRICAL WORKER'S | Ansell ActivArmr, Class 00, 500VAC, Size 8, Insulating Rubber, Red, Straight Cuff, 280mm (11") Lg, ASTM D120 | ANSELL | ANSELL LTD | RIG0011RS8 | CURRENT | 5
17165 | GLOVES,ELECTRICAL WORKER'S | Ansell ActivArmr, Class 00, 500VAC, Size 8, Insulating Rubber, Red, Straight Cuff, 280mm (11") Lg, ASTM D120 | BALMORAL | BALMORAL ENGINEERING | RIG0011RS8 | CURRENT | 1
17166 | GLOVES,ELECTRICAL WORKER'S | Ansell ActivArmr, Class 00, 500VAC, Size 9, Insulating Rubber, Red, Straight Cuff, 280mm (11") Lg, ASTM D120 | ANSELL | ANSELL LTD | RIG0011RS9 | CURRENT | 5
17166 | GLOVES,ELECTRICAL WORKER'S | Ansell ActivArmr, Class 00, 500VAC, Size 9, Insulating Rubber, Red, Straight Cuff, 280mm (11") Lg, ASTM D120 | BALMORAL | BALMORAL ENGINEERING | RIG0011RS9 | CURRENT | 1
17167 | GLOVES,ELECTRICAL WORKER'S | Ansell ActivArmr, Class 00, 500VAC, Size 9.5, Insulating Rubber, Red, Straight Cuff, 280mm (11") Lg, ASTM D120 | ANSELL | ANSELL LTD | RIG0011RS9H | CURRENT | 5
17167 | GLOVES,ELECTRICAL WORKER'S | Ansell ActivArmr, Class 00, 500VAC, Size 9.5, Insulating Rubber, Red, Straight Cuff, 280mm (11") Lg, ASTM D120 | BALMORAL | BALMORAL ENGINEERING | RIG0011RS9H | CURRENT | 1
17168 | GLOVES,ELECTRICAL WORKER'S | Ansell ActivArmr, Class 00, 500VAC, Size 10, Insulating Rubber, Red, Straight Cuff, 280mm (11") Lg, ASTM D120 | ANSELL | ANSELL LTD | RIG0011RS10 | CURRENT | 5
17168 | GLOVES,ELECTRICAL WORKER'S | Ansell ActivArmr, Class 00, 500VAC, Size 10, Insulating Rubber, Red, Straight Cuff, 280mm (11") Lg, ASTM D120 | BALMORAL | BALMORAL ENGINEERING | RIG0011RS10 | CURRENT | 1
17169 | GLOVES,ELECTRICAL WORKER'S | Ansell ActivArmr, Class 00, 500VAC, Size 10.5, Insulating Rubber, Red, Straight Cuff, 280mm (11") Lg, ASTM D120 | ANSELL | ANSELL LTD | RIG0011RS10H | CURRENT | 5
17169 | GLOVES,ELECTRICAL WORKER'S | Ansell ActivArmr, Class 00, 500VAC, Size 10.5, Insulating Rubber, Red, Straight Cuff, 280mm (11") Lg, ASTM D120 | BALMORAL | BALMORAL ENGINEERING | RIG0011RS10H | CURRENT | 1
17170 | GLOVES,ELECTRICAL WORKER'S | Ansell ActivArmr, Class 00, 500VAC, Size 11, Insulating Rubber, Red, Straight Cuff, 280mm (11") Lg, ASTM D120 | ANSELL | ANSELL LTD | RIG0011RS11 | CURRENT | 5
17170 | GLOVES,ELECTRICAL WORKER'S | Ansell ActivArmr, Class 00, 500VAC, Size 11, Insulating Rubber, Red, Straight Cuff, 280mm (11") Lg, ASTM D120 | BALMORAL | BALMORAL ENGINEERING | RIG0011RS11 | CURRENT | 1
17171 | RESISTOR,ADJUSTABLE | WIRE WOUND,STUD MTG TYPE; 250 OHMS 5W,ADJUSTABLE; | ABB | ABB FAN PTY LTD | TYPE MSB54-5245-0005-325 | CURRENT | 1
17172 | RELAY,ELECTROMAGNETIC | TRIPPING APPLICATION;24 V DC COIL;300 V DC/250 V AC CONT;4 AMP CONTINUOUS;6 NO CONT;NON LATCHING;PLUG-IN ONE SEAT BASE; HIGH SPEED OPERATION (3.5 MS); | ABB | ABB FAN PTY LTD | TYPE RXMS1 RK216263-AD | CURRENT | 1
17178 | GLOVES,LEATHER. | MEN'S;EXTENDED CUFF WITH STRAP;SIZE 10-1/2;COW HIDE;TO BE USED WITH LV INSULATING GLOVE STOCK CODE 17169 CLASS OO; | CNWPL | CNW PL - SLACKS CREEK | TENILP10A-10H | CURRENT | 2
17178 | GLOVES,LEATHER. | MEN'S;EXTENDED CUFF WITH STRAP;SIZE 10-1/2;COW HIDE;TO BE USED WITH LV INSULATING GLOVE STOCK CODE 17169 CLASS OO; | CNWPL | CNW PL - SLACKS CREEK | IPL10A-10H | CURRENT | 1
17178 | GLOVES,LEATHER. | MEN'S;EXTENDED CUFF WITH STRAP;SIZE 10-1/2;COW HIDE;TO BE USED WITH LV INSULATING GLOVE STOCK CODE 17169 CLASS OO; | SALSBURY | SALISBURY (MANUFACTURER) | IPL10A-10H | CURRENT | 5
17178 | GLOVES,LEATHER. | MEN'S;EXTENDED CUFF WITH STRAP;SIZE 10-1/2;COW HIDE;TO BE USED WITH LV INSULATING GLOVE STOCK CODE 17169 CLASS OO; | NORTH |  | P10A | CURRENT | 2
17180 | SWITCH FUSE GEAR | 12 KV;3 PHASE;2 SW;630 AMP NORM CURR; 63 KA MKG CAP;25 KA FOR 1 SEC,SH TIME W/STAND CURR;2 FUSE SW;200 AMP NORM CURR;63 KA MKG CAP;AIR INSULATED FUSES; | ALSTOM | ALSTOM GRID AUSTRALIA LIMITED | FLUOKIT M24 | PHASING | 1
17181 | SWITCH FUSE GEAR | 12 KV;3 PHASE;2 SW;630 AMP NORM CURR; 63 KA MKG CAP;25 KA FOR 1 SEC,SH TIME W/STAND CURR;2 X CB;400 AMP NORM CURR;63 KA MKG CAP;SF6 INSUL;I/D;EXT; | ALSTOM | ALSTOM GRID AUSTRALIA LIMITED | FLUOKIT M24 | PHASING | 1
17182 | SWITCH FUSE GEAR | 12 KV;3 PHASE;2 SW;630 AMP NORM CURR; 63 KA MKG CAP;25 KA FOR 1 SEC,SH TIME W/ST & CURR;1 X CB;400 AMP NORM CURR; 63 KA MKG CAP;SF6 INSUL;I/D;EXT; | ALSTOM | ALSTOM GRID AUSTRALIA LIMITED | FLUOKIT M24 | PURCHASE AS REQUIRED | 1
17183 | SWITCH FUSE GEAR | 12 KV;3 PHASE;3 SW;630 AMP NORM CURR; 63 KA MKG CAP;25 KA FOR 1 SEC,SH TIME W/STAND CURR;I/D;EXT; | ALSTOM | ALSTOM GRID AUSTRALIA LIMITED | FLUOKIT M24 | PURCHASE AS REQUIRED | 1
17184 | SWITCH FUSE GEAR | 12 KV;3 PHASE;3 SW;630 AMP NORM CURR; 63 KA MKG CAP;25 KA FOR 1 SEC,SH TIME W/STAND CURR;1 X CB;400 AMP NORM CURR;63 KA MKG CAP;SF6 INSUL;I/D;EXT; | ALSTOM | ALSTOM GRID AUSTRALIA LIMITED | FLUOKIT M24 | PURCHASE AS REQUIRED | 1
17187 | BAG,TEXTILE | CANVAS;38 CM LG,20 CM W;TO STORE LINEMAN'S LV INSULATING GLOVES;C/W SNAP HOOK ATTACHED TO REAR OF BAG;3 POCKETS & VELCRO FLAP;FOR U/W CLASS OO & | TEN | THE ENERGY NETWORK | TENM409 | CURRENT | 1
17187 | BAG,TEXTILE | CANVAS;38 CM LG,20 CM W;TO STORE LINEMAN'S LV INSULATING GLOVES;C/W SNAP HOOK ATTACHED TO REAR OF BAG;3 POCKETS & VELCRO FLAP;FOR U/W CLASS OO & | LEGEND | LEGEND POWER SYSTEMS | C505 | CURRENT | 2
17191 | ARC SUPPRESSOR - INTERRUPTER. | 12 KV;3 PHASE;630 AMP;SUITABLE FOR FITTING TO ABB UNITISED AIR BREAK SWITCH (STOCK CODE 14099 OR 16647);ORDER IN MULTIPLES OF 3, FROM SUPPLIER;PACK | ABB | ABB FAN PTY LTD | 7291200 | CURRENT | 1
17192 | RELAY,ELECTROMAGNETIC | POWER MIDGET TYPE;2P;240 V AC COIL;30 V DC/110 V AC CONT;10 AMP NOM;2 C/O CONT; PLUG-IN TO RAIL MTD SOCKET;NON-LATCHING AUX;REFER STOCK CODE 07336 FOR BASE; | CNWPL | CNW PL - SLACKS CREEK | IDERH2B-UAC220-240V | CURRENT | 2
17192 | RELAY,ELECTROMAGNETIC | POWER MIDGET TYPE;2P;240 V AC COIL;30 V DC/110 V AC CONT;10 AMP NOM;2 C/O CONT; PLUG-IN TO RAIL MTD SOCKET;NON-LATCHING AUX;REFER STOCK CODE 07336 FOR BASE; | IZUMIDEN |  | IDCRH2B-UAC240 | CURRENT | 2
17192 | RELAY,ELECTROMAGNETIC | POWER MIDGET TYPE;2P;240 V AC COIL;30 V DC/110 V AC CONT;10 AMP NOM;2 C/O CONT; PLUG-IN TO RAIL MTD SOCKET;NON-LATCHING AUX;REFER STOCK CODE 07336 FOR BASE; | CNWPL | CNW PL - SLACKS CREEK | RH2B-UAC220-240 | CURRENT | 1
17196 | POLE,PUBLIC LIGHTING,METAL | Estate Minor Road, 4.5m, Base Plate Mounted, 350 PCD Bolt Spacing, Blue/ Grey, EQTS 05-02-01, Dwg 05-02-12 (scm) | IUPOLE | INTERNATIONAL UTILITY POLES PTY LTD | EX-17196 | CURRENT | 2
17196 | POLE,PUBLIC LIGHTING,METAL | Estate Minor Road, 4.5m, Base Plate Mounted, 350 PCD Bolt Spacing, Blue/ Grey, EQTS 05-02-01, Dwg 05-02-12 (scm) | INGALEPS | INGAL EPS (CONTRACTOR) | GEX17196 | CURRENT | 1
17196 | POLE,PUBLIC LIGHTING,METAL | Estate Minor Road, 4.5m, Base Plate Mounted, 350 PCD Bolt Spacing, Blue/ Grey, EQTS 05-02-01, Dwg 05-02-12 (scm) | GM POLES | GM POLES PTY LTD | EST-04.5-BG | CURRENT | 2
17197 | DIE,COMPRESSION | Hex Crimp, Al, 12T, 21mm A/F, 18mm W, for Al Based Compression Fittings | SPECFORC | SPECIALISED FORCE | 12T-21.0AFAL | CURRENT | 2
17197 | DIE,COMPRESSION | Hex Crimp, Al, 12T, 21mm A/F, 18mm W, for Al Based Compression Fittings | TEN | THE ENERGY NETWORK | K12-21.0-AL | CURRENT | 1
17197 | DIE,COMPRESSION | Hex Crimp, Al, 12T, 21mm A/F, 18mm W, for Al Based Compression Fittings | PLP AUST | PREFORMED LINE PRODUCTS (AUST) | EPCDA210AF | CURRENT | 2
17200 | ANTENNA | Stumpy, 3G/4G, 3dB c/w 2m Lead, FME Connector & Red Heatshrink | INTERCEL | INTERCEL PTY LTD | ANTLTE2F | CURRENT | 1
17200 | ANTENNA | Stumpy, 3G/4G, 3dB c/w 2m Lead, FME Connector & Red Heatshrink | ZCG | ZCG SCALAR CAPALABA QLD | ZCG-EEH-L01FC | CURRENT | 2
17200 | ANTENNA | Stumpy, 3G/4G, 3dB c/w 2m Lead, FME Connector & Red Heatshrink | RFIND | RF INDUSTRIES | CSM700-2M-FME | CURRENT | 2
17201 | BRACKET,MOUNTING | Antenna Mount, Steel, for use with Stumpy Antenna SC17200 | ZCG | ZCG SCALAR CAPALABA QLD | GM6 | CURRENT | 2
17201 | BRACKET,MOUNTING | Antenna Mount, Steel, for use with Stumpy Antenna SC17200 | INTERCEL | INTERCEL PTY LTD | MSCANTBRA | CURRENT | 2
17201 | BRACKET,MOUNTING | Antenna Mount, Steel, for use with Stumpy Antenna SC17200 | RFIND | RF INDUSTRIES | TLM-3 | CURRENT | 1
17204 | CAPACITOR UNIT. | 12.8 KV;542 KVAR;SINGLE PHASE;10.53 NF (+10% - 0%);42.3 AMP CONT @ 50 HZ;50 HZ; NON PCB INPREGNANT;ALL FILM DIELECTRIC; EXT FUSED;2 BUSHINGS PER UNIT; | ABB | ABB FAN PTY LTD | CHD 690 B | PHASING | 1
17205 | JOINT,ELECTRICAL POWER CABLE | 11 KV,TRIFURCATING TRANSITION JOINT, THREE CORE;FOR 185 OR 300 SQ MM COPPER PAPER-INSULATED,SCREENED LEAD-SHEATHED CABLE;PLYPVC OR PLYHDPE TO SINGLE-CORE | RAYCHEM | RAYCHEM (AUSTRALIA) PTY LTD | AUST-SQB-59 | PURCHASE AS REQUIRED | 1
17206 | JOINT,ELECTRICAL POWER CABLE | 11 KV;TRIFURCATING XLPE JOINT;THREE CORE TO SINGLE CORE,XLPE-INSULATED POWER CABLES SCREENED; | RAYCHEM | RAYCHEM (AUSTRALIA) PTY LTD | EPKJ-17C-1XU-3XU | PURCHASE AS REQUIRED | 1
17230 | DISCONNECTOR,HIGH VOLTAGE | 36kV, 2500A, 25kA/3Sec, 3Ph, Rotary Double Break, Steel Structure c/w Insulators, No Aux Contacts, Al Term Palm No. 9, AS2395 | PLP AUST | PREFORMED LINE PRODUCTS (AUST) | A-A7324-01 | PHASING | 1
17231 | OUTREACH ARM | Estate Minor Road, 0.5m Double, 0 Deg Upcast, Galv Steel, Green, EQTS 05-02-01 (scm) | IUPOLE | INTERNATIONAL UTILITY POLES PTY LTD | EX-17231 | CURRENT | 2
17231 | OUTREACH ARM | Estate Minor Road, 0.5m Double, 0 Deg Upcast, Galv Steel, Green, EQTS 05-02-01 (scm) | INGALEPS | INGAL EPS (CONTRACTOR) | GEX17231 | CURRENT | 1
17231 | OUTREACH ARM | Estate Minor Road, 0.5m Double, 0 Deg Upcast, Galv Steel, Green, EQTS 05-02-01 (scm) | GM POLES | GM POLES PTY LTD | SL-AVE-D-GR | CURRENT | 2
17240 | LABEL | VINYL,YELLOW BACKGROUND;NOTICE;THIS PILLAR IS FITTED WITH STARTER CONDUITS IN SHARED TRENCH WITH COMMUNICATION CARRIERS;BLACK PRINT;ADHESIVE BACKED; | ARTCRAFT | ARTCRAFT PTY LTD | SE02095-Q | CURRENT | 1
17240 | LABEL | VINYL,YELLOW BACKGROUND;NOTICE;THIS PILLAR IS FITTED WITH STARTER CONDUITS IN SHARED TRENCH WITH COMMUNICATION CARRIERS;BLACK PRINT;ADHESIVE BACKED; | CUTLER | CUTLER BRANDS PTY LTD | ENERGE-17240 | CURRENT | 2
17242 | STRIP,ELECTRICAL POWER CABLE PROTECTION | FLAT RECT;25 M LG,150 MM W,5 MM THK; BLACK/ORANGE POLYMERIC MATERIAL;IMPACT RESISTANT,MARKED 'DANGER ELECTRIC CABLE BELOW';25 M ROLL;AS DWG 94102; | TRI UGRD | TRI UNDERGROUND AUSTRALIA PTY LTD | TUFF150RAS | CURRENT | 1
17242 | STRIP,ELECTRICAL POWER CABLE PROTECTION | FLAT RECT;25 M LG,150 MM W,5 MM THK; BLACK/ORANGE POLYMERIC MATERIAL;IMPACT RESISTANT,MARKED 'DANGER ELECTRIC CABLE BELOW';25 M ROLL;AS DWG 94102; | HAYMANS | HAYMANS ELECTRICAL | CONCC15025 | CURRENT | 2
17242 | STRIP,ELECTRICAL POWER CABLE PROTECTION | FLAT RECT;25 M LG,150 MM W,5 MM THK; BLACK/ORANGE POLYMERIC MATERIAL;IMPACT RESISTANT,MARKED 'DANGER ELECTRIC CABLE BELOW';25 M ROLL;AS DWG 94102; | TAPEX |  | CPCE150 - 17242 | CURRENT | 2
17242 | STRIP,ELECTRICAL POWER CABLE PROTECTION | FLAT RECT;25 M LG,150 MM W,5 MM THK; BLACK/ORANGE POLYMERIC MATERIAL;IMPACT RESISTANT,MARKED 'DANGER ELECTRIC CABLE BELOW';25 M ROLL;AS DWG 94102; | VINIDEX |  | 98615 | CURRENT | 2
17243 | INSULATION SLEEVING,ELEC,SPEC | STRAIGHT,STEEPED;HV NON HEAT SHRINK; FOR 35 SQ MM CABLE;COPPER/ALUMINIUM TERMINATION TO ANDELEC RMU'S;KIT OF 3; REFER UJ MAN 2/902; | TECONN | TE CONNECTIVITY LTD | AUST-SQB7 | CURRENT | 1
17244 | REACTOR | AF BLOCKING;7.73 MH;80 AMP;50 HZ;12 KV; 1 PHASE;3 KA FOR 1 SEC;PEDESTAL POST INSULATOR MTG;AIR INSULATED;OUTDOOR; AS1028-1970; | TRANSMAN |  | AF BLOCKING;7.73 MH; | PURCHASE AS REQUIRED | 1
17245 | WOOD,PRESERVATIVE | DISODIUM OCTABORATE IMPEL RODS;8 MM X 30 MM LG NOM;FOR TIMBER PRESERVATION OF 10 MM POLE INSPECTION CORE SAMPLE DRILLED HOLES;BOX OF 1000,6 BOXES PER CARTON, | PRESCHEM |  | NR 08B | CURRENT | 1
17247 | CLAMP,TERMINAL,ELECTRICAL CONNECTOR | INSULATION PIERCING;MAIN 6-35 SQ MM INSULATED AL/CU;TAP 4-35 SQ MM BARE;10 SQ MM NOM,200 MM LG;INSULATED COPPER TAIL HOUSE SIDE WITH 15 MM EXPOSED | SICAME | SICAME AUSTRALIA PTY LTD | HSC435/TAE | CURRENT | 1
17247 | CLAMP,TERMINAL,ELECTRICAL CONNECTOR | INSULATION PIERCING;MAIN 6-35 SQ MM INSULATED AL/CU;TAP 4-35 SQ MM BARE;10 SQ MM NOM,200 MM LG;INSULATED COPPER TAIL HOUSE SIDE WITH 15 MM EXPOSED | SICAME | SICAME AUSTRALIA PTY LTD | HSC435/T | CURRENT | 1
17251 | RELAY,ELECTROMAGNETIC | 110 V AC;30 V DC/110 V AC CONT;10 AMP NOM;2 C/O CONT;BI-STABLE LATCHING OPERATION;PLUG-IN TO RAIL/PANEL MOUNT SOCKET STOCK CODE 16593;PACK OF 1; | HAYMANS | HAYMANS ELECTRICAL | IDCRR2KP-UAC110 | CURRENT | 1
17254 | TERMINAL,LUG | EYE TYPE,BI-METAL,CRIMP CONNECTION; FOR 70 SQ MM HVABC CABLE;PACK OF 1, PACK WEIGHT 0.1 KG; | TYCO | TYCO | BG70M12/1 | CURRENT | 1
17254 | TERMINAL,LUG | EYE TYPE,BI-METAL,CRIMP CONNECTION; FOR 70 SQ MM HVABC CABLE;PACK OF 1, PACK WEIGHT 0.1 KG; | UTILUX |  | BG70M12/1 | CURRENT | 5
17255 | CLAMP,HOSE | WORM DRIVE TYPE;ALL STAINLESS STEEL; 68 MM TO 85 MM DIA;HEX DRIVE;SPARE CLAMP FOR KIT STOCK CODE 16995;BOX OF 10; | REXEL | REXEL PTY LTD | UTIH043X/10 | PHASING | 1
17255 | CLAMP,HOSE | WORM DRIVE TYPE;ALL STAINLESS STEEL; 68 MM TO 85 MM DIA;HEX DRIVE;SPARE CLAMP FOR KIT STOCK CODE 16995;BOX OF 10; | UTILUX |  | UTIH4043X/10 | PHASING | 2
17255 | CLAMP,HOSE | WORM DRIVE TYPE;ALL STAINLESS STEEL; 68 MM TO 85 MM DIA;HEX DRIVE;SPARE CLAMP FOR KIT STOCK CODE 16995;BOX OF 10; | UTILUX |  | H4043X/10 | PHASING | 2
17255 | CLAMP,HOSE | WORM DRIVE TYPE;ALL STAINLESS STEEL; 68 MM TO 85 MM DIA;HEX DRIVE;SPARE CLAMP FOR KIT STOCK CODE 16995;BOX OF 10; | TRIDON |  | TTM-350P | PHASING | 2
17256 | SLEEVE,COMPRESSION | FULL TENSION COMPRESSION;COPPER TUBE; COPPER COND;19/.101 TO 19/.104 OR 19/2.75;TO BE MARKED AS PER AS1154-1;U/W HEX COMPRESSION DIE 38-193 CU,STOCK CODE | CABAC | CABAC (MANUFACTURER) | PT95 | CURRENT | 1
17256 | SLEEVE,COMPRESSION | FULL TENSION COMPRESSION;COPPER TUBE; COPPER COND;19/.101 TO 19/.104 OR 19/2.75;TO BE MARKED AS PER AS1154-1;U/W HEX COMPRESSION DIE 38-193 CU,STOCK CODE | TYCO | TYCO | TJCS1SP/1 | CURRENT | 2
17256 | SLEEVE,COMPRESSION | FULL TENSION COMPRESSION;COPPER TUBE; COPPER COND;19/.101 TO 19/.104 OR 19/2.75;TO BE MARKED AS PER AS1154-1;U/W HEX COMPRESSION DIE 38-193 CU,STOCK CODE | UTILUX |  | TJCS1SP/1 | CURRENT | 5
17257 | SLEEVE,COMPRESSION | FULL TENSION COMPRESSION;COPPER TUBE; COPPER COND;19/.104 OR 19/2.75 TO 19/.104 OR 19/2.75;TO BE MARKED AS PER AS1154.1;U/W HEX COMPRESSION DIE 38-193 | ACCULEC | ACCULEC PTY LTD - E18524 | PT95 | CURRENT | 1
17257 | SLEEVE,COMPRESSION | FULL TENSION COMPRESSION;COPPER TUBE; COPPER COND;19/.104 OR 19/2.75 TO 19/.104 OR 19/2.75;TO BE MARKED AS PER AS1154.1;U/W HEX COMPRESSION DIE 38-193 | TYCO | TYCO | TJCS1SP1/1 | CURRENT | 2
17257 | SLEEVE,COMPRESSION | FULL TENSION COMPRESSION;COPPER TUBE; COPPER COND;19/.104 OR 19/2.75 TO 19/.104 OR 19/2.75;TO BE MARKED AS PER AS1154.1;U/W HEX COMPRESSION DIE 38-193 | UTILUX |  | TJCS1SP1/1 | CURRENT | 5
17258 | PANEL TERMINAL,STREET LIGHTING | FOR MAJOR ROAD SLIP BASE POLE;150 MM X 70 MM PANEL SIZE;C/W APPROVED TERMINAL BLOCK & DRIP SHIELD;PACK OF 10,PACK WEIGHT1.0 KG; | MMELEC | MM ELECTRICAL MERCHANDISING | I3SLPSB-ROK | CURRENT | 2
17258 | PANEL TERMINAL,STREET LIGHTING | FOR MAJOR ROAD SLIP BASE POLE;150 MM X 70 MM PANEL SIZE;C/W APPROVED TERMINAL BLOCK & DRIP SHIELD;PACK OF 10,PACK WEIGHT1.0 KG; | FLOWLINE | FLOWLINE INDUSTRIES PTY LTD | ESQ072 | CURRENT | 1
17262 | TAPE,INSULATION,ELECTRICAL | PRESSURE SENSITIVE,GP S43;VINYL,BLACK; 100 MM W;15 M LG;CORROSION PROTECTION; THREE PLY PLASTIC TAPE WITH BONDING WHEN OVERLAPPING;15 M ROLL,BOX OF 12, | BLKWOODS | J BLACKWOOD & SON LTD | B-00016241 | CURRENT | 1
17262 | TAPE,INSULATION,ELECTRICAL | PRESSURE SENSITIVE,GP S43;VINYL,BLACK; 100 MM W;15 M LG;CORROSION PROTECTION; THREE PLY PLASTIC TAPE WITH BONDING WHEN OVERLAPPING;15 M ROLL,BOX OF 12, | PETRO | PETRO COATING SYSTEMS | PK942-100V | CURRENT | 2
17262 | TAPE,INSULATION,ELECTRICAL | PRESSURE SENSITIVE,GP S43;VINYL,BLACK; 100 MM W;15 M LG;CORROSION PROTECTION; THREE PLY PLASTIC TAPE WITH BONDING WHEN OVERLAPPING;15 M ROLL,BOX OF 12, | BLKWOODS | J BLACKWOOD & SON LTD | B-00016245 | CURRENT | 2
17262 | TAPE,INSULATION,ELECTRICAL | PRESSURE SENSITIVE,GP S43;VINYL,BLACK; 100 MM W;15 M LG;CORROSION PROTECTION; THREE PLY PLASTIC TAPE WITH BONDING WHEN OVERLAPPING;15 M ROLL,BOX OF 12, | PETRO | PETRO COATING SYSTEMS | 942-30-100 | CURRENT | 2
17265 | COVER,ELECTRICAL EQUIPMENT | COVER BUSBAR,THREE PHASE SET;FOR REYROLLE LMVP 11 KV BUSBAR;C/W EPOXY COMPOUND; | REYROLLE |  |  | PURCHASE AS REQUIRED | 1
17270 | INSULATION HOOD | POLYPROPYLENE;BLUE/GREY;152 MM LG,130 MM DIA;WRAPAROUND CONSTRUCTION,C/W 4 SNAP- LOCK FIXINGS;TRACK & UV RESISTANT;PACK WILDLIFE PROTECTOR | TYCO | TYCO | BCAC-P-IC-5D/6(B6) | CURRENT | 2
17270 | INSULATION HOOD | POLYPROPYLENE;BLUE/GREY;152 MM LG,130 MM DIA;WRAPAROUND CONSTRUCTION,C/W 4 SNAP- LOCK FIXINGS;TRACK & UV RESISTANT;PACK WILDLIFE PROTECTOR | BRITECH | BRI-TECH PTY LTD | GS560-B | CURRENT | 2
17270 | INSULATION HOOD | POLYPROPYLENE;BLUE/GREY;152 MM LG,130 MM DIA;WRAPAROUND CONSTRUCTION,C/W 4 SNAP- LOCK FIXINGS;TRACK & UV RESISTANT;PACK WILDLIFE PROTECTOR | TECONN | TE CONNECTIVITY LTD | BCAC-P-IC-5D/6(B6) | CURRENT | 1
17271 | TAPE,INSULATION,ELECTRICAL | SEALING;EPDM PLUS BUTY RUBBER;60 MM W; 5.5 M LG;2 MM THK;UV RESISTANT; | PENTA | PENTA AUST (TMAC THEW & MCCANN/HYLEC) | PA21139 | CURRENT | 1
17271 | TAPE,INSULATION,ELECTRICAL | SEALING;EPDM PLUS BUTY RUBBER;60 MM W; 5.5 M LG;2 MM THK;UV RESISTANT; | HYLEC | HYLEC PTY LTD | RULLE 2 TAPE | CURRENT | 2
17272 | INSULATION SLEEVING,ELEC,SPEC | Split Sleeve, Grey EPDM, 10mm ID, 2 x 15m Coils per Box | TYCO | TYCO | MVCC-G-10/.40(S30)-001 | CURRENT | 1
17272 | INSULATION SLEEVING,ELEC,SPEC | Split Sleeve, Grey EPDM, 10mm ID, 2 x 15m Coils per Box | QLDRUBB |  | QR GREY 10 MM ID | CURRENT | 2
17273 | INSULATION SLEEVING,ELEC,SPEC | Split Sleeve, Grey EPDM, 20mm ID, 1 x 15m Coil per Box | TYCO | TYCO | CN3822-000 | CURRENT | 2
17273 | INSULATION SLEEVING,ELEC,SPEC | Split Sleeve, Grey EPDM, 20mm ID, 1 x 15m Coil per Box | QLDRUBB |  | ELELC15B | CURRENT | 2
17273 | INSULATION SLEEVING,ELEC,SPEC | Split Sleeve, Grey EPDM, 20mm ID, 1 x 15m Coil per Box | TYCO | TYCO | MVCC-G-19/.75(S15)-001 | CURRENT | 1
17275 | TRANSFORMER,DISTRIBUTION | 11 KV;49 KVA;3 PHASE;POLE BOLT MTG;BSH HV 90 LV BSH;R-TEMP FLUID INSULATED; ;ONAN;TTN 11;11 KV/433-250 V,PAINTED 3CR12 TANK;WEIGHT 520 KG; | WILSON | WILSON TRANSFORMER CO. PTY LTD | 49 KVA | STRATEGIC SPARE | 1
17279 | EARTHING EQUIPMENT | PORTABLE;OUTDOOR;SUBSTN;11 KV-33 KV; 3 PHASE;TO COMMON EARTH TAIL;C/W BAYONET STYLE PHASE CLAMP-10-85 MM RANGE;" T " BAR STYLE EARTH CLAMP;2-30 MM RANGE;CU | PENTA | PENTA AUST (TMAC THEW & MCCANN/HYLEC) | PA11381 | CURRENT | 1
17279 | EARTHING EQUIPMENT | PORTABLE;OUTDOOR;SUBSTN;11 KV-33 KV; 3 PHASE;TO COMMON EARTH TAIL;C/W BAYONET STYLE PHASE CLAMP-10-85 MM RANGE;" T " BAR STYLE EARTH CLAMP;2-30 MM RANGE;CU | THEWMCAN | TMAC THEW & MCCANN GROUP | 17279 | CURRENT | 2
17279 | EARTHING EQUIPMENT | PORTABLE;OUTDOOR;SUBSTN;11 KV-33 KV; 3 PHASE;TO COMMON EARTH TAIL;C/W BAYONET STYLE PHASE CLAMP-10-85 MM RANGE;" T " BAR STYLE EARTH CLAMP;2-30 MM RANGE;CU | HAYMANS | HAYMANS ELECTRICAL | T&MGR0J3C6.0C02TB | CURRENT | 2
17279 | EARTHING EQUIPMENT | PORTABLE;OUTDOOR;SUBSTN;11 KV-33 KV; 3 PHASE;TO COMMON EARTH TAIL;C/W BAYONET STYLE PHASE CLAMP-10-85 MM RANGE;" T " BAR STYLE EARTH CLAMP;2-30 MM RANGE;CU | THEWMCAN | TMAC THEW & MCCANN GROUP | GR0J3C6.0C02TBZ. | CURRENT | 2
17281 | BAG,PLASTIC | DISPOSAL BAG;100 UM THK; 700 MM LG,460 MM W;PRINTED ON BAG CONTAMINATED WASTE;PACK OF 200, PACK WEIGHT 10 KG; | ABSORBEN | ABSORB ENVIROMENTAL SOLUTIONS | BAT | CURRENT | 1
17282 | DRAIN,COVER | YELLOW PVC MAT;107 CM W X 107 CM LG X 1 CM THK;COVERS DRAIN TO BLOCK HAZARDOUS SPILLS; ADHERES TO SURFACES AROUND DRAINS;OVERLAP TO SEAL LARGER | ALLENS | ALLENS INDUSTRIAL PRODUCTS PTY LTD | 853693 | CURRENT | 1
17283 | ABSORBENT MATERIAL,SPILL CLEANUP | SPILL CLEANUP ABSORB BIO-ACTIVE ORGANIC BOOM;3 M X 75 MM;FOR OIL SPILLS;PACK OF 4,PACK WEIGHT 5 KG; | ALLENS | ALLENS INDUSTRIAL PRODUCTS PTY LTD | ES-SOAU-75-3 | CURRENT | 2
17283 | ABSORBENT MATERIAL,SPILL CLEANUP | SPILL CLEANUP ABSORB BIO-ACTIVE ORGANIC BOOM;3 M X 75 MM;FOR OIL SPILLS;PACK OF 4,PACK WEIGHT 5 KG; | ABSORBEN | ABSORB ENVIROMENTAL SOLUTIONS | AES 300 | CURRENT | 1
17285 | ABSORBENT MATERIAL,SPILL CLEANUP | SPILL CLEANUP ABSORBENT PAD ORGANIC; 470 MM X 470 MM X 200 GSM;FOR OIL SPILLS TYPE;PACK OF 200,PACK WEIGHT 5 KG; | ABSORBEN | ABSORB ENVIROMENTAL SOLUTIONS | PAD 125 | CURRENT | 1
17286 | ABSORBENT MATERIAL,SPILL CLEANUP | SPILL CLEANUP PREMIUM ORGANIC ABSORBENT; ;FOR OIL SPILLS;10 KG BAG; | ABSORBEN | ABSORB ENVIROMENTAL SOLUTIONS | AES PFS | CURRENT | 1
17286 | ABSORBENT MATERIAL,SPILL CLEANUP | SPILL CLEANUP PREMIUM ORGANIC ABSORBENT; ;FOR OIL SPILLS;10 KG BAG; | ENGUARD |  | 100-060 | CURRENT | 2
17291 | TAPE,BARRICADE | Red & White, 76mm W x 0.05 Thk, Printed DANGER DO NOT ENTER, 100m Roll, use in Oil Spill Kits, Carton of 36 | IDENMARK | IDENTIMARK SOLUTIONS - 310679 | S2096-100 | CURRENT | 1
17291 | TAPE,BARRICADE | Red & White, 76mm W x 0.05 Thk, Printed DANGER DO NOT ENTER, 100m Roll, use in Oil Spill Kits, Carton of 36 | ARTCRAFT | ARTCRAFT PTY LTD | ENERGE-17291 | CURRENT | 2
17291 | TAPE,BARRICADE | Red & White, 76mm W x 0.05 Thk, Printed DANGER DO NOT ENTER, 100m Roll, use in Oil Spill Kits, Carton of 36 | RMS | RELAY MONITORING SYSTEMS PL | 17291 | CURRENT | 2
17293 | RELAY,INVERSE: | PLUG-IN SWITCH, 40 AMP | LANDISGY | LANDIS GYR (AUST) PTY LTD | P100011520 | CURRENT | 1
17293 | RELAY,INVERSE: | PLUG-IN SWITCH, 40 AMP | LANDISGY | LANDIS GYR (AUST) PTY LTD | 316.071.00000 17293 | CURRENT | 2
17293 | RELAY,INVERSE: | PLUG-IN SWITCH, 40 AMP | ENERMET | ENERMET | R316071-00000 | CURRENT | 2
17314 | SEALING COMPOUND | MULTI PURPOSE;POLYMER;SOLID STICK; REPAIR STICK USED FOR OIL SEALING LEAKS, REPAIRS METAL SURFACES;110 G,PACK OF 12; HAND-KNEADABLE,NON-RUSTING, | BLKWOOD | J BLACKWOOD & SON LTD | 816918 | CURRENT | 1
17314 | SEALING COMPOUND | MULTI PURPOSE;POLYMER;SOLID STICK; REPAIR STICK USED FOR OIL SEALING LEAKS, REPAIRS METAL SURFACES;110 G,PACK OF 12; HAND-KNEADABLE,NON-RUSTING, | BLKWOODS | J BLACKWOOD & SON LTD | 00816918/9300697109491 | CURRENT | 2
17314 | SEALING COMPOUND | MULTI PURPOSE;POLYMER;SOLID STICK; REPAIR STICK USED FOR OIL SEALING LEAKS, REPAIRS METAL SURFACES;110 G,PACK OF 12; HAND-KNEADABLE,NON-RUSTING, | SELLEYS |  | SK1110 | CURRENT | 2
17315 | SEALING COMPOUND | STEEL;GREY;SOLID FORM;FOR TEMPORARY REPAIR OF FUEL OIL LEAKS,TRANSMISSIONS, OIL FILLED TRANSFORMERS ETC;STOPS LEAKS WITHOUT DRAINING;WILL SEAL AGAINST WATER | ATOMSUPP | ATOM SUPPLY | 90300014 | CURRENT | 1
17315 | SEALING COMPOUND | STEEL;GREY;SOLID FORM;FOR TEMPORARY REPAIR OF FUEL OIL LEAKS,TRANSMISSIONS, OIL FILLED TRANSFORMERS ETC;STOPS LEAKS WITHOUT DRAINING;WILL SEAL AGAINST WATER | STATEWD | STATEWIDE FSTNERS & ENG SPLS PL | LOS | CURRENT | 2
17317 | SLEEVE,COMPRESSION | FT, HDBC, 7/0.104" (Imp), Hex Die 10.4mm A/F, Cu, Utilux p/n TGCS2, for use on this cable only (P50) (scm) | TYCO | TYCO | TGCS2/1 | CURRENT | 5
17319 | LABEL | Link Pillar Sticker, "LP", Self Adhesive Vinyl & 3M Scotchcal, 150 x 50mm, 30mm Black Text on Yellow Reflective B/Ground, Pack of 100 | ARTCRAFT | ARTCRAFT PTY LTD | 17319 | CURRENT | 1
17319 | LABEL | Link Pillar Sticker, "LP", Self Adhesive Vinyl & 3M Scotchcal, 150 x 50mm, 30mm Black Text on Yellow Reflective B/Ground, Pack of 100 | CUTLER | CUTLER BRANDS PTY LTD | ENERGE-17319 | CURRENT | 2
17320 | SIGN | (LOGO)ENERGEX-SUBSTATION-(IDENTIFICATION BLANK); ALUMINIUM; 900x600x2 MM; BLACK BACKGROUND; WHITE LETTERS, COLOUR LOGO; FOR ZONE SUBSTATIONS;SUBSTATION | ARTCRAFT | ARTCRAFT PTY LTD | SE05502-Q | CURRENT | 1
17321 | ROD,EARTH | 1800 x 13mm Dia, Cu Bonded Steel, Extendable, may be either Hand or Machine Driven, Bundle of 10 | ACCULEC | ACCULEC PTY LTD - E18524 | CER1318S | CURRENT | 2
17321 | ROD,EARTH | 1800 x 13mm Dia, Cu Bonded Steel, Extendable, may be either Hand or Machine Driven, Bundle of 10 | FULTON | FULTON INDUSTRIES PL | 08-CPR1318 | CURRENT | 2
17321 | ROD,EARTH | 1800 x 13mm Dia, Cu Bonded Steel, Extendable, may be either Hand or Machine Driven, Bundle of 10 | PLP AUST | PREFORMED LINE PRODUCTS (AUST) | CBE-127-1800 | CURRENT | 2
17321 | ROD,EARTH | 1800 x 13mm Dia, Cu Bonded Steel, Extendable, may be either Hand or Machine Driven, Bundle of 10 | ERICO | NVENT ERICO PRODUCTS AUSTRALIA P/L | 611360 | CURRENT | 1
17322 | BENTONITE | CALCIUM;GRANULAR;50/50 MIXTURE WITH GYPSUM;20 KG BAG,50 BAG PER PALLET; NATURAL OCCURING CLAY,TO CREATE & SEAL A SLURRY WHEN MIXED W/WATER, | ERICO | NVENT ERICO PRODUCTS AUSTRALIA P/L | TOPEARTH | CURRENT | 1
17322 | BENTONITE | CALCIUM;GRANULAR;50/50 MIXTURE WITH GYPSUM;20 KG BAG,50 BAG PER PALLET; NATURAL OCCURING CLAY,TO CREATE & SEAL A SLURRY WHEN MIXED W/WATER, | PLP AUST | PREFORMED LINE PRODUCTS (AUST) | D-EARTH505 | CURRENT | 1
17322 | BENTONITE | CALCIUM;GRANULAR;50/50 MIXTURE WITH GYPSUM;20 KG BAG,50 BAG PER PALLET; NATURAL OCCURING CLAY,TO CREATE & SEAL A SLURRY WHEN MIXED W/WATER, | TYCO | TYCO | EARTH5050 | CURRENT | 2
17322 | BENTONITE | CALCIUM;GRANULAR;50/50 MIXTURE WITH GYPSUM;20 KG BAG,50 BAG PER PALLET; NATURAL OCCURING CLAY,TO CREATE & SEAL A SLURRY WHEN MIXED W/WATER, | PLP AUST | PREFORMED LINE PRODUCTS (AUST) | EARTH5050 | CURRENT | 2
17322 | BENTONITE | CALCIUM;GRANULAR;50/50 MIXTURE WITH GYPSUM;20 KG BAG,50 BAG PER PALLET; NATURAL OCCURING CLAY,TO CREATE & SEAL A SLURRY WHEN MIXED W/WATER, | DULMISON | DULMISON (AUST) PTY LTD | EARTH5050 | CURRENT | 5
17328 | LABEL | SCREEN PRINTED ON 3M PRESSURE SENSITIVE CLEAR VINYL (CONTROLTAC);LEGEND-ENERGEX LOGO & NAME;WHITE PRINT;SELF ADHESIVE; 155 MM LG 7O MM W;LOGO BLUE & GREEN | ARTCRAFT | ARTCRAFT PTY LTD | 17328 | CURRENT | 1
17328 | LABEL | SCREEN PRINTED ON 3M PRESSURE SENSITIVE CLEAR VINYL (CONTROLTAC);LEGEND-ENERGEX LOGO & NAME;WHITE PRINT;SELF ADHESIVE; 155 MM LG 7O MM W;LOGO BLUE & GREEN | CUTLER | CUTLER BRANDS PTY LTD | ENERGE-17328 | CURRENT | 2
17329 | LABEL | SCREEN PRINTED ON 3M PRESSURE SENSITIVE CLEAR VINYL (CONTROLTAC);LEGEND-ENERGEX LOGO & NAME;BLACK PRINT;SELF ADHESIVE; 155 MM LG,7O MM W;LOGO BLUE & GREEN | ARTCRAFT | ARTCRAFT PTY LTD | SE06495-Q | PHASING | 2
17329 | LABEL | SCREEN PRINTED ON 3M PRESSURE SENSITIVE CLEAR VINYL (CONTROLTAC);LEGEND-ENERGEX LOGO & NAME;BLACK PRINT;SELF ADHESIVE; 155 MM LG,7O MM W;LOGO BLUE & GREEN | CUTLER | CUTLER BRANDS PTY LTD | ENERGE-17329 | PHASING | 1
17330 | SIGN | (ENERGEX LOGO) LEGEND - AUTHORISED CONTRACTOR WORKING WITH ENERGEX; MAGNETIC RUBBER;SCREEN PRINTED, BACKGROUND DARK BLUE (PMS289),LOGO | ARTCRAFT | ARTCRAFT PTY LTD | SE-056-99 | PURCHASE AS REQUIRED | 2
17330 | SIGN | (ENERGEX LOGO) LEGEND - AUTHORISED CONTRACTOR WORKING WITH ENERGEX; MAGNETIC RUBBER;SCREEN PRINTED, BACKGROUND DARK BLUE (PMS289),LOGO | COLOURCR |  | 102568 | PURCHASE AS REQUIRED | 1
17332 | CABLE,POWER,ELECTRICAL | 33 KV;400 SQ MM;COPPER CONDUCTOR; SINGLE CORE;(XLPELYHDPE);AS1206; ITEM ENTERED AT 0 DOLLAR VALUE;$45.00 (EST) PER METRE;ITEM HELD AT BILSEN RD; | OLEX | OLEX AUSTRALIA PTY LTD | XNQP28RP001CXAA | STRATEGIC SPARE | 1
17333 | CABLE,POWER,ELECTRICAL | 33 KV;630 SQ MM;COPPER CONDUCTOR;SINGLE CORE;XLPELYHDPE;AS1206;DRUM SIZE SHALL NOT EXCEED 2400 DIA,1250 W OR 5.0 TONNES W/O ENERGEX ACCEPTANCE,108 MM SPINDLE | OLEX | OLEX AUSTRALIA PTY LTD | XNQP32RP001CXAA | PURCHASE AS REQUIRED | 1
17334 | CABLE,POWER,ELECTRICAL | 33 KV;800 SQ MM;COPPER CONDUCTOR;SINGLE CORE;XLPELYHDPE;AS1206;DRUM SIZE SHALL NOT EXCEED 2400 DIA,1250 W OR 5.0 TONNES W/O ENERGEX ACCEPTANCE,108 MM SPINDLE | OLEX | OLEX AUSTRALIA PTY LTD | XNQP33RP001CXAA | PURCHASE AS REQUIRED | 1
17335 | CABLE,COVER | RUBBER INSERT;FOR USE WITH HELICAL SERVCE FITTINGS;TO SUIT DOUBLE INSULATION;NS CABLE,16 SQ MM,7/1.70 MM 3 & 4 COND/7/1.70 MM 2 COND;PACK OF 10, | TYCO | TYCO | 17335 | CURRENT | 1
17335 | CABLE,COVER | RUBBER INSERT;FOR USE WITH HELICAL SERVCE FITTINGS;TO SUIT DOUBLE INSULATION;NS CABLE,16 SQ MM,7/1.70 MM 3 & 4 COND/7/1.70 MM 2 COND;PACK OF 10, | PLP AUST | PREFORMED LINE PRODUCTS (AUST) | NS-D14-20 | CURRENT | 2
17335 | CABLE,COVER | RUBBER INSERT;FOR USE WITH HELICAL SERVCE FITTINGS;TO SUIT DOUBLE INSULATION;NS CABLE,16 SQ MM,7/1.70 MM 3 & 4 COND/7/1.70 MM 2 COND;PACK OF 10, | DULMISON | DULMISON (AUST) PTY LTD | 20013 | CURRENT | 2
17336 | CABLE,COVER | RUBBER INSERT;FOR USE WITH HELICAL SERVICE FITTINGS;TO SUIT DOUBLE INSULATED,P.W.C.;16 SQ MM,7/1.70 MM 2 COND;PACK OF 10;U/W STOCK CODE 06459; | TYCO | TYCO | 17336 | CURRENT | 1
17336 | CABLE,COVER | RUBBER INSERT;FOR USE WITH HELICAL SERVICE FITTINGS;TO SUIT DOUBLE INSULATED,P.W.C.;16 SQ MM,7/1.70 MM 2 COND;PACK OF 10;U/W STOCK CODE 06459; | PLP AUST | PREFORMED LINE PRODUCTS (AUST) | NS-D14-140 | CURRENT | 1
17337 | LINK,BRIDGING | E-Link, Electrical Bridging, for Star Connection of Current Terminals, for Meter Test Block | EUGAQUIP |  | TB071BL | CURRENT | 1
17338 | CONVERTER,FREQUENCY,STATIC | SIGNAL GENERATION EQUIPMENT;30 KVA, SFU-I/103;C/W 2 OUTPUTS INCLUDING AMMETERS & ISOLATOR SWITCHES; | ENERMET | ENERMET | 170 001-10003 | PHASING | 1
17339 | CONVERTER,FREQUENCY,STATIC | SIGNAL GENERATION EQUIPMENT;60 KVA, SFU-I/203;C/W 2 OUTPUTS INCLUDING 6 AMMETERS & ISOLATOR SWITCHES; | ENERMET | ENERMET | 170 001-10003 | PHASING | 1
17349 | LABEL | Service Pillar Sticker, Blank, Self Adhesive 3M Scotchlite, 50 x 190mm, Reflective Sheeting Series 3930, Pack of 100 | ARTCRAFT | ARTCRAFT PTY LTD | 17349 | CURRENT | 1
17349 | LABEL | Service Pillar Sticker, Blank, Self Adhesive 3M Scotchlite, 50 x 190mm, Reflective Sheeting Series 3930, Pack of 100 | CUTLER | CUTLER BRANDS PTY LTD | ENERGE-17349 | CURRENT | 2
17349 | LABEL | Service Pillar Sticker, Blank, Self Adhesive 3M Scotchlite, 50 x 190mm, Reflective Sheeting Series 3930, Pack of 100 | ES | QUALITY ENGRAVING SERVICES PTY LTD | 17349 | CURRENT | 2
17352 | METERING COMMUNICATIONS UNIT | COMMUNICATIONS SYSTEM;FOR REMOTE READING OF VARIOUS TYPES OF ELECTRICITY METERS; C/W CELLULAR TELEPHONE TRANSCEIVER, INLINE POWER,DATA CABLE WITH DB9 | OZDATA | OZ DATA | OZAMR09 | STRATEGIC SPARE | 2
17352 | METERING COMMUNICATIONS UNIT | COMMUNICATIONS SYSTEM;FOR REMOTE READING OF VARIOUS TYPES OF ELECTRICITY METERS; C/W CELLULAR TELEPHONE TRANSCEIVER, INLINE POWER,DATA CABLE WITH DB9 | INTERCEL | INTERCEL PTY LTD | ASSSAM10EEGX | STRATEGIC SPARE | 1
17366 | RESISTOR,ADJUSTABLE | 20 OHMS;20 W;FOR USE WITH INTERPOSING CT STOCK CODE 17365 IN THERMAL IMAGING CIRCUIT OF WTI STOCK CODE 16339; | CYNEBAR | CYNEBAR TRUSTEE FOR NYDAL TRADING TRUST | 8DGAD3 20OHMS | CURRENT | 1
17366 | RESISTOR,ADJUSTABLE | 20 OHMS;20 W;FOR USE WITH INTERPOSING CT STOCK CODE 17365 IN THERMAL IMAGING CIRCUIT OF WTI STOCK CODE 16339; | IRH |  |  | CURRENT | 1
17367 | CABLE,FIBRE OPTIC | DUPLEX;POLYMER;FOR USE WITH RS485 INTERFACE & SICAM CONTROLLERS;500 METRES PER ROLL;REFER STOCK CODE 17368 FOR DUPLEX CONNECTOR & STOCK CODE 17369 | DIGILIN |  | PGU-CD1002-22E | CURRENT | 1
17368 | CONNECTOR | FIBRE OPTIC;DUPLEX;FOR USE WITH DUPLEX POLYMER FIBRE OPTIC CABLE STOCK CODE 17367 & POLISHING KIT STOCK CODE 17369, 2 POLISHING KITS PER 25 CONNECTORS REQD; | DIGILIN |  | 4506 | CURRENT | 1
17369 | PLATE,POLISHING,FIBRE OPTICS | FIBRE OPTIC CABLE/CONNECTOR POLISHING; PACK C/W 1 SHEET OF EMERY PAPER,1 X PINK PLASTIC SHEET AND 1 PLASTIC LUG;2 KITS REQUIRED PER 25 CONNECTORS,FOR FIBRE | DIGILIN |  | 4593 | CURRENT | 1
17370 | LABEL | Vinyl Yellow Backround, Legend-Energex & Logo,THE BREAKING OF SEALS IS AN OFFENCE Black Print, Self-Adhesive, 135mm Lg, 30mm W, Supplied as individual labels, | ARTCRAFT | ARTCRAFT PTY LTD | SE06995-Q | CURRENT | 2
17370 | LABEL | Vinyl Yellow Backround, Legend-Energex & Logo,THE BREAKING OF SEALS IS AN OFFENCE Black Print, Self-Adhesive, 135mm Lg, 30mm W, Supplied as individual labels, | CUTLER | CUTLER BRANDS PTY LTD | ENERGE-17370 | CURRENT | 1
17371 | WRENCH,RATCHET | METRIC;SINGLE ENDED;REVERSIBLE RATCHET; 13 MM & 17 MM SOCKETS;PLASTIC HANDLE, 250/260 MM;6 SIDED SOCKET | SICAME | SICAME AUSTRALIA PTY LTD | RPS13/17-6H | CURRENT | 1
17371 | WRENCH,RATCHET | METRIC;SINGLE ENDED;REVERSIBLE RATCHET; 13 MM & 17 MM SOCKETS;PLASTIC HANDLE, 250/260 MM;6 SIDED SOCKET | DULMISON | DULMISON (AUST) PTY LTD | IBLS-6LONG | CURRENT | 2
17372 | SWITCH FUSE GEAR | 12 KV;3 PHASE;630 AMP RMU;WITH TWO 630 AMP SW & TWO 200 AMP TEE-OFF CB'S;SF6 INSUL;METAL CLAD INDOOR NON-EXT SCHNEIDER RM6,CABLE BOXES C/W GLAND | MERLGERN |  | RM6 | PURCHASE AS REQUIRED | 1
17373 | SWITCH FUSE GEAR | 12 KV;3 PHASE;630 AMP RMU;WITH THREE 630 AMP SW & ONE 200 AMP TEE-OFF CB; SF6 INSUL; | MERLGERN |  | RM6 | PURCHASE AS REQUIRED | 1
17374 | SWITCH FUSE GEAR | 12 KV;3 PHASE;630 AMP RMU;THREE 630 AMP SWITCHES;SF6 INSUL;METAL CLAD INDOOR NON-EXT SCHNEIDER RM6,CABLE BOXES C/W GLAND PLATES; | MERLGERN |  | RM6 | PURCHASE AS REQUIRED | 1
17375 | SWITCH FUSE GEAR | 12 KV;3 PHASE;630 AMP RMU;WITH TWO 630 AMP SW & ONE 200 AMP TEE-OFF CB;SF6 INSUL;METAL CLAD INDOOR NON-EXT SCHNEIDER RM6,CABLE BOXES C/W GLAND | MERLGERN |  | RM6 | PURCHASE AS REQUIRED | 1
17376 | BOLT,MACHINE | STAINLESS STEEL,GDE 304;PAN PHILLIPS HD; M4;ISO M;50 MM LG;C/W HEX NUT & WASHER; AS2837/AS1449 (MATERIAL),AS1111/DIN 931 (DIMENSIONS);BOX OF 100; | STATEWD | STATEWIDE FSTNERS & ENG SPLS PL | MTESS4M450 | CURRENT | 1
17379 | TRANSFORMER,DISTRIBUTION | 11 KV;315 KVA;3 PHASE;GROUND MTG;AIR HV 180 LV BSH;MINERAL OIL INSULATED;ONAN; DYN 11;7 TAP SWITCH POSITIONS;LV CABLE BOX & HV CABLE BOX FITTED;WEIGHT 3390; | TYREE | TYREE INDUSTRIES PL MITTAGONG NSW | 315 KVA | PHASING | 1
17380 | CABLE BOX. | LOW VOLTAGE;AIR INSULATED;BOTTOM ENTRY; TO SUIT ABB 315 KVA & 500 KVA GROUND TRANSFORMERS; | ABB | ABB FAN PTY LTD |  | PURCHASE AS REQUIRED | 1
17382 | ADAPTOR,FUSE LINK | BRACKET;FOR USE WITH THREE PHASE SERVICE BRACKETS,(STOCK CODE 16576) & SINGLE PHASE BRACKET (STOCK CODE 16575) INSTALLED BEFORE APRIL 1998 & POLE | SICAME | SICAME AUSTRALIA PTY LTD | PFVAB1 | CURRENT | 1
17383 | SIGN | Kerb Marker, 150 x 100mm, ENERGEX ELECTRIC CABLE, Cast Al, Raised lettering 2mm H, c/w 2 Lugs for Fixing into Concrete Base, (P100) | HTDKERB | HTD KERBMARKERS AUSTRALIA | EGX004-17383 | CURRENT | 2
17383 | SIGN | Kerb Marker, 150 x 100mm, ENERGEX ELECTRIC CABLE, Cast Al, Raised lettering 2mm H, c/w 2 Lugs for Fixing into Concrete Base, (P100) | RMS | RELAY MONITORING SYSTEMS PL | 17383 | CURRENT | 1
17383 | SIGN | Kerb Marker, 150 x 100mm, ENERGEX ELECTRIC CABLE, Cast Al, Raised lettering 2mm H, c/w 2 Lugs for Fixing into Concrete Base, (P100) | DRAWING | DRAWING NO | 10933-A3 | CURRENT | 1
17384 | TRANSFORMER,POWER | 33 KV/11 KV;15 MVA;3 PHASE;GROUND MTG BSH HV 90 LV AIR;MINERAL OIL INSULATED; ONAN;DYN 11;AS2374; | WILSON | WILSON TRANSFORMER CO. PTY LTD |  | PURCHASE AS REQUIRED | 1
17385 | TRANSFORMER,POWER | 33 KV/11 KV;25 MVA;3 PHASE;GROUND MTG; BSH HV 90 LV AIR;MINERAL OIL INSULATED; ONAF;DYN 11;AS2374; | WILSON | WILSON TRANSFORMER CO. PTY LTD |  | PHASING | 1
17387 | TRANSFORMER,POWER | 132 KV/33 KV/11 KV;60 MVA;3 PHASE;GROUND MTG;BSH HV 180 LV AIR;MINERAL OIL INSULATED;ODAF;YNYNOD11;AS2374; | WILSON | WILSON TRANSFORMER CO. PTY LTD |  | PHASING | 1
17391 | BOOTS,SAFETY | Oliver, Men's Full Ankle, Beige/Brown, Elastic Sided, Suede Leather, Steel Toe, PU Sole, EH Resistant, Sizes 4 to 13, Half Sizes 6.5 to 10.5 | OLIVER | OLIVER FOOTWEAR | WB 34-624 | CURRENT | 5
17391 | BOOTS,SAFETY | Oliver, Men's Full Ankle, Beige/Brown, Elastic Sided, Suede Leather, Steel Toe, PU Sole, EH Resistant, Sizes 4 to 13, Half Sizes 6.5 to 10.5 | BLKWOOD | J BLACKWOOD & SON LTD | 34-624 | CURRENT | 1
17392 | BOOTS,SAFETY | Oliver, Men's Full Ankle, Black, Elastic Sided, Full Grain Leather, Steel Toe, PU Sole, EH Resistant, Sizes 4 to 13, Half Sizes 6.5 to 10.5 | BLKWOOD | J BLACKWOOD & SON LTD | 34-620 | CURRENT | 1
17392 | BOOTS,SAFETY | Oliver, Men's Full Ankle, Black, Elastic Sided, Full Grain Leather, Steel Toe, PU Sole, EH Resistant, Sizes 4 to 13, Half Sizes 6.5 to 10.5 | OLIVER | OLIVER FOOTWEAR | WB 34-620 | CURRENT | 5
17393 | BOOTS,SAFETY | Oliver, Men's Full Ankle, Wheat, Lace Up, Nubuck Leather, Steel Toe, PU/TPU Sole, EH Resistant, Sizes 4 to 13, Half Sizes 6.5 to 10.5 | OLIVER | OLIVER FOOTWEAR | WB 34-632 | CURRENT | 5
17393 | BOOTS,SAFETY | Oliver, Men's Full Ankle, Wheat, Lace Up, Nubuck Leather, Steel Toe, PU/TPU Sole, EH Resistant, Sizes 4 to 13, Half Sizes 6.5 to 10.5 | BLKWOOD | J BLACKWOOD & SON LTD | 34-632 | CURRENT | 1
17394 | BOOTS,SAFETY | Oliver, 150mm Full Ankle, Brown, Lace Up, Leather, Steel Toe, PU Sole, Slip Resistant, Anti-Static, Sizes 4 to 14, Half Sizes 6.5 to 12.5 | BLKWOOD | J BLACKWOOD & SON LTD | 55-337 | CURRENT | 1
17394 | BOOTS,SAFETY | Oliver, 150mm Full Ankle, Brown, Lace Up, Leather, Steel Toe, PU Sole, Slip Resistant, Anti-Static, Sizes 4 to 14, Half Sizes 6.5 to 12.5 | OLIVER | OLIVER FOOTWEAR | AT 55-337 | CURRENT | 5
17395 | BOOTS,SAFETY | Oliver, 150mm, Wheat, Lace Up, Nubuck Leather, Composite Toe, PU/TPU Sole, EH Resistant, Sizes 4 to 14, Half Sizes 6.5 to 10.5 | BLKWOOD | J BLACKWOOD & SON LTD | 45-632 | CURRENT | 1
17395 | BOOTS,SAFETY | Oliver, 150mm, Wheat, Lace Up, Nubuck Leather, Composite Toe, PU/TPU Sole, EH Resistant, Sizes 4 to 14, Half Sizes 6.5 to 10.5 | OLIVER | OLIVER FOOTWEAR | AT 45-632 | CURRENT | 5
17396 | GUMBOOT | Bata, 400mm Utility Safety Gumboot, Black/Red, Steel Toe, PVC Waterproof, Sizes 5 to 13 | BATA | BATA AUSTRALIA | 892-65190 | CURRENT | 5
17396 | GUMBOOT | Bata, 400mm Utility Safety Gumboot, Black/Red, Steel Toe, PVC Waterproof, Sizes 5 to 13 | BLKWOODS | J BLACKWOOD & SON LTD | 892-65190 | CURRENT | 1
17398 | LABEL | Sticker, Energex & Ergon Energy Logo, "NETWORK DEVICE, METER READER DO NOT READ", Self Adhesive Super Vinyl V-90 or Equiv, 90 x 30mm, Black Text on Yellow | ARTCRAFT | ARTCRAFT PTY LTD | 17398 | CURRENT | 1
17398 | LABEL | Sticker, Energex & Ergon Energy Logo, "NETWORK DEVICE, METER READER DO NOT READ", Self Adhesive Super Vinyl V-90 or Equiv, 90 x 30mm, Black Text on Yellow | CUTLER | CUTLER BRANDS PTY LTD | ENERGE-17398 | CURRENT | 2
17399 | SWITCH FUSE GEAR | 12 KV;3 PHASE;3 X 630 AMP MOTORISED (24VDC) SWITCHES;4 X 200 AMP FUSE SWITCHES;AIR INSULATED FUSES;INDOOR, EXTENSIBLE;FLUOKIT M24; | ALSTOM | ALSTOM GRID AUSTRALIA LIMITED | FLUOKIT M24 | PURCHASE AS REQUIRED | 1
17400 | TRANSFORMER,CURRENT | ;OUTDOOR CT;36 KV,2000 AMP;36/70/200 KV; SINGLE PHASE; | POWERENG |  | GIF 36-68 | PURCHASE AS REQUIRED | 1
17401 | HELMET,SAFETY | Chainsaw Protection, Steel Mesh Multi Fit Visor, Attached Earmuffs 29.5 dB Min Rating | STIHL | STIHL GROUP | 70048880800 | CURRENT | 1
17401 | HELMET,SAFETY | Chainsaw Protection, Steel Mesh Multi Fit Visor, Attached Earmuffs 29.5 dB Min Rating | BOC | BOC GASES | VMKIT | CURRENT | 2
17401 | HELMET,SAFETY | Chainsaw Protection, Steel Mesh Multi Fit Visor, Attached Earmuffs 29.5 dB Min Rating | PROTECTR |  | UNISAFE VMKIT E19 | CURRENT | 2
17402 | PAINT,MARKING | Spray & Mark, Marking Ink, Matt Black, Quick Dry, 350g Aerosol, Carton of 12 | ATOMSUPP | ATOM SUPPLY | 90880006 | CURRENT | 1
17402 | PAINT,MARKING | Spray & Mark, Marking Ink, Matt Black, Quick Dry, 350g Aerosol, Carton of 12 | SIGNET | SIGNET PTY LTD | 13300 | CURRENT | 2
17403 | TRANSFORMER,POWER | 33 KV/11 KV;12.5 MVA;3 PHASE;GROUND MTG; BSH HV 180 LV BSH;MINERAL OIL INSULATED; ONAN;DYN 11; | CROMPACK | CROMPTON INSTRUMENTS (AUST) P/L | 13189 | PURCHASE AS REQUIRED | 1
17404 | CONNECTOR ASSEMBLY,ELECTRICAL. | Splice for ABB SLBM, Connecting of 2 x 240mm2 Cables (max), Set of 3 | HYLEC | HYLEC PTY LTD | ABBSPLICE6MMAA3_KIT | CURRENT | 1
17404 | CONNECTOR ASSEMBLY,ELECTRICAL. | Splice for ABB SLBM, Connecting of 2 x 240mm2 Cables (max), Set of 3 | WEBER | WEBER SOUTH PACIFIC PTY LTD | V-TSABB-REVE | CURRENT | 2
17404 | CONNECTOR ASSEMBLY,ELECTRICAL. | Splice for ABB SLBM, Connecting of 2 x 240mm2 Cables (max), Set of 3 | ABB | ABB FAN PTY LTD | NHPL 046210-R1 | CURRENT | 2
17406 | RELAY,OVERCURRENT AND EARTH FAULT | 3 OC,EF;IDMTL,DEFTIME & INST;24-125 V DC/AC;5 AMP;OC 0.08-3.2 X IN,INST 0.08- 32 X IN,DEFTIME 0-100S,EF 0.05-0.8 X IN, INST 0.05-8.0 X IN,DEFTIME 0-100S;8 NO | ALSTOM | ALSTOM GRID AUSTRALIA LIMITED | KCGG1420IT20EEC | CURRENT | 1
17408 | RELAY,HIGH STABILITY CIRCULATING CURRENT | FOR HIGH IMPEDANCE BUS PROTECTION;110 V AUX;5 AMP;0.5-2 AMP;TWO SR CONTACTS;INC STAB RESISTANCE & METROSILS;ORDER ON PROT DEPT APPROVAL ONLY; | ALSTOM | ALSTOM GRID AUSTRALIA LIMITED | MCAG 34 | CURRENT | 1
17409 | RELAY,BUSBAR SUPERVISION | BUSBAR SUPERVISION RELAY;110 V AUX;2-14 VRMS;5 N/O CONTACTS;1 HR;MODULAR CASE; FLUSH MTG;ORDER ON PROT DEPT APPROVAL ONLY;PART OF HIGH IMPEDANCE BUS | ALSTOM | ALSTOM GRID AUSTRALIA LIMITED | MUTP 31 | CURRENT | 1
17411 | RELAY,TIME | ALSTOM MVTT14;110/125 V DC AUX;MTG FLUSH & RACK;ORDER ON PROTECTION MANAGER APPROVAL ONLY;REPLACED BY SC21050; | ALSTOM | ALSTOM GRID AUSTRALIA LIMITED | MVTT14J1NB0751 | PHASING | 1
17413 | RELAY,FREQUENCY | ALSTOM KVFG122;4UF;110 V,110/125 DC AUX;MTG FLUSH & RACK;ORDER ON PROTECTION MANAGER APPROVAL ONLY; | ALSTOM | ALSTOM GRID AUSTRALIA LIMITED | KVFG12201L21AE | CURRENT | 1
17414 | RELAY,FEEDER DIFFERENTIAL. | FD;5 AMP;2 NO SR CONT;1 HR FLAG.SCREW TERM;REYMOS MODULAR CASE;FLUSH MTG;BS142 ;ORDER ON PROT DEPT APPROVAL ONLY;INC 15 KV ISOLATING TRANSFORMERS;SCHEMATIC DWG | REYROLLE |  | SOLKOR R/RF-15KV | STRATEGIC SPARE | 1
17415 | TRANSFORMER,DISTRIBUTION | 11 KV;100 KVA;3 PHASE;GROUND MTG;AIR HV 180 LV BSH;MINERAL OIL INSULATED;ONAN; DYN 11;7 TAP SWITCH POSITIONS,HV & LV CABLE BOXES FITTED;WEIGHT 1200 KG; | TYREE | TYREE INDUSTRIES PL MITTAGONG NSW | 100 KVA | PHASING | 1
17416 | TRANSFORMER,CURRENT | PROTECTION,POST TYPE;OUTDOOR;FEEDER PROTECTION;36 KV;1600 AMP,3 CORES, 1000/1 10P 300F20 (CORES 1-2),800/600/ 200/5 AMP 2.5P15 F20 ON 800/5 (CORE 3); | POWERENG |  | GIF 36-68 | PURCHASE AS REQUIRED | 1
17417 | CAPACITOR SHUNT INSTALLATION. | 36 KV;3 PHASE;50 HZ;24 MVAR@36 KV;FRAME, OUTDOOR;AS2897;4500 KG; | ABB | ABB FAN PTY LTD | 36 KV 3 PH | PURCHASE AS REQUIRED | 1
17418 | CAPACITOR UNIT. | 6.93 KV,667 KVAR;SINGLE PHASE;44.2 NF;96 .25 AMP CONT@50 HZ;50 HZ;NON PCB IMPREGNANT;POLYPROPYLENE FILM DIELECTRIC;INTERNALLY FUSED;2 | ABB | ABB FAN PTY LTD | 6.93 KV 1 PH | CURRENT | 1
17419 | TERMINATION ASSEMBLY | 1800 MM LG;TO SUIT CABLE DIA 15.4 MM - 16.0 MM;C/W STRUCTURAL ROD & DEAD END; USED IN THE INSTALLATION OF FIBRE OPTIC CABLE; | PLP AUST | PREFORMED LINE PRODUCTS (AUST) | OFTFG-154-SG -EN | CURRENT | 1
17420 | CUSHION KIT,DOWNLEAD | FOR WOOD POLES;OPGW DIA 14.4 MM - 16.6 MM;C/W COACH SCREW & SQ WASHER; | PLP AUST | PREFORMED LINE PRODUCTS (AUST) | OFDLC-8003043(FIBERLIGN) | CURRENT | 1
17421 | PROTECTOR,FIBRE OPTIC CABLE | CABLE ABRASION PROTECTOR;LOW DENSITY POLYETHYLENE;1.8 M LG;12.5 - 25 MM OD; PROTECTS FIBRE OPTIC CABLE JACKET FROM ABRASIONS; | PLP AUST | PREFORMED LINE PRODUCTS (AUST) | PTG 0203 (FIBERLIGN) | CURRENT | 1
17422 | DAMPER,VIBRATION,TRANSMISSION LINE | SPIRAL;14.31 - 19.30 MM DIA;1650 MM LG, GREEN;USED IN THE INSTALLATION OF FIBRE OPTIC CABLE;PACK OF 20; WEIGHT 20 KG; | ACCULEC | ACCULEC PTY LTD - E18524 | SVD1432A | CURRENT | 1
17422 | DAMPER,VIBRATION,TRANSMISSION LINE | SPIRAL;14.31 - 19.30 MM DIA;1650 MM LG, GREEN;USED IN THE INSTALLATION OF FIBRE OPTIC CABLE;PACK OF 20; WEIGHT 20 KG; | MACLEAN | MACLEAN POWER PL - E15128 | HVD-145 | CURRENT | 2
17422 | DAMPER,VIBRATION,TRANSMISSION LINE | SPIRAL;14.31 - 19.30 MM DIA;1650 MM LG, GREEN;USED IN THE INSTALLATION OF FIBRE OPTIC CABLE;PACK OF 20; WEIGHT 20 KG; | PLP AUST | PREFORMED LINE PRODUCTS (AUST) | OFSVD-0106-B | CURRENT | 2
17423 | CLEVIS,THIMBLE | Aluminium Alloy;27 mm groove; 70 KN; Includes clevis pin & humpback pin; Used in the installation of fibre optic cable; | PLP AUST | PREFORMED LINE PRODUCTS (AUST) | ACT-27-16 | CURRENT | 1
17424 | LINK,EXTENSION | GALV;392 MM LG X 10 MM DIA;USED IN THE INSTALLATION OF FIBRE OPTIC CABLE;PACK OF 20,PACK WEIGHT 16 KG; | PLP AUST | PREFORMED LINE PRODUCTS (AUST) | GCL-010L-392 | CURRENT | 1
17426 | STUD,NUT | M16; 460 MM Overall LG;c/w 2 x S/S Nuts 2 x Galv washers, Supports Susp Assy, Used in the install of Fibre Optic Cable | PLP AUST | PREFORMED LINE PRODUCTS (AUST) | SSS-16400 | CURRENT | 1
17427 | BOLT,HOOK | STEEL;GALV;M16;400 MM LG;R10 MIN PIGTAIL ;INCLUDES NUT & WASHER;USED IN THE INSTALLATION OF FIBRE OPTIC CABLE; | DULHUNTY | DULHUNTY INDUSTRIES PTY LTD | ABCHB16-400 | CURRENT | 2
17427 | BOLT,HOOK | STEEL;GALV;M16;400 MM LG;R10 MIN PIGTAIL ;INCLUDES NUT & WASHER;USED IN THE INSTALLATION OF FIBRE OPTIC CABLE; | PLP AUST | PREFORMED LINE PRODUCTS (AUST) | GSHB-16400 | CURRENT | 2
17429 | RELAY,SENSITIVE EARTH FAULT | RMS 2C137;SEF;5 AMP;10S RESET, 110 /125 V DC AUX; MTG FLUSH & RACK; ORDER ON PROTECTION MANAGER APPROVAL ONLY;REPLACED BY SC21041; | RELMONSY | RELAY MONITORING SYSTEMS PTY LTD | 2C137-BBBBB10 | STRATEGIC SPARE | 1
17430 | INSULATOR,STANDOFF | LINE POST;SYNTHETIC COMPOSITE;132 KV NOM V;1550 NOM LG;HORIZONTAL;C/W SEPARABLE RIGID GAIN BASE MTG;CLAMP TOP END FITTING;5 KN MAX DESIGN CANTILEVER | PENTA | PENTA AUST (TMAC THEW & MCCANN/HYLEC) | PA30088 | CURRENT | 1
17430 | INSULATOR,STANDOFF | LINE POST;SYNTHETIC COMPOSITE;132 KV NOM V;1550 NOM LG;HORIZONTAL;C/W SEPARABLE RIGID GAIN BASE MTG;CLAMP TOP END FITTING;5 KN MAX DESIGN CANTILEVER | GRAPHSOL | GRAPH SOLUTIONS PTY LTD | 132500.3 | CURRENT | 2
17431 | TRANSFORMER,METERING | OUTDOOR TYPE;POLE MOUNTED;33 KV;OIL FILLED TANK;NO HV FUSES;2 CT'S CLASS 0.5 ME2,15 VA,RATIO 200/100/5 AMP,1 VT 33 KV/110,3 PHASE 0.5 M,100 VA/PHASE CAT A | CIRCLE-C |  |  | STRATEGIC SPARE | 1
17437 | SWITCH FUSE GEAR | 12 KV;3 PHASE;630 AMP NORM CURR;63 KA MKG CAP;25 KA FOR 1 SEC;I/D,EXT,FLUOKIT M24,1 MANUALLY OPERATED SWITCH; | ALSTOM | ALSTOM GRID AUSTRALIA LIMITED | FLUOKIT M24 | PURCHASE AS REQUIRED | 1
17446 | INSECTICIDE,BIFLEX EMULSION | LIGHT BROWN LIQUID;LOW ODOUR;WHITE ANT CONTROL,TERMITICIDE DUO 200;5 L DRUM; RETURNABLE DRUM;USED FOR THE PREVENTION CONTROL OF TERMITE | GARRARDS | GARRARDS | BIFLEX-ULTRA-5 | CURRENT | 1
17447 | REGULATOR,STEP VOLTAGE | 11 KV;SINGLE PHASE;50 HZ;100 AMP;+ OR - 10%;32 STEPS OF 0.625%;POLE MTG;HV BUSHINGS;TPI;MJ-X CONTROL PANEL WITH 7.6 M CONTROL CABLES; | SIEMENS | SIEMENS LTD | JFR | PHASING | 1
17449 | WASHER,CONTACT,ASSEMBLY | M10-16 BOLT SIZE;HIGH STRENGTH A1 ALLOY,PROFILED SURFACE;FOR HIGH CURRENT CONNECTION BETWEEN ALUMINIUM LUG & COPPER LUG OR BUSBAR;BOX OF 50; | THEWMCAN | TMAC THEW & MCCANN GROUP | 332127127 | CURRENT | 2
17453 | TRANSFORMER,POWER | 33 KV/11 KV;12.5 MVA;3 PHASE;GROUND MTG; BSH HV 90 LV AIR;MINERAL OIL INSULATED; ONAN;DYN 11;ATTACHED RADIATORS; | WILSON | WILSON TRANSFORMER CO. PTY LTD |  | PURCHASE AS REQUIRED | 1
17454 | INSULATOR,SUSPENSION | GLASS DISC,FOG PROFILE;20 MM IEC BALL & SOCKET,WITH ZINC COLLAR; 280 MM DIA, 146 MM PITCH;125 KN MIN FAILING;"W" CLIP PER AS2947.3;PACK OF 6,PACK WEIGHT | TEN | THE ENERGY NETWORK | UG125BSPZ | CURRENT | 1
17454 | INSULATOR,SUSPENSION | GLASS DISC,FOG PROFILE;20 MM IEC BALL & SOCKET,WITH ZINC COLLAR; 280 MM DIA, 146 MM PITCH;125 KN MIN FAILING;"W" CLIP PER AS2947.3;PACK OF 6,PACK WEIGHT | MACLEAN | MACLEAN POWER PL - E15128 | 17454 | CURRENT | 2
17454 | INSULATOR,SUSPENSION | GLASS DISC,FOG PROFILE;20 MM IEC BALL & SOCKET,WITH ZINC COLLAR; 280 MM DIA, 146 MM PITCH;125 KN MIN FAILING;"W" CLIP PER AS2947.3;PACK OF 6,PACK WEIGHT | GRAPHSOL | GRAPH SOLUTIONS PTY LTD | 134604 | CURRENT | 2
17455 | CHARGER,BATTERY | SINGLE PHASE,240 V AC INPUT;110 V DC, 20 AMP OUTPUT;FREE STANDING CUBICLE; FOR USE WITH 110 V 160 A/HR SEALED LEAD ACID BATTERIES;SIZE H1000 X W500, PACK | BRODRIBB | M BRODRIBB PTY LTD (MANUFACTURER) | D5703.1-110-0020-01 | PHASING | 1
17456 | CHARGER,BATTERY | SINGLE PHASE,240 V AC INPUT;110 V DC, 10 AMP OUTPUT;FREE STANDING CUBICLE; FOR USE WITH 110 V 110 A/HR SEALED LEAD ACID BATTERIES STORED IN BATTERY | BRODRIBB | M BRODRIBB PTY LTD (MANUFACTURER) | D5703.1-110-0010-01 | PHASING | 1
17456 | CHARGER,BATTERY | SINGLE PHASE,240 V AC INPUT;110 V DC, 10 AMP OUTPUT;FREE STANDING CUBICLE; FOR USE WITH 110 V 110 A/HR SEALED LEAD ACID BATTERIES STORED IN BATTERY | RANGER |  | 110 V DC 10 AMP | PHASING | 2
17459 | BATTERY,STORAGE | VALVE REGULATED SEALED BATTERY BANK;30 V;110 A/HR NOMINAL (70-100 A/HR) 5 X 6 V INDIVIDUAL BATTERIES;C/W INTERCELL CONNECTIONS & FASTENERS;PACK | LEGEND | LEGEND POWER SYSTEMS | BAT-HZB6/110F-AGM | PURCHASE AS REQUIRED | 1
17460 | BATTERY,STORAGE | VALVE REGULATED SEALED BATTERY;12 V; 80 AMP/HR NOMINAL (70-100 A/HR); U/W STOCK CODE 15614;PACK OF 1,PACK WEIGHT 25.4 KG; | LEGEND | LEGEND POWER SYSTEMS | BAT-HZB12/80F-AGM | PURCHASE AS REQUIRED | 1
17461 | TOOL KIT | For 1st & 2nd Year Electrical Fitter Mechanic, As per Attached List | TDETOOLS | TRADE TOOLS DIRECT (GEEBUNG) | TOOL KIT YRS 1 & 2 (EFM) | PURCHASE AS REQUIRED | 2
17461 | TOOL KIT | For 1st & 2nd Year Electrical Fitter Mechanic, As per Attached List | C&LTOOL | CALTCO T/A C&L TOOL CENTRE | TOOL KIT YRS 1 & 2 (EFM) | PURCHASE AS REQUIRED | 1
17461 | TOOL KIT | For 1st & 2nd Year Electrical Fitter Mechanic, As per Attached List | KEYLINE | KEY-LINE DISTRIBUTORS PTY LTD | TOOL KIT YRS 1 & 2 (EFM) | PURCHASE AS REQUIRED | 2
17462 | TRANSFORMER,DISTRIBUTION | 11 KV;315 KVA;3 PHASE;PADMOUNT;MINERAL OIL INSULATED;ONAN;DYN 11;3CR12 STAINLESS STEEL HV/LV CUBICLE;7 TAP POSITIONS,C/W AEM HV FUSE BOARD & LV | ABB | ABB FAN PTY LTD | 11 KV 315 KVA 3 PH PAD | PURCHASE AS REQUIRED | 1
17463 | TRANSFORMER,DISTRIBUTION | 11 KV;315 KVA;3 PHASE;PADMOUNT;MINERAL OIL INSULATED;ONAN;DYN 11;3CR12 STAINLESS STEEL HV/LV CUBICLE;7 TAP POSITIONS,C/W ABB HV RMU & LV | ABB | ABB FAN PTY LTD | 11 KV 315 KV 7 TAPS | PURCHASE AS REQUIRED | 1
17464 | TRANSFORMER,DISTRIBUTION | 11 KV;500 KVA;3 PHASE;PADMOUNT;MINERAL OIL INSULATED;ONAN;DYN 11;3CR12 STAINLESS STEEL HV/LV CUBICLE;7 TAP POSITIONS,C/W ABB HV RMU & LV | ABB | ABB FAN PTY LTD | 11 KV 500 KVA 7 TAPS | PURCHASE AS REQUIRED | 1
17466 | DISCONNECTOR,HIGH VOLTAGE | 145kV, 1600A, 40kA/1Sec, 3Ph, Manual Operation, Outdoor Rotary Double Break Type DB145, Busbar Mtg Height 4300mm (No Insulators) | PLP AUST | PREFORMED LINE PRODUCTS (AUST) | A-A8032-01 | PHASING | 1
17468 | SWITCH FUSE GEAR | 12 KV;3 PHASE;3 SW;630 AMP NORM CURR; 63 KA MKG CAP;25 KA FOR 1 SEC,SH TIME W/STAND CURR;2 FUSE SW;200 AMP NORM CURR ;63 KA MKG CAP;AIR INSULATED FUSES; | ALSTOM | ALSTOM GRID AUSTRALIA LIMITED | FLUOKIT M24 | PURCHASE AS REQUIRED | 1
17469 | DISCONNECTOR,HIGH VOLTAGE | 145kV, 1600A, 40kA/1Sec, 3Ph, Motorised 110VDC, Outdoor Rotary Double Break Type DB145, Busbar Mtg Height 4300mm (No Insulators) | PLP AUST | PREFORMED LINE PRODUCTS (AUST) | A-A8032-02 | PHASING | 1
17472 | TRANSFORMER,METERING | OUTDOOR TYPE;FREE STANDING;12 KV,1500 AMP;OIL FILLED;HV FUSES INSIDE TANK; 2 CT'S,CLASS 0.5 ME2,15 VA;RATIO 800/5 AMP;1,3 PH VT,CLASS 0.5M OUTPUT 100 VA/ | IPSOL | I POWER SOLUTIONS HEMMANT QLD 4174 | METERING TRANSFORMER UNIT* | STRATEGIC SPARE | 1
17472 | TRANSFORMER,METERING | OUTDOOR TYPE;FREE STANDING;12 KV,1500 AMP;OIL FILLED;HV FUSES INSIDE TANK; 2 CT'S,CLASS 0.5 ME2,15 VA;RATIO 800/5 AMP;1,3 PH VT,CLASS 0.5M OUTPUT 100 VA/ | CIRCLE-C |  | 12 KV 1500 AMP | STRATEGIC SPARE | 2
17474 | TAPE,INSULATION,ELECTRICAL | ADHESIVED BACKED;VINYL PLASTIC,BLACK; 38 MM W;6 M LG;.63 MM THK;PACK OF 10; | GILBLODG | GILBERT LODGE AUSTRALIA | 3MVM-38 | CURRENT | 1
17474 | TAPE,INSULATION,ELECTRICAL | ADHESIVED BACKED;VINYL PLASTIC,BLACK; 38 MM W;6 M LG;.63 MM THK;PACK OF 10; | ATOMSUPP | ATOM SUPPLY | 90780253 | CURRENT | 2
17474 | TAPE,INSULATION,ELECTRICAL | ADHESIVED BACKED;VINYL PLASTIC,BLACK; 38 MM W;6 M LG;.63 MM THK;PACK OF 10; | BLKWOODS | J BLACKWOOD & SON LTD | 04929019/80050045014 | CURRENT | 2
17474 | TAPE,INSULATION,ELECTRICAL | ADHESIVED BACKED;VINYL PLASTIC,BLACK; 38 MM W;6 M LG;.63 MM THK;PACK OF 10; | 3M | 3M AUSTRALIA PTY LTD | MMMVM-38MM | CURRENT | 2
17476 | CIRCUIT BREAKER | BUS SECTION;36 KV;3 PHASE;2000 AMP;25 KA 3 SEC;INDOOR GIS SWITCHGEAR WITH CIRCUIT BREAKER,BUS SECTION,SINGLE BUS;C/W BUS ZONE (2 ZONE) CT'S,VT'S;WHEN STOCKS ARE | HITACHI | HITACHI ENERGY AUSTRALIA LTD | C-GIS | PURCHASE AS REQUIRED | 1
17477 | CIRCUIT BREAKER | TRANSFORMER UNIT;36 KV;3 PHASE;800 AMP; 25 KA,3 SEC;INDOOR GIS SWITCHGEAR TRANSFORMER UNIT WITH SWITCHGEAR,SINGLE BUSBAR;C/W DIFF.OC,EF & BUS ZONE CT'S; | HITACHI | HITACHI ENERGY AUSTRALIA LTD | C-GIS | PURCHASE AS REQUIRED | 1
17480 | LABEL | SELF ADHESIVE SUPER VINYL V-90 WHITE MATT PERMANENT 160 GSM SOLID BACK WITH SLIT BACK;LEGEND PROPERTY OF METERING DYNAMICS AS PER DWG LBS 044-A4(B);C/W | ARTCRAFT | ARTCRAFT PTY LTD | 17480 | PURCHASE AS REQUIRED | 2
17480 | LABEL | SELF ADHESIVE SUPER VINYL V-90 WHITE MATT PERMANENT 160 GSM SOLID BACK WITH SLIT BACK;LEGEND PROPERTY OF METERING DYNAMICS AS PER DWG LBS 044-A4(B);C/W | IDENMARK | IDENTIMARK SOLUTIONS - 310679 | 17480 | PURCHASE AS REQUIRED | 1
17480 | LABEL | SELF ADHESIVE SUPER VINYL V-90 WHITE MATT PERMANENT 160 GSM SOLID BACK WITH SLIT BACK;LEGEND PROPERTY OF METERING DYNAMICS AS PER DWG LBS 044-A4(B);C/W | CUTLER | CUTLER BRANDS PTY LTD | ENERGE-17480 | PURCHASE AS REQUIRED | 2
17481 | LABEL | Sticker, NEM Data Label, Self Adhesive Super Vinyl V90, Black Text on White B/Ground, 160gsm, Solid Back with Split Back, Meter Type Data Label for use | ARTCRAFT | ARTCRAFT PTY LTD | 17481 | CURRENT | 1
17481 | LABEL | Sticker, NEM Data Label, Self Adhesive Super Vinyl V90, Black Text on White B/Ground, 160gsm, Solid Back with Split Back, Meter Type Data Label for use | IDENMARK | IDENTIMARK SOLUTIONS - 310679 | 17481 | CURRENT | 2
17481 | LABEL | Sticker, NEM Data Label, Self Adhesive Super Vinyl V90, Black Text on White B/Ground, 160gsm, Solid Back with Split Back, Meter Type Data Label for use | CUTLER | CUTLER BRANDS PTY LTD | ENERGE-17481 | CURRENT | 2
17482 | TRANSFORMER,POWER | 33 KV/11 KV;15 MVA;3 PHASE;GROUND MTG; BSH HV 90 LV AIR;MINERAL OIL INSULATED; ONAN;DYN 11;SEPERATED FREE STANDING RADIATORS;AS2374;REFER PLANET FOR | WILSON | WILSON TRANSFORMER CO. PTY LTD |  | PURCHASE AS REQUIRED | 1
17484 | LABEL | 200 GSM PLACTICISED PAPER,WHITE-PHASE 3 OR EQUIV;LEGEND-ENERGEX REVENUE METER NEUTRAL DO NOT DISCONNECT;BLACK PRINT ON WHITE BACKGROUND;65 MM LG,22 MM W,C/W | ARTCRAFT | ARTCRAFT PTY LTD | SE08995-Q | CURRENT | 2
17484 | LABEL | 200 GSM PLACTICISED PAPER,WHITE-PHASE 3 OR EQUIV;LEGEND-ENERGEX REVENUE METER NEUTRAL DO NOT DISCONNECT;BLACK PRINT ON WHITE BACKGROUND;65 MM LG,22 MM W,C/W | IDENMARK | IDENTIMARK SOLUTIONS - 310679 | 17484 | CURRENT | 1
17484 | LABEL | 200 GSM PLACTICISED PAPER,WHITE-PHASE 3 OR EQUIV;LEGEND-ENERGEX REVENUE METER NEUTRAL DO NOT DISCONNECT;BLACK PRINT ON WHITE BACKGROUND;65 MM LG,22 MM W,C/W | CUTLER | CUTLER BRANDS PTY LTD | ENERGE-17484 | CURRENT | 2
17485 | TRANSFORMER,ISOLATION | RMS 4T82; PILOT WIRE;15 KV ISOL TRFM;MTG FLUSH & RACK;ORDER ON PROTECTION MANAGER APPROVAL ONLY; | RELMONSY | RELAY MONITORING SYSTEMS PTY LTD | 4T82 | STRATEGIC SPARE | 1
17489 | DOOR,ACCESS | Temporary Replacement Door, 350 x 110mm Nom, Al, Access Steel Streetlight Pole, suit Minor Road Streetlight Poles & Estate Poles | ENERGEX | ENERGEX | MINOR RD | CURRENT | 1
17490 | DOOR,ACCESS | Temporary Replacement Door, 500 x 155mm Nom, Al, Access Steel Streetlight Pole, suit Major Road Streetlight Poles & Estate Poles | ENERGEX | ENERGEX | MAJOR RD | PURCHASE AS REQUIRED | 1
17491 | TERMINAL,LUG | STALK,COPPER CRIMP TYPE;FOR 25 SQ MM CU PLY CONDUCTOR;60 MM LG COPPER STALK, C/W SEMI-CIRCULAR SLOT & RING CONNECTOR; USED IN CONJUNCTION WITH 11 KV HAZEMEYER | TYCO | TYCO | BAH-022100040 | CURRENT | 2
17491 | TERMINAL,LUG | STALK,COPPER CRIMP TYPE;FOR 25 SQ MM CU PLY CONDUCTOR;60 MM LG COPPER STALK, C/W SEMI-CIRCULAR SLOT & RING CONNECTOR; USED IN CONJUNCTION WITH 11 KV HAZEMEYER | LEGEND | LEGEND POWER SYSTEMS | CSC25/12K | CURRENT | 1
17491 | TERMINAL,LUG | STALK,COPPER CRIMP TYPE;FOR 25 SQ MM CU PLY CONDUCTOR;60 MM LG COPPER STALK, C/W SEMI-CIRCULAR SLOT & RING CONNECTOR; USED IN CONJUNCTION WITH 11 KV HAZEMEYER | CABLACES | CABLACES | CSC25/12K | CURRENT | 2
17492 | TERMINAL,LUG | STALK,COPPER CRIMP TYPE;FOR 95 SQ MM CU PLY CONDUCTOR;60 MM LG COPPER STALK, C/W SEMI-CIRCULAR SLOT & RING CONNECTOR; USED IN CONJUNCTION WITH 11 KV HAZEMEYER | TYCO | TYCO | BAH-022100040 | CURRENT | 2
17492 | TERMINAL,LUG | STALK,COPPER CRIMP TYPE;FOR 95 SQ MM CU PLY CONDUCTOR;60 MM LG COPPER STALK, C/W SEMI-CIRCULAR SLOT & RING CONNECTOR; USED IN CONJUNCTION WITH 11 KV HAZEMEYER | LEGEND | LEGEND POWER SYSTEMS | CSC95/12K | CURRENT | 1
17492 | TERMINAL,LUG | STALK,COPPER CRIMP TYPE;FOR 95 SQ MM CU PLY CONDUCTOR;60 MM LG COPPER STALK, C/W SEMI-CIRCULAR SLOT & RING CONNECTOR; USED IN CONJUNCTION WITH 11 KV HAZEMEYER | CABLACES | CABLACES | CSC95/12K | CURRENT | 2
17493 | TERMINAL,LUG | STALK,COPPER CRIMP TYPE;FOR 185 SQ MM CU PLY CONDUCTOR;60 MM LG COPPER STALK, C/W SEMI-CIRCULAR SLOT & RING CONNECTOR; USED IN CONJUNCTION WITH 11 KV HAZEMEYER | TYCO | TYCO | BAH-022100056 | CURRENT | 2
17493 | TERMINAL,LUG | STALK,COPPER CRIMP TYPE;FOR 185 SQ MM CU PLY CONDUCTOR;60 MM LG COPPER STALK, C/W SEMI-CIRCULAR SLOT & RING CONNECTOR; USED IN CONJUNCTION WITH 11 KV HAZEMEYER | LEGEND | LEGEND POWER SYSTEMS | CSC185/12K | CURRENT | 1
17493 | TERMINAL,LUG | STALK,COPPER CRIMP TYPE;FOR 185 SQ MM CU PLY CONDUCTOR;60 MM LG COPPER STALK, C/W SEMI-CIRCULAR SLOT & RING CONNECTOR; USED IN CONJUNCTION WITH 11 KV HAZEMEYER | CABLACES | CABLACES | CSC185/12K | CURRENT | 1
17497 | SLEEVE,COMPRESSION | FULL TENSION COMPRESSION;COPPER TUBE; COPPER COND;7/.064 MM;TO BE MARKED AS PER AS1154-1;U/W HEX COMPRESSION DIES 38-63 CU;STOCK CODE 17499;PACK OF 1; | TYCO | TYCO | TECS2/1 | CURRENT | 1
17497 | SLEEVE,COMPRESSION | FULL TENSION COMPRESSION;COPPER TUBE; COPPER COND;7/.064 MM;TO BE MARKED AS PER AS1154-1;U/W HEX COMPRESSION DIES 38-63 CU;STOCK CODE 17499;PACK OF 1; | UTILUX |  | TECS2/1 | CURRENT | 5
17498 | DIE,CRIMPING TOOL | STEEL;HEX;4.4 MM AF;FOR COPPER BASED LUGS ONTO 7/.048 MM (6 SQ MM) COPPER CONDUCTOR;U/W UTILUX COMPRESSION TOOL NO.38 OR EQUIV;PACK OF 1,PACK WEIGHT | LEGEND | LEGEND POWER SYSTEMS | HT130-C-6 | CURRENT | 2
17498 | DIE,CRIMPING TOOL | STEEL;HEX;4.4 MM AF;FOR COPPER BASED LUGS ONTO 7/.048 MM (6 SQ MM) COPPER CONDUCTOR;U/W UTILUX COMPRESSION TOOL NO.38 OR EQUIV;PACK OF 1,PACK WEIGHT | TEN | THE ENERGY NETWORK | K12-4.4-CU | CURRENT | 1
17498 | DIE,CRIMPING TOOL | STEEL;HEX;4.4 MM AF;FOR COPPER BASED LUGS ONTO 7/.048 MM (6 SQ MM) COPPER CONDUCTOR;U/W UTILUX COMPRESSION TOOL NO.38 OR EQUIV;PACK OF 1,PACK WEIGHT | CABLACES | CABLACES | HT130-C-6 | CURRENT | 2
17499 | DIE,CRIMPING TOOL | STEEL;HEX;6.3 MM AF;FOR COPPER BASED LUGS ONTO 7/.064 MM COPPER CONDUCTOR; U/W UTILUX COMPRESSION TOOL NO.38 OR EQUIV;PACK OF 1,PACK WEIGHT 0.28 KG; | LEGEND | LEGEND POWER SYSTEMS | HT130-C-16 | CURRENT | 2
17499 | DIE,CRIMPING TOOL | STEEL;HEX;6.3 MM AF;FOR COPPER BASED LUGS ONTO 7/.064 MM COPPER CONDUCTOR; U/W UTILUX COMPRESSION TOOL NO.38 OR EQUIV;PACK OF 1,PACK WEIGHT 0.28 KG; | TECONN | TE CONNECTIVITY LTD | 38-63CU/1 | CURRENT | 1
17499 | DIE,CRIMPING TOOL | STEEL;HEX;6.3 MM AF;FOR COPPER BASED LUGS ONTO 7/.064 MM COPPER CONDUCTOR; U/W UTILUX COMPRESSION TOOL NO.38 OR EQUIV;PACK OF 1,PACK WEIGHT 0.28 KG; | CABLACES | CABLACES | HT130-C-16 | CURRENT | 2
17500 | SLEEVE,COMPRESSION | FULL TENSION COMPRESSION;COPPER TUBE; COPPER COND;7/.048 IMPERIAL 6.35 MM OD TO BE MARKED AS PER AS1154.1;U/W HEX COMPRESSION DIES 38-44 CU STOCK CODE | TYCO | TYCO | TDCS2/1 | CURRENT | 1
17500 | SLEEVE,COMPRESSION | FULL TENSION COMPRESSION;COPPER TUBE; COPPER COND;7/.048 IMPERIAL 6.35 MM OD TO BE MARKED AS PER AS1154.1;U/W HEX COMPRESSION DIES 38-44 CU STOCK CODE | UTILUX |  | TDCS2/1 | CURRENT | 5
17501 | SEAL,ANTIPILFERAGE | PLASTIC;FOR SECURITY SEALING OF METERING EQUIPMENT;TWIST TYPE,ENERGEX IDENTIFICATION,NUMBERED,BLUE AND GREEN IN COLOUR;PACK OF 100 X 10 = 1000,CARTON | UNITITE | UNITITE | C4-0413-00 | CURRENT | 1
17502 | BREATHER | SILICA GEL;FOR TRANSFORMERS WITH INSULATING OIL CAPACITY 5000 LITRES TO 7500 LITRES (WITHOUT OIL BATH); | NUPRO | NUPRO COMPANY | SB375KL | PURCHASE AS REQUIRED | 1
17503 | BREATHER | SILICA GEL;FOR TRANSFORMERS WITH INSULATING OIL CAPACITY UP TO 1800 LITRES; | PENTA | PENTA AUST (TMAC THEW & MCCANN/HYLEC) | PA22405 | PURCHASE AS REQUIRED | 1
17507 | SWITCH FUSE GEAR | 12 KV;3 PHASE;630 AMP NORM CURR;63 KA BKG CAP;25 KA FOR 1 SEC;I/D;EXT;FLUOKIT M24;C/W 3 ISOLATORS,1 BUSBAR CONNECTION UNIT,1 BUSBAR RISER UNIT; | ALSTOM | ALSTOM GRID AUSTRALIA LIMITED | FLUOKIT M24 | PURCHASE AS REQUIRED | 1
17509 | RECLOSER | 12 KV;3 PHASE;50 HZ;630 AMP;12.5 KA BKG CAP;C/W POLE MTG BRACKET;NU-LEC N12 RECLOSER;80 SQ MM CABLE TAILS,CONTROLLER CAPM2-MCP FIRMWARE & 7 M UMBILICAL CABLE | NU-LEC | NU-LEC | N12 | CURRENT | 1
17510 | RECLOSER | 12 KV;3 PHASE;50 HZ;630 AMP;12.5 KA BKG CAP;C/W POLE MTG BRACKET;NU-LEC N12 RECLOSER;240SQ MM CABLE TAILS,CONTROLLER WITH CAPM2-MCP FIRMWARE & 7 M UMBILICAL | NU-LEC | NU-LEC | N12 | PHASING | 1
17512 | SWITCH FUSE GEAR | 12 KV;3 PHASE;20 KA FOR 3 SEC;1-400 AMP SWITCH;630 AMP BUSBAR;2 BUSBAR CABLE BOXES SUITABLE FOR 3-630 AMP SINGLE CORE CABLES; | ABB | ABB FAN PTY LTD | SD | PURCHASE AS REQUIRED | 1
17513 | BEND,NONMETALLIC RIGID CONDUIT | UPVC;ORANGE;80 MM NOM SIZE,LIGHT DUTY; 90 DEG;750 RAD;SOCKET MOULDED ONE END; MARKED "ELECTRICITY SUPPLY CABLES"; AS2053;PACK OF 1,PACK WEIGHT 1.56 KG; | TRI UGRD | TRI UNDERGROUND AUSTRALIA PTY LTD | LDE8090750MFS | CURRENT | 1
17513 | BEND,NONMETALLIC RIGID CONDUIT | UPVC;ORANGE;80 MM NOM SIZE,LIGHT DUTY; 90 DEG;750 RAD;SOCKET MOULDED ONE END; MARKED "ELECTRICITY SUPPLY CABLES"; AS2053;PACK OF 1,PACK WEIGHT 1.56 KG; | HAYMANS | HAYMANS ELECTRICAL | FABL759080MF | CURRENT | 2
17513 | BEND,NONMETALLIC RIGID CONDUIT | UPVC;ORANGE;80 MM NOM SIZE,LIGHT DUTY; 90 DEG;750 RAD;SOCKET MOULDED ONE END; MARKED "ELECTRICITY SUPPLY CABLES"; AS2053;PACK OF 1,PACK WEIGHT 1.56 KG; | VINIDEX |  | 60593 | CURRENT | 2
17514 | BEND,NONMETALLIC RIGID CONDUIT | UPVC;ORANGE;100 MM NOM SIZE,LIGHT DUTY; 90 DEG;750 RAD;SOCKET MOULDED ONE END; MARKED "ELECTRICITY SUPPLY CABLES"; AS2053;PACK OF 1,PACK WEIGHT 2.7 KG; | TRI UGRD | TRI UNDERGROUND AUSTRALIA PTY LTD | LDE10090750MFS | CURRENT | 1
17514 | BEND,NONMETALLIC RIGID CONDUIT | UPVC;ORANGE;100 MM NOM SIZE,LIGHT DUTY; 90 DEG;750 RAD;SOCKET MOULDED ONE END; MARKED "ELECTRICITY SUPPLY CABLES"; AS2053;PACK OF 1,PACK WEIGHT 2.7 KG; | HAYMANS | HAYMANS ELECTRICAL | CONX100LD750R90MF | CURRENT | 2
17514 | BEND,NONMETALLIC RIGID CONDUIT | UPVC;ORANGE;100 MM NOM SIZE,LIGHT DUTY; 90 DEG;750 RAD;SOCKET MOULDED ONE END; MARKED "ELECTRICITY SUPPLY CABLES"; AS2053;PACK OF 1,PACK WEIGHT 2.7 KG; | VINIDEX |  | 60594 | CURRENT | 2
17515 | INTERFACE MODULE | SCADA CARD;C/W 4 PULSE INPUTS, 2 PULSE OUTPUTS FOR EDMI METERS; | EDMI | EDMI PTY LTD | 2000-0400-B | CURRENT | 1
17516 | TRANSFORMER,CURRENT | ;OUTDOOR CT;36 KV;3 CORES,CORE 1 TO 3, 800-600-200/5;CLASS, 2.5P150F20 ON 800/5 ;SINGLE PHASE;800 AMP,2 KA FOR 3 SEC, 36/70/200 KV;AS1675; | POWERENG |  | GIF 36-68 | PURCHASE AS REQUIRED | 1
17517 | TRANSFORMER,CURRENT | OUTDOOR CT;36 KV;3 CORES,1600 AMP,CORES 1 & 2,1000/1;CLASS,0.03PL500 R3.0 SEC THERMAL 1.6 AMP,CORE 3,800/1,CLASS 0.05 PL500 R3.5 SEC THERMAL 2.0 AMP; | POWERENG |  | GIF 36-68 | MAINTENANCE STOCK | 1
17518 | CONVERTER,FREQUENCY,STATIC | SIGNAL GENERATION EQUIPMENT;40 KVA;I/D; C/W 2 OUTPUTS INCLUDING 6 AMMETERS & ISOLATOR SWITCHES SUPPLIED IN ENERMET CUBICLE;PACK OF 1,PACK WEIGHT 285 KG; | LANDGYR |  | 170103-41939 | PHASING | 1
17519 | CONVERTER,FREQUENCY,STATIC | SIGNAL GENERATION EQUIPMENT;80 KVA;I/D; C/W 2 OUTPUTS INCLUDING 6 AMMETERS & ISOLATOR SWITCHES SUPPLIED IN ENERMET CUBICLE;PACK OF 1,PACK WEIGHT 335 KG; | LANDGYR |  | 170203-41919 | PHASING | 1
17521 | TRANSFORMER,DISTRIBUTION | 11 KV;25 KVA;1 PHASE;POLE BOLT MTG;BSH HV 90 LV BSH;MINERAL OIL INSULATED;ONAN; 7 TAP POSITIONS;11 KV/500-250 V,GALV TANK;PRE-FITTED WITH SURGE ARRESTERS & | WILSON | WILSON TRANSFORMER CO. PTY LTD | 25 KVA | CURRENT | 1
17521 | TRANSFORMER,DISTRIBUTION | 11 KV;25 KVA;1 PHASE;POLE BOLT MTG;BSH HV 90 LV BSH;MINERAL OIL INSULATED;ONAN; 7 TAP POSITIONS;11 KV/500-250 V,GALV TANK;PRE-FITTED WITH SURGE ARRESTERS & | WILSON | WILSON TRANSFORMER CO. PTY LTD | 873-A371-11-AA | CURRENT | 5
17525 | TRANSFORMER,DISTRIBUTION | 11 KV;200 KVA;3 PHASE;POLE BOLT MTG;BSH HV 90 LV BSH;MINERAL OIL INSULATED;ONAN; DYN 11;7 TAP POSITIONS;11 KV/433-250 V, GALV TANK;PRE-FITTED WITH SURGE | WILSON | WILSON TRANSFORMER CO. PTY LTD | 11 KV;200 KVA | CURRENT | 1
17525 | TRANSFORMER,DISTRIBUTION | 11 KV;200 KVA;3 PHASE;POLE BOLT MTG;BSH HV 90 LV BSH;MINERAL OIL INSULATED;ONAN; DYN 11;7 TAP POSITIONS;11 KV/433-250 V, GALV TANK;PRE-FITTED WITH SURGE | ABB | ABB FAN PTY LTD | 11 KV 200 KVA 3 PH | CURRENT | 2
17545 | BRACKET,POLE | TRANSFORMER TYPE;STEEL;GALV;TRANSFORMER SUPPORT;TO SUIT METRO CONC POLE WITH STEEL PLATFORM;C/W BAG ATTACHED TO EACH BRACKET,CONTAINING 3 X LG BOLT,NUTS/ | HAYMAN | HAYMANS INDUSTRIES PTY LTD | 17545 | CURRENT | 1
17545 | BRACKET,POLE | TRANSFORMER TYPE;STEEL;GALV;TRANSFORMER SUPPORT;TO SUIT METRO CONC POLE WITH STEEL PLATFORM;C/W BAG ATTACHED TO EACH BRACKET,CONTAINING 3 X LG BOLT,NUTS/ | GLOBAL | GLOBAL MANUFACTURING GROUP | ENERGEX-76211-A1 | CURRENT | 2
17547 | INTERFACE MODULE | INPUT/OUTPUT;CARD,TYPE S 1/4 MW REED; | ELEDSIGN |  | 2000-0400-S | PURCHASE AS REQUIRED | 1
17549 | RELAY,FEEDER DIFFERENTIAL. | FD;1 AMP;110 V DC AUX SUPPLY;MULTIPLE SR CONT;HR INDICATORS;FLUSH MTG CASE;ORDER ON SUBSTATION PROJECTS DEPT APPROVAL ONLY; | SIEMENS | SIEMENS LTD | 7SD5111-4CAO2-OCAO | PURCHASE AS REQUIRED | 1
17555 | HAND TOOL,INFLATION | RAYCHEM INFLATION TOOL,RDSS-IT-16;FOR RAYFLATE SEALING DUCT SLEEVES;USE CO2 CARTRIDGE (STOCK CODE 17558) FOR INFLATING BAG TO 3.0 + OR - 0.2 BAR | RAYCHEM | RAYCHEM (AUSTRALIA) PTY LTD | RDSS-IT-16 | CURRENT | 1
17556 | RAYFLATE,DUCT SEALING SYSTEM | FOR POWER CABLES;C/W INFLATABLE BLADDER OF FLEXIBLE METALLIC LAMINATE,COATED BOTH SIDES WITH SEALANT STRIP;INFLATION BAG PRESSURE TO 3.0 + OR - 0.2 BAR | TECONN | TE CONNECTIVITY LTD | RDSS-100(S10) | CURRENT | 1
17557 | LUBRICANT | AQUEOUS LUBRICANT;POLYETHENE GLYCOL & NON-IONIC SURFACTANT;GREEN COLOUR;APPLY TO CABLE SHEATH;U/W STOCK CODE 17556 (RAYFLATE,DUCT SEALING SYSTEM); | RAYCHEM | RAYCHEM (AUSTRALIA) PTY LTD | E4540-1435 | CURRENT | 1
17558 | CYLINDER,GAS | 16 G CARTRIDGE;CO2 GAS;FITTED WITH VALVE ;PACK OF 10 = 1;FOR USE WITH RAYCHEM INFLATION TOOL RDSS-IT-16, STOCK CODE 17555; | RAYCHEM | RAYCHEM (AUSTRALIA) PTY LTD | E7512-0160(B60) | CURRENT | 1
17558 | CYLINDER,GAS | 16 G CARTRIDGE;CO2 GAS;FITTED WITH VALVE ;PACK OF 10 = 1;FOR USE WITH RAYCHEM INFLATION TOOL RDSS-IT-16, STOCK CODE 17555; | RAYCHEM | RAYCHEM (AUSTRALIA) PTY LTD | E7512-1060 | CURRENT | 2
17559 | SWITCHBOARD,LV | STROMBERG;630 AMP;INCLUDES 630 AMP ISOLATORS,4 SWITCH FUSES;BOTTOM ENTRY CABLING FOR CIRCUITS;FREE STANDING OR WALL MTD;RETURN FEET TO WORKSHOPS FOR | ENERGEX | ENERGEX | STROMBERG 630/4F | PURCHASE AS REQUIRED | 1
17560 | SWITCHBOARD,LV | STROMBERG;630 AMP;INCLUDES 630 AMP ISOLATORS,4 SWITCH FUSES;TOP ENTRY CABLING FOR CIRCUITS;FREE STANDING OR WALL MTD;RETURN FEET TO WORKSHOPS FOR | ENERGEX | ENERGEX | STROMBERG 630/4F | PURCHASE AS REQUIRED | 1
17561 | SWITCHBOARD,LV | STROMBERG;1250 AMP;INCLUDES 1250 AMP ISOLATORS,4 SWITCH FUSES; BOTTOM ENTRY CABLING FOR CIRCUITS;FREE STANDING OR WALL MTD;RETURN FEET TO WORKSHOPS FOR | ENERGEX | ENERGEX | STROMBERG 1250/4F | PURCHASE AS REQUIRED | 1
17562 | SWITCHBOARD,LV | STROMBERG;1250 AMP;INCLUDES 1250 AMP ISOLATORS,4 SWITCH FUSES (630 AMP);TOP ENTRY CABLING FOR CIRCUITS;FREE STANDING OR WALL MTD;RETURN FEET TO WORKSHOPS FOR | ENERGEX | ENERGEX | STROMBERG 1250/4F | PURCHASE AS REQUIRED | 1
17563 | SWITCHBOARD,LV | STROMBERG;2500 AMP;INCLUDES 2500 AMP ISOLATORS,4 SWITCH FUSES (630 AMP); BOTTOM ENTRY CABLING FOR CIRCUITS;FREE STANDING OR WALL MTD;RETURN FEET TO | ENERGEX | ENERGEX | STROMBERG 2500/4F | PURCHASE AS REQUIRED | 1
17564 | SWITCHBOARD,LV | STROMBERG;2500 AMP;INCLUDES 2500 AMP ISOLATORS,4 SWITCH FUSES (630 AMP);TOP ENTRY CABLING FOR CIRCUITS;FREE STANDING OR WALL MTD;RETURN FEET TO WORKSHOPS | ENERGEX | ENERGEX | STROMBERG 2500/4F | PURCHASE AS REQUIRED | 1
17565 | SWITCHBOARD,LV | STROMBERG;2500 AMP;INCLUDES 4 SWITCH FUSES & 2500 AMP ISOLATOR ON LH SIDE; BOTTOM ENTRY CABLING FOR CIRCUITS;FREE STANDING OR WALL MTD;RETURN FEET TO | ENERGEX | ENERGEX | STROMBERG 2500/4F | PURCHASE AS REQUIRED | 1
17566 | SWITCHBOARD,LV | STROMBERG;2500 AMP;INCLUDES 4 SWITCH FUSES & 2500 AMP ISOLATOR ON LH SIDE;TOP ENTRY CABLING FOR CIRCUITS;FREE STANDING OR WALL MTD;RETURN FEET TO WORKSHOPS FOR | ENERGEX | ENERGEX | STROMBERG 2500/4F | PURCHASE AS REQUIRED | 1
17567 | SWITCHBOARD,LV | STROMBERG;2500 AMP;INCLUDES 2500 AMP & 1250 AMP ISOLATORS,4 SWITCH FUSES;BOTTOM ENTRY CABLING FOR CIRCUITS;FREE STANDING OR WALL MTD;RETURN FEET TO WORKSHOPS FOR | ENERGEX | ENERGEX | STROMBERG 2500/4F/1250 | PURCHASE AS REQUIRED | 1
17568 | SWITCHBOARD,LV | STROMBERG;2500 AMP;INCLUDES 2500 AMP & 1250 AMP ISOLATORS,4 SWITCH FUSES;TOP ENTRY CABLING FOR CIRCUITS;FREE STANDING OR WALL MTD;RETURN FEET TO WORKSHOPS FOR | ENERGEX | ENERGEX | STROMBERG 2500/4F/1250 | PURCHASE AS REQUIRED | 1
17569 | SWITCHBOARD,LV | STROMBERG;2500 AMP;INCLUDES 2 X 2500 AMP ISOLATORS,4 SWITCH FUSES;BOTTOM ENTRY CABLING FOR CIRCUITS;FREE STANDING OR WALL MTD;RETURN FEET TO WORKSHOPS FOR | ENERGEX | ENERGEX |  | PURCHASE AS REQUIRED | 1
17570 | SWITCHBOARD,LV | STROMBERG;2500 AMP;INCLUDES 2 X 2500 AMP ISOLATORS,4 SWITCH FUSES;TOP ENTRY CABLING FOR CIRCUITS;FREE STANDING OR WALL MTD;RETURN FEET TO WORKSHOPS FOR | ENERGEX | ENERGEX |  | PURCHASE AS REQUIRED | 1
17571 | SWITCHBOARD,LV | STROMBERG;2500 AMP;INCLUDES 2500 AMP ISOLATORS,6 SWITCH FUSES;BOTTOM ENTRY CABLING FOR CIRCUITS;FREE STANDING OR WALL MTD;RETURN FEET TO WORKSHOPS FOR | ENERGEX | ENERGEX |  | PURCHASE AS REQUIRED | 1
17572 | SWITCHBOARD,LV | STROMBERG;2500 AMP;INCLUDES 2500 AMP ISOLATORS,6 SWITCH FUSES;TOP ENTRY FOR CABLING OF CIRCUITS;FREE STANDING OR WALL MTD;RETURN FEET TO WORKSHOPS FOR | ENERGEX | ENERGEX |  | PURCHASE AS REQUIRED | 1
17573 | SWITCHBOARD,LV | STROMBERG;2500 AMP;INCLUDES 2500 AMP ISOLATOR & CABLE TERMINATION;TOP OR BOTTOM ENTRY;FREE STANDING OR WALL MTD; RETURN FEET TO WORKSHOPS FOR WALL MTD | ENERGEX | ENERGEX |  | PURCHASE AS REQUIRED | 1
17576 | JOINT,ELECTRICAL POWER CABLE | 11 KV;FILLED HEATSHRINK JOINT;FROM 95 TO 185 SQ MM SIZE TRANSITION PLY CABLE;U/W STOCK CODES 17586,17587,17588,17589, 17590,17591,17592,17593 & 17577; | RAYCHEM | RAYCHEM (AUSTRALIA) PTY LTD | AUST-SQB-C | CURRENT | 1
17577 | JOINT,ELECTRICAL POWER CABLE | 11 KV;FILLED HEATSHRINK JOINT;SHIM KIT FOR 70-185 SQ MM PLY CABLE;U/W STOCK CODES 17576 & 17588; | RAYCHEM | RAYCHEM (AUSTRALIA) PTY LTD | EFSJ-SP2 | MAINTENANCE STOCK | 1
17579 | JOINT,ELECTRICAL POWER CABLE | 11 KV;FILLED HEATSHRINK JOINT;FOR 400 SQ MM PLY CABLE;U/W STOCK CODE 17602; | RAYCHEM | RAYCHEM (AUSTRALIA) PTY LTD | EPKJ17C3SB-3SB-W | PHASING | 1
17581 | FERRULE,ELECTRICAL CONDUCTOR | CRIMP TYPE;COPPER;25 SQ MM TO 95 SQ MM; C/W CENTRE BARRIER;PACK OF 3;U/W STOCK CODES 17575 & 15848;PACK OF 1; | TYCO | TYCO | AUST-SQB102 | CURRENT | 1
17581 | FERRULE,ELECTRICAL CONDUCTOR | CRIMP TYPE;COPPER;25 SQ MM TO 95 SQ MM; C/W CENTRE BARRIER;PACK OF 3;U/W STOCK CODES 17575 & 15848;PACK OF 1; | UTILUX |  | AUST-SQB-102 | CURRENT | 5
17584 | FERRULE,ELECTRICAL CONDUCTOR | CRIMP TYPE;COPPER;70 SQ MM TO 95 SQ MM; C/W CENTRE BARRIER;PACK OF 3;U/W STOCK CODE 17575;PACK OF 1,PACK WEIGHT 0.5 KG; | TYCO | TYCO | AUST-SQB105 | CURRENT | 1
17584 | FERRULE,ELECTRICAL CONDUCTOR | CRIMP TYPE;COPPER;70 SQ MM TO 95 SQ MM; C/W CENTRE BARRIER;PACK OF 3;U/W STOCK CODE 17575;PACK OF 1,PACK WEIGHT 0.5 KG; | CABLACES | CABLACES | AUST-SQB-105 | CURRENT | 2
17584 | FERRULE,ELECTRICAL CONDUCTOR | CRIMP TYPE;COPPER;70 SQ MM TO 95 SQ MM; C/W CENTRE BARRIER;PACK OF 3;U/W STOCK CODE 17575;PACK OF 1,PACK WEIGHT 0.5 KG; | UTILUX |  | AUST-SQB-105 | CURRENT | 5
17585 | FERRULE,ELECTRICAL CONDUCTOR | CRIMP TYPE;COPPER;95 SQ MM TO 95 SQ MM; C/W CENTRE DIMPLE;PACK OF 3;U/W STOCK CODE 17575; | LEGEND | LEGEND POWER SYSTEMS | CAS95EX | CURRENT | 2
17585 | FERRULE,ELECTRICAL CONDUCTOR | CRIMP TYPE;COPPER;95 SQ MM TO 95 SQ MM; C/W CENTRE DIMPLE;PACK OF 3;U/W STOCK CODE 17575; | TECONN | TE CONNECTIVITY LTD | AUST-SQB106 | CURRENT | 1
17585 | FERRULE,ELECTRICAL CONDUCTOR | CRIMP TYPE;COPPER;95 SQ MM TO 95 SQ MM; C/W CENTRE DIMPLE;PACK OF 3;U/W STOCK CODE 17575; | CABLACES | CABLACES | CAS95/EX | CURRENT | 2
17586 | FERRULE,ELECTRICAL CONDUCTOR | CRIMP TYPE;BI-METAL;95 SQ MM CU TO 120 SQ MM AL;C/W CENTRE BARRIER;PACK OF 3; U/W STOCK CODE 17576; | LEGEND | LEGEND POWER SYSTEMS | BLK120/95EX | CURRENT | 1
17586 | FERRULE,ELECTRICAL CONDUCTOR | CRIMP TYPE;BI-METAL;95 SQ MM CU TO 120 SQ MM AL;C/W CENTRE BARRIER;PACK OF 3; U/W STOCK CODE 17576; | DULMISON | DULMISON (AUST) PTY LTD | H15416/1X3 | CURRENT | 2
17586 | FERRULE,ELECTRICAL CONDUCTOR | CRIMP TYPE;BI-METAL;95 SQ MM CU TO 120 SQ MM AL;C/W CENTRE BARRIER;PACK OF 3; U/W STOCK CODE 17576; | CABLACES | CABLACES | AUST-SQB-107 | CURRENT | 2
17590 | FERRULE,ELECTRICAL CONDUCTOR | CRIMP TYPE;BI-METAL;120 SQ MM AL TO 185 SQ MM CU;C/W CENTRE BARRIER;PACK OF 1; U/W STOCK CODE 17576; | LEGEND | LEGEND POWER SYSTEMS | BLK120/185 | CURRENT | 1
17590 | FERRULE,ELECTRICAL CONDUCTOR | CRIMP TYPE;BI-METAL;120 SQ MM AL TO 185 SQ MM CU;C/W CENTRE BARRIER;PACK OF 1; U/W STOCK CODE 17576; | CABLACES | CABLACES | BLK120/185 | CURRENT | 2
17591 | FERRULE,ELECTRICAL CONDUCTOR | CRIMP TYPE;BI-METAL;150 SQ MM AL TO 185 SQ MM CU;C/W CENTRE BARRIER;PACK OF 3; U/W STOCK CODE 17576; | CABLACES | CABLACES | AUST-SQB-112 | MAINTENANCE STOCK | 1
17592 | FERRULE,ELECTRICAL CONDUCTOR | CRIMP TYPE;COPPER;161 (0.25 SQ IN) TO 185 SQ MM;C/W CENTRE BARRIER;PACK OF 3; U/W STOCK CODE 17576; | TYCO | TYCO | AUST-SQB113 | CURRENT | 1
17592 | FERRULE,ELECTRICAL CONDUCTOR | CRIMP TYPE;COPPER;161 (0.25 SQ IN) TO 185 SQ MM;C/W CENTRE BARRIER;PACK OF 3; U/W STOCK CODE 17576; | UTILUX |  | AUST-SQB-113 | CURRENT | 5
17593 | FERRULE,ELECTRICAL CONDUCTOR | CRIMP TYPE;COPPER;185 SQ MM TO 185 SQ MM ;C/W CENTRE DIMPLE;PACK OF 3;U/W STOCK CODE 17576; | CABLACES | CABLACES | CAS185/EX | CURRENT | 1
17594 | FERRULE,ELECTRICAL CONDUCTOR | CRIMP TYPE;COPPER;185 SQ MM TO 240 SQ MM ;C/W CENTRE BARRIER;PACK OF 3;U/W STOCK CODE 17578; | LEGEND | LEGEND POWER SYSTEMS | CASR240/185EX | CURRENT | 2
17594 | FERRULE,ELECTRICAL CONDUCTOR | CRIMP TYPE;COPPER;185 SQ MM TO 240 SQ MM ;C/W CENTRE BARRIER;PACK OF 3;U/W STOCK CODE 17578; | TECONN | TE CONNECTIVITY LTD | AUST-SQB114 | CURRENT | 1
17594 | FERRULE,ELECTRICAL CONDUCTOR | CRIMP TYPE;COPPER;185 SQ MM TO 240 SQ MM ;C/W CENTRE BARRIER;PACK OF 3;U/W STOCK CODE 17578; | CABLACES | CABLACES | AUST-SQB-115 | CURRENT | 2
17594 | FERRULE,ELECTRICAL CONDUCTOR | CRIMP TYPE;COPPER;185 SQ MM TO 240 SQ MM ;C/W CENTRE BARRIER;PACK OF 3;U/W STOCK CODE 17578; | CABLACES | CABLACES | CASR240/185-EX | CURRENT | 2
17595 | FERRULE,ELECTRICAL CONDUCTOR | CRIMP TYPE;BI-METAL;185 SQ MM CU TO 300 SQ MM AL;C/W CENTRE BARRIER;PACK OF 1; U/W STOCK CODE 17578; | TYCO | TYCO | BK300-185/1 | CURRENT | 2
17595 | FERRULE,ELECTRICAL CONDUCTOR | CRIMP TYPE;BI-METAL;185 SQ MM CU TO 300 SQ MM AL;C/W CENTRE BARRIER;PACK OF 1; U/W STOCK CODE 17578; | CABLACES | CABLACES | BLK300/185 | CURRENT | 2
17595 | FERRULE,ELECTRICAL CONDUCTOR | CRIMP TYPE;BI-METAL;185 SQ MM CU TO 300 SQ MM AL;C/W CENTRE BARRIER;PACK OF 1; U/W STOCK CODE 17578; | LEGEND | LEGEND POWER SYSTEMS | BLK300/185 | CURRENT | 1
17599 | FERRULE,ELECTRICAL CONDUCTOR | CRIMP TYPE;COPPER;240 SQ MM TO 300 SQ MM ;C/W CENTRE BARRIER;PACK OF 3;U/W STOCK CODE 17578; | TYCO | TYCO | AUST-SQB120 | CURRENT | 1
17599 | FERRULE,ELECTRICAL CONDUCTOR | CRIMP TYPE;COPPER;240 SQ MM TO 300 SQ MM ;C/W CENTRE BARRIER;PACK OF 3;U/W STOCK CODE 17578; | UTILUX |  | AUST-SQB-120 | CURRENT | 5
17600 | FERRULE,ELECTRICAL CONDUCTOR | CRIMP TYPE;COPPER;300 SQ MM TO 300 SQ MM ;C/W CENTRE BARRIER;PACK OF 3 ,PACK WEIGHT 0.88 KG;U/W SC17578; | TYCO | TYCO | AUST-SQB121 | CURRENT | 2
17600 | FERRULE,ELECTRICAL CONDUCTOR | CRIMP TYPE;COPPER;300 SQ MM TO 300 SQ MM ;C/W CENTRE BARRIER;PACK OF 3 ,PACK WEIGHT 0.88 KG;U/W SC17578; | PLP AUST | PREFORMED LINE PRODUCTS (AUST) | EPCJ-300-26.0AF-3 | CURRENT | 2
17600 | FERRULE,ELECTRICAL CONDUCTOR | CRIMP TYPE;COPPER;300 SQ MM TO 300 SQ MM ;C/W CENTRE BARRIER;PACK OF 3 ,PACK WEIGHT 0.88 KG;U/W SC17578; | LEGEND | LEGEND POWER SYSTEMS | CAS300EX | CURRENT | 1
17602 | FERRULE,ELECTRICAL CONDUCTOR | CRIMP TYPE;COPPER;400 SQ MM TO 400 SQ MM ;C/W CENTRE DIMPLE;PACK OF 3;U/W STOCK CODE 17579;PACK WEIGHT 0.93 KG; | LEGEND | LEGEND POWER SYSTEMS | CAS400EX | CURRENT | 1
17602 | FERRULE,ELECTRICAL CONDUCTOR | CRIMP TYPE;COPPER;400 SQ MM TO 400 SQ MM ;C/W CENTRE DIMPLE;PACK OF 3;U/W STOCK CODE 17579;PACK WEIGHT 0.93 KG; | PLP AUST | PREFORMED LINE PRODUCTS (AUST) | EPCJ-400-31.0AF-3 | CURRENT | 2
17603 | JOINT,ELECTRICAL POWER CABLE | 11 KV;FILLED HEATSHRINK TRANSITION JOINT ;FROM 16 SQ MM CU PLY CABLE TO 35 SQ MM AL XLPE CABLE;C/W CONNECTORS; | RAYCHEM | RAYCHEM (AUSTRALIA) PTY LTD | AUST-SQB-83 | PHASING | 1
17604 | JOINT,ELECTRICAL POWER CABLE | 11 KV;FILLED HEATSHRINK TRANSITION JOINT ;FROM 25 SQ MM CU PLY CABLE TO 35 SQ MM AL XLPE CABLE;C/W CONNECTORS; STYLE: | RAYCHEM | RAYCHEM (AUSTRALIA) PTY LTD | AUST-SQB-84 | CURRENT | 1
17605 | JOINT,ELECTRICAL POWER CABLE | 11 KV;FILLED HEATSHRINK TRANSITION JOINT ;FROM 25 SQ MM CU PLY CABLE TO 95 SQ MM AL XLPE CABLE;C/W CONNECTORS; | RAYCHEM | RAYCHEM (AUSTRALIA) PTY LTD | AUST-SQB-85 | PURCHASE AS REQUIRED | 1
17606 | JOINT,ELECTRICAL POWER CABLE | 11 KV;FILLED HEATSHRINK TRANSITION JOINT ;FROM 95 SQ MM CU PLY CABLE TO 35 SQ MM AL XLPE CABLE;C/W CONNECTORS; | RAYCHEM | RAYCHEM (AUSTRALIA) PTY LTD | AUST-SQB-86 | PURCHASE AS REQUIRED | 1
17608 | JOINT,ELECTRICAL POWER CABLE | 11 KV;FILLED HEATSHRINK TRANSITION JOINT ;FROM 120 SQ MM AL PLY CABLE TO 95 SQ MM AL XLPE CABLE;C/W CONNECTORS; | RAYCHEM | RAYCHEM (AUSTRALIA) PTY LTD | AUST-SQB-88 | STRATEGIC SPARE | 1
17610 | JOINT,ELECTRICAL POWER CABLE | 11 KV;FILLED HEATSHRINK TRANSITION JOINT ;FROM 240 SQ MM CU PLY CABLE TO 95 SQ MM AL XLPE CABLE;C/W CONNECTORS; | RAYCHEM | RAYCHEM (AUSTRALIA) PTY LTD | AUST-SQB-90 | PHASING | 1
17612 | JOINT,ELECTRICAL POWER CABLE | 11 KV;FILLED HEATSHRINK TRANSITION JOINT ;FROM 150 SQ MM AL PLY CABLE TO 240 SQ MM AL XLPE CABLE;C/W CONNECTORS; | RAYCHEM | RAYCHEM (AUSTRALIA) PTY LTD | AUST-SQB-92 | STRATEGIC SPARE | 1
17613 | JOINT,ELECTRICAL POWER CABLE | 11 KV;FILLED HEATSHRINK TRANSITION JOINT ;FROM 161 90.25) SQ MM CU PLY CABLE TO 240 SQ MM AL XLPE CABLE;C/W CONNECTORS; | RAYCHEM | RAYCHEM (AUSTRALIA) PTY LTD | AUST-SQB-93 | PHASING | 1
17616 | JOINT,ELECTRICAL POWER CABLE | 11 KV;FILLED HEATSHRINK TRANSITION JOINT ;FROM 258 (0.4) SQ MM CU PLY CABLE TO 240 SQ MM AL XLPE CABLE;C/W CONNECTORS; | RAYCHEM | RAYCHEM (AUSTRALIA) PTY LTD | AUST-SQB-96 | PHASING | 1
17624 | JOINT,ELECTRICAL POWER CABLE | 11 KV;FOR 3 CORE 25 TO 185 SQ MM MAIN PLY CABLE TO 35 TO 95 SQ MM BRANCH XLPE CABLE;PARALLEL BRANCH JOINT;CU OR ALUM PVC OUTER BOX RESIN FILLED;C/W | SICAME | SICAME AUSTRALIA PTY LTD | WTH52462-70 | CURRENT | 1
17624 | JOINT,ELECTRICAL POWER CABLE | 11 KV;FOR 3 CORE 25 TO 185 SQ MM MAIN PLY CABLE TO 35 TO 95 SQ MM BRANCH XLPE CABLE;PARALLEL BRANCH JOINT;CU OR ALUM PVC OUTER BOX RESIN FILLED;C/W | ALSTOM | ALSTOM GRID AUSTRALIA LIMITED | 8AE5500-010 | CURRENT | 2
17624 | JOINT,ELECTRICAL POWER CABLE | 11 KV;FOR 3 CORE 25 TO 185 SQ MM MAIN PLY CABLE TO 35 TO 95 SQ MM BRANCH XLPE CABLE;PARALLEL BRANCH JOINT;CU OR ALUM PVC OUTER BOX RESIN FILLED;C/W | SICAME | SICAME AUSTRALIA PTY LTD | MIRP-17624 | CURRENT | 2
17625 | JOINT,ELECTRICAL POWER CABLE | 11 KV;FOR 3 CORE 161 TO 185 SQ MM MAIN PLY CU CABLE TO 240 SQ MM BRANCH XLPE ALUM CABLE;PARALLEL & PARALLEL BRANCH JOINT;PVC OUTER BOX RESIN FILLED;C/W | SICAME | SICAME AUSTRALIA PTY LTD | WTH52462-73 | CURRENT | 1
17625 | JOINT,ELECTRICAL POWER CABLE | 11 KV;FOR 3 CORE 161 TO 185 SQ MM MAIN PLY CU CABLE TO 240 SQ MM BRANCH XLPE ALUM CABLE;PARALLEL & PARALLEL BRANCH JOINT;PVC OUTER BOX RESIN FILLED;C/W | SICAME | SICAME AUSTRALIA PTY LTD | MIRP-17625 | CURRENT | 2
17625 | JOINT,ELECTRICAL POWER CABLE | 11 KV;FOR 3 CORE 161 TO 185 SQ MM MAIN PLY CU CABLE TO 240 SQ MM BRANCH XLPE ALUM CABLE;PARALLEL & PARALLEL BRANCH JOINT;PVC OUTER BOX RESIN FILLED;C/W | ALSTOM | ALSTOM GRID AUSTRALIA LIMITED | 8AE5500-040 | CURRENT | 2
17626 | JOINT,ELECTRICAL POWER CABLE | 11 KV;FOR 3 CORE 258 (0.4 IN SQ) TO 300 SQ MM MAIN ALUM PLY CABLE TO 240 SQ MM BRANCH XLPE ALUM CABLE;PARALLEL BRANCH JOINT;PVC OUTER BOX RESIN FILLED;C/W | SICAME | SICAME AUSTRALIA PTY LTD | WTH52462-64 | CURRENT | 1
17626 | JOINT,ELECTRICAL POWER CABLE | 11 KV;FOR 3 CORE 258 (0.4 IN SQ) TO 300 SQ MM MAIN ALUM PLY CABLE TO 240 SQ MM BRANCH XLPE ALUM CABLE;PARALLEL BRANCH JOINT;PVC OUTER BOX RESIN FILLED;C/W | ALSTOM | ALSTOM GRID AUSTRALIA LIMITED | 8AE5500-030 | CURRENT | 2
17626 | JOINT,ELECTRICAL POWER CABLE | 11 KV;FOR 3 CORE 258 (0.4 IN SQ) TO 300 SQ MM MAIN ALUM PLY CABLE TO 240 SQ MM BRANCH XLPE ALUM CABLE;PARALLEL BRANCH JOINT;PVC OUTER BOX RESIN FILLED;C/W | SICAME | SICAME AUSTRALIA PTY LTD | MIRP-17626 | CURRENT | 2
17627 | JOINT,ELECTRICAL POWER CABLE | 11 KV;FOR 3 CORE 35 TO 185 SQ MM MAIN XLPE CABLE 35 TO 185 SQ MM,BRANCH XLPE CABLE PARALLEL & PARALLEL BRANCH JOINT; CU & ALUM PVC OUTER BOX RESIN FILLED;C/W | SICAME | SICAME AUSTRALIA PTY LTD | WTH52462-62A | CURRENT | 1
17627 | JOINT,ELECTRICAL POWER CABLE | 11 KV;FOR 3 CORE 35 TO 185 SQ MM MAIN XLPE CABLE 35 TO 185 SQ MM,BRANCH XLPE CABLE PARALLEL & PARALLEL BRANCH JOINT; CU & ALUM PVC OUTER BOX RESIN FILLED;C/W | SICAME | SICAME AUSTRALIA PTY LTD | MIRP-17627 | CURRENT | 2
17627 | JOINT,ELECTRICAL POWER CABLE | 11 KV;FOR 3 CORE 35 TO 185 SQ MM MAIN XLPE CABLE 35 TO 185 SQ MM,BRANCH XLPE CABLE PARALLEL & PARALLEL BRANCH JOINT; CU & ALUM PVC OUTER BOX RESIN FILLED;C/W | ALSTOM | ALSTOM GRID AUSTRALIA LIMITED | 8AE5500-020 | CURRENT | 2
17628 | JOINT,ELECTRICAL POWER CABLE | 11 KV;FOR 3 CORE 240 SQ MM XLPE MAIN CABLE TO 240 SQ MM XLPE BRANCH CABLE; PARALLEL AND PARALLEL BRANCH CU OR ALUM CABLE;PVC OUTER BOX RESIN FILLED; | SICAME | SICAME AUSTRALIA PTY LTD | WTH52462-62 | CURRENT | 1
17628 | JOINT,ELECTRICAL POWER CABLE | 11 KV;FOR 3 CORE 240 SQ MM XLPE MAIN CABLE TO 240 SQ MM XLPE BRANCH CABLE; PARALLEL AND PARALLEL BRANCH CU OR ALUM CABLE;PVC OUTER BOX RESIN FILLED; | SICAME | SICAME AUSTRALIA PTY LTD | MIRP-17628 | CURRENT | 2
17628 | JOINT,ELECTRICAL POWER CABLE | 11 KV;FOR 3 CORE 240 SQ MM XLPE MAIN CABLE TO 240 SQ MM XLPE BRANCH CABLE; PARALLEL AND PARALLEL BRANCH CU OR ALUM CABLE;PVC OUTER BOX RESIN FILLED; | ALSTOM | ALSTOM GRID AUSTRALIA LIMITED | 8AE5500-050 | CURRENT | 2
17631 | TERMINAL,LUG | EYE TYPE;BI-METAL CRIMP CONNECTION FOR 210 SQ MM 19/3.75 MM STRANDED (PLUTO) CONDUCTOR;M12 STUD SIZE;PACK OF 50; WEIGHT OF PACK 14.25 KG; | TYCO | TYCO | BG210M12/1 | CURRENT | 1
17631 | TERMINAL,LUG | EYE TYPE;BI-METAL CRIMP CONNECTION FOR 210 SQ MM 19/3.75 MM STRANDED (PLUTO) CONDUCTOR;M12 STUD SIZE;PACK OF 50; WEIGHT OF PACK 14.25 KG; | PLP AUST | PREFORMED LINE PRODUCTS (AUST) | EPTB-PLUTO-28.5AF-M12 | CURRENT | 2
17632 | RELAY,CURRENT DIFFERENTIAL | 110 V DC;1 AMP; | SIEMENS | SIEMENS LTD | 7SD5111-4CA02-OCAO | PURCHASE AS REQUIRED | 1
17633 | TRANSFORMER,DISTRIBUTION | 33 KV;315 KVA;3 PHASE;CABLE BOX GROUND MTG;BSH HV 180 LV BSH;MINERAL OIL INSULATED;ONAN;DZNO;7 TAP POSITIONS; 33 KV/433-250 V;LOCAL SUPPLY FOR | TYREE | TYREE INDUSTRIES PL MITTAGONG NSW | 315 KVA | PHASING | 1
17634 | FUSE ELEMENT,ELEC | 30 AMP;36 KV;DROPOUT ELEMENT TYPE 'E' (VERY SLOW ACTING);TYPE SMD-20,S & C CAT NO. 614030;FOR U/W SMD-20 DROPOUT UNIT; PACK OF 30; | S & C |  | 614030 | MAINTENANCE STOCK | 1
17635 | BIT,AUGER | Impact, 16mm Dia, 225mm OAL, Steel, Ring Twist Pattern, 11mm Hex Shank, Quick Release | LEGEND | LEGEND POWER SYSTEMS | MSS-0058S | CURRENT | 1
17635 | BIT,AUGER | Impact, 16mm Dia, 225mm OAL, Steel, Ring Twist Pattern, 11mm Hex Shank, Quick Release | SPECFORC | SPECIALISED FORCE | STMSF816X225 | CURRENT | 2
17636 | TRANSFORMER,DISTRIBUTION | 11 KV;500 KVA;3 PHASE;PADMOUNT;HV;HAZ 180 LV BSH;MINERAL OIL INSULATED;ONAN; DYN 11;3CR12 CUBICLE;7 TAP POSITIONS; C/W ABB SDAF3 NON-EXT HV RMU & WEBER LV | ABB | ABB FAN PTY LTD | 500 KVA | PURCHASE AS REQUIRED | 1
17639 | RELAY,CURRENT DIFFERENTIAL | 110 V DC;5 AMP; | SIEMENS | SIEMENS LTD | 7SD5115-4CA02-OCAO | PURCHASE AS REQUIRED | 1
17641 | LABEL | SUPER VINYL V-90,YELLOW BACKGROUND;WHITE MATT (PERMANENT) 160 GSM;LEGEND-METER VOLTAGE PHASE SEQUENCE CORRECTED AT METER;BLACK PRINT;70 MM LG,25 MM W;BACK | ARTCRAFT | ARTCRAFT PTY LTD | SE02595-Q | CURRENT | 1
17641 | LABEL | SUPER VINYL V-90,YELLOW BACKGROUND;WHITE MATT (PERMANENT) 160 GSM;LEGEND-METER VOLTAGE PHASE SEQUENCE CORRECTED AT METER;BLACK PRINT;70 MM LG,25 MM W;BACK | CUTLER | CUTLER BRANDS PTY LTD | ENERGE-17641 | CURRENT | 2
17642 | DIE,CRIMPING TOOL | STEEL;HEX ;24.2 MM AF;FOR ALUMINIUM BASED SLEEVES;U/W UTILUX COMPRESSION TOOL NO.38A OR EQUIV; | TEN | THE ENERGY NETWORK | K12-24.2-AL | PURCHASE AS REQUIRED | 1
17642 | DIE,CRIMPING TOOL | STEEL;HEX ;24.2 MM AF;FOR ALUMINIUM BASED SLEEVES;U/W UTILUX COMPRESSION TOOL NO.38A OR EQUIV; | DULMISON | DULMISON (AUST) PTY LTD | 38-242 AL/1 | PURCHASE AS REQUIRED | 2
17643 | DIE,CRIMPING TOOL | STEEL;INDENT 18;TO SUIT 185 SQ MM SOLID ALUMINIUM 90 DEG SECTOR CRIMP LUG; U/W UTILUX COMPRESSION TOOL NO.38A OR EQUIV;(REFER TO STOCK CODE 02151 FOR | LEGEND | LEGEND POWER SYSTEMS | HT130-A18INDENT | CURRENT | 1
17643 | DIE,CRIMPING TOOL | STEEL;INDENT 18;TO SUIT 185 SQ MM SOLID ALUMINIUM 90 DEG SECTOR CRIMP LUG; U/W UTILUX COMPRESSION TOOL NO.38A OR EQUIV;(REFER TO STOCK CODE 02151 FOR | UTILUX |  | 14 NEST & 18 INDENT | CURRENT | 2
17644 | CONNECTOR,BUSBAR | 27 MM OD TUBE FLAT;TERMINAL PALM UNDRILLED;PACK OF 1; | PLP AUST | PREFORMED LINE PRODUCTS (AUST) | D-CS27MU | PURCHASE AS REQUIRED | 1
17644 | CONNECTOR,BUSBAR | 27 MM OD TUBE FLAT;TERMINAL PALM UNDRILLED;PACK OF 1; | HYLEC | HYLEC PTY LTD | CCS27B | PURCHASE AS REQUIRED | 2
17645 | JOINT,ELECTRICAL POWER CABLE | 11 KV;FILLED HEATSHRINK TRANSITION JOINT ;FROM 300 SQ MM AL PLY CABLE TO 240 SQ MM AL XLPE CABLE;C/W CONNECTORS; | RAYCHEM | RAYCHEM (AUSTRALIA) PTY LTD | AUST-SQB-98 | PHASING | 1
17647 | JOINT,ELECTRICAL POWER CABLE | 11 KV;HEATSHRINK JOINT;FROM 35 SQ MM AL TO 95 SQ MM AL XLPE CABLES;C/W CONNECTORS; | RAYCHEM | RAYCHEM (AUSTRALIA) PTY LTD | AUST-SQB-66 | PHASING | 1
17649 | JOINT,ELECTRICAL POWER CABLE | 11 KV;HEATSHRINK JOINT;FROM 95 SQ MM AL TO 240 SQ MM AL XLPE CABLES,C/W CONNECTO CONNECTORS; | RAYCHEM | RAYCHEM (AUSTRALIA) PTY LTD | AUST-SQB-9 | PHASING | 1
17650 | JOINT,ELECTRICAL POWER CABLE | 11 KV;HEATSHRINK JOINT;240 SQ MM AL TO 240 SQ MM AL XLPE CABLES;C/W CONNECTORS; REFER SC16478 FOR RESIN; | RAYCHEM | RAYCHEM (AUSTRALIA) PTY LTD | AUST-SQB-18 | STRATEGIC SPARE | 1
17651 | CONNECTOR,BUSBAR | 48 MM OD TUBE TO FLAT;TERMINAL PALM UNDRILLED;PACK OF 1; | PLP AUST | PREFORMED LINE PRODUCTS (AUST) | D-CS48MU | PURCHASE AS REQUIRED | 1
17651 | CONNECTOR,BUSBAR | 48 MM OD TUBE TO FLAT;TERMINAL PALM UNDRILLED;PACK OF 1; | HYLEC | HYLEC PTY LTD | CCS48B | PURCHASE AS REQUIRED | 2
17652 | REACTOR | NEUTRAL EARTHING;50.93 MH,16 OHM;50 HZ 36 KV;1 PHASE;1 KA FOR 3 SEC;PEDESTAL POST INSULATOR MTG;AIR INSULATED;OUTDOOR ;SUPPLIED WITHOUT INSULATORS;REPLACED BY | TRENCH |  | 50.93 MH | PHASING | 1
17654 | TERMINATION,ELECTRICAL POWER CABLE | 11 KV;INDOOR;3 PHASE;FOR 35 SQ MM AL XLPE CABLE;HEATSHRINK;MIN 550 TAILS;U/W STOCK CODE 17660; | RAYCHEM | RAYCHEM (AUSTRALIA) PTY LTD | AUST-SQB-73 | CURRENT | 1
17655 | TERMINATION,ELECTRICAL POWER CABLE | 11 KV;INDOOR;3 PHASE;FOR 95 SQ MM AL XLPE CABLE;HEATSHRINK;MIN 600 TAILS;U/W STOCK CODE 17661; | RAYCHEM | RAYCHEM (AUSTRALIA) PTY LTD | AUST-SQB-74 | CURRENT | 1
17656 | TERMINATION,ELECTRICAL POWER CABLE | 11 KV;INDOOR;3 PHASE;FOR 240 SQ MM AL XLPE CABLE;HEATSHRINK;MIN 650 TAILS; U/W STOCK CODE 17631 | RAYCHEM | RAYCHEM (AUSTRALIA) PTY LTD | AUST-SQB-75 | MAINTENANCE STOCK | 1
17657 | TERMINATION,ELECTRICAL POWER CABLE | 11 KV;INDOOR;3 PHASE;FOR 35 SQ MM AL XLPE CABLE;HEATSHRINK;MIN 1200 TAILS;U/W STOCK CODE 17660; | RAYCHEM | RAYCHEM (AUSTRALIA) PTY LTD | AUST-SQB-58 | CURRENT | 1
17658 | TERMINATION,ELECTRICAL POWER CABLE | 11 KV;INDOOR;3 PHASE;FOR 95 SQ MM AL XLPE CABLE;HEATSHRINK;MIN 1200 TAILS;U/W STOCK CODE 17661; | RAYCHEM | RAYCHEM (AUSTRALIA) PTY LTD | AUST-SQB-57 | CURRENT | 1
17659 | TERMINATION,ELECTRICAL POWER CABLE | 11 KV;INDOOR;3 PHASE;FOR 240 SQ MM AL XLPE CABLE;HEATSHRINK;MIN 1200 TAILS;U/W STOCK CODE 17662; | RAYCHEM | RAYCHEM (AUSTRALIA) PTY LTD | AUST-SQB-72 | PHASING | 1
17660 | TERMINAL,LUG | LONG BARREL,DRILLED PALM,M12,BI-METAL CRIMP TYPE;FOR 35 SQ MM AL COND; MIN 32 MM LG BARREL;PACK OF 40,PACK WEIGHT 2.00 KG;U/W SC17654 & SC17657; | TYCO | TYCO | AG35M12/1 | CURRENT | 1
17660 | TERMINAL,LUG | LONG BARREL,DRILLED PALM,M12,BI-METAL CRIMP TYPE;FOR 35 SQ MM AL COND; MIN 32 MM LG BARREL;PACK OF 40,PACK WEIGHT 2.00 KG;U/W SC17654 & SC17657; | PLP AUST | PREFORMED LINE PRODUCTS (AUST) | EPTB-35-9.0AF-M12 (32) | CURRENT | 2
17661 | TERMINAL,LUG | LONG BARREL,DRILLED PALM,M12,BI-METAL CRIMP TYPE;FOR 95 SQ MM AL COND; MIN 60 MM LG BARREL;PACK OF 3,PACK WEIGHT 1.00 KG;U/W SC17655 & SC17658; | LEGEND | LEGEND POWER SYSTEMS | BL95-12EX | CURRENT | 2
17661 | TERMINAL,LUG | LONG BARREL,DRILLED PALM,M12,BI-METAL CRIMP TYPE;FOR 95 SQ MM AL COND; MIN 60 MM LG BARREL;PACK OF 3,PACK WEIGHT 1.00 KG;U/W SC17655 & SC17658; | PLP AUST | PREFORMED LINE PRODUCTS (AUST) | EPTB-95-17.3AF-M12 (60) | CURRENT | 2
17661 | TERMINAL,LUG | LONG BARREL,DRILLED PALM,M12,BI-METAL CRIMP TYPE;FOR 95 SQ MM AL COND; MIN 60 MM LG BARREL;PACK OF 3,PACK WEIGHT 1.00 KG;U/W SC17655 & SC17658; | TECONN | TE CONNECTIVITY LTD | BG95M12/1 | CURRENT | 1
17666 | TERMINATION KIT,ELECTRICAL CABLE | Indoor, 11kV, 3 x Single Phase, for 630mm2 Cu Cond, Screened XLPE Cable, Heatshrink, Lugs available separately | RAYCHEM | RAYCHEM (AUSTRALIA) PTY LTD | EPKT-17E1XI-A-AMPC | MAINTENANCE STOCK | 1
17667 | TERMINATION,ELECTRICAL POWER CABLE | 11 KV;OUTDOOR KIT;3 X SINGLE PHASE;FOR 400 SQ MM COPPER COND;SCREENED PLYPVC CABLE;HEATSHRINK;C/W CRIMP LUGS; | RAYCHEM | RAYCHEM (AUSTRALIA) PTY LTD | AUST-SQB-34 | MAINTENANCE STOCK | 1
17668 | TERMINATION,ELECTRICAL POWER CABLE | 11 KV;OUTDOOR KIT;3 X SINGLE PHASE;FOR 630 SQ MM COPPER COND;SCREENED PLYPVC CABLE;HEATSHRINK;C/W CRIMP LUGS; | RAYCHEM | RAYCHEM (AUSTRALIA) PTY LTD | AUST-SQB-78 | PHASING | 1
17671 | TERMINATION,ELECTRICAL POWER CABLE | 11 KV;INDOOR KIT;3 PHASE;FOR 70 SQ MM CU COND;SCREENED PLYPVC CABLE;HEATSHRINK; U/W STOCK CODE 17701; | RAYCHEM | RAYCHEM (AUSTRALIA) PTY LTD | AUST-SQB-68 | PHASING | 1
17672 | TERMINATION,ELECTRICAL POWER CABLE | 11 KV;INDOOR KIT;3 PHASE;95 SQ MM TO 185 SQ MM CU & AL COND;SCREENED PLYPVC CABLE ;HEATSHRINK;U/W STOCK CODE 17702,17703, 17704 & 17705; | RAYCHEM | RAYCHEM (AUSTRALIA) PTY LTD | AUST-SQB-42 | CURRENT | 1
17676 | TERMINATION,ELECTRICAL POWER CABLE | 11 KV;INDOOR KIT;3 PHASE;FOR 240 SQ MM TO 300 SQ MM CU & AL COND;SCREENED PLYPVC CABLE;HEATSHRINK;U/W STOCK CODE 17707 & 17708; | RAYCHEM | RAYCHEM (AUSTRALIA) PTY LTD | AUST-SQB-44 | CURRENT | 1
17700 | TERMINAL,LUG | LONG BARREL,DRILLED PALM,M12,CRIMP;FOR 25 SQ MM CU COND;PACK OF 3; PACK WEIGHT 0.5 KG;U/W SC17690 & SC17670; | LEGEND | LEGEND POWER SYSTEMS | CAL25LB-12EX | CURRENT | 1
17700 | TERMINAL,LUG | LONG BARREL,DRILLED PALM,M12,CRIMP;FOR 25 SQ MM CU COND;PACK OF 3; PACK WEIGHT 0.5 KG;U/W SC17690 & SC17670; | CABLACES | CABLACES | CAL25LB-12/EX | CURRENT | 2
17701 | TERMINAL,LUG | LONG BARREL,DRILLED PALM,M12,CRIMP TYPE; FOR 70 SQ MM CU COND;PACK OF 3;U/W STOCK CODE 17671 & 17691; | LEGEND | LEGEND POWER SYSTEMS | CAL70LB-12EX | CURRENT | 1
17701 | TERMINAL,LUG | LONG BARREL,DRILLED PALM,M12,CRIMP TYPE; FOR 70 SQ MM CU COND;PACK OF 3;U/W STOCK CODE 17671 & 17691; | CABLACES | CABLACES | AUST-SQB-126 | CURRENT | 2
17702 | TERMINAL,LUG | LONG BARREL,DRILLED PALM,M12,CRIMP TYPE; FOR 95 SQ MM CU COND;MIN 53 MM LG BARREL ;PACK OF 3; PACK WEIGHT 0.21 KG;U/W SC17672 & SC17692; | LEGEND | LEGEND POWER SYSTEMS | CAL95LB-12EX | CURRENT | 1
17702 | TERMINAL,LUG | LONG BARREL,DRILLED PALM,M12,CRIMP TYPE; FOR 95 SQ MM CU COND;MIN 53 MM LG BARREL ;PACK OF 3; PACK WEIGHT 0.21 KG;U/W SC17672 & SC17692; | CABLACES | CABLACES | CAL95LB-12/EX | CURRENT | 2
17703 | TERMINAL,LUG | LONG BARREL,DRILLED PALM,M12,BI-METAL CRIMP TYPE;FOR 150 SQ MM AL COND; MIN 60 MM LG BARREL;PACK OF 1,PACK WEIGHT 0.15 KG;U/W SC17672 & SC17692; | LEGEND | LEGEND POWER SYSTEMS | BL150-12EX | CURRENT | 2
17703 | TERMINAL,LUG | LONG BARREL,DRILLED PALM,M12,BI-METAL CRIMP TYPE;FOR 150 SQ MM AL COND; MIN 60 MM LG BARREL;PACK OF 1,PACK WEIGHT 0.15 KG;U/W SC17672 & SC17692; | PLP AUST | PREFORMED LINE PRODUCTS (AUST) | EPTB-150-22.0AF-M12 (60) | CURRENT | 2
17703 | TERMINAL,LUG | LONG BARREL,DRILLED PALM,M12,BI-METAL CRIMP TYPE;FOR 150 SQ MM AL COND; MIN 60 MM LG BARREL;PACK OF 1,PACK WEIGHT 0.15 KG;U/W SC17672 & SC17692; | TECONN | TE CONNECTIVITY LTD | BG150M12/1 | CURRENT | 1
17705 | TERMINAL,LUG | LONG BARREL,DRILLED PALM,M12,CRIMP TYPE; FOR 185 SQ MM CU COND;MIN 64 MM LG BARREL;PACK OF 3; PACK WEIGHT 1.75 KG; U/W SC17672 & SC17692; | LEGEND | LEGEND POWER SYSTEMS | CAL185LB-12EX | CURRENT | 1
17705 | TERMINAL,LUG | LONG BARREL,DRILLED PALM,M12,CRIMP TYPE; FOR 185 SQ MM CU COND;MIN 64 MM LG BARREL;PACK OF 3; PACK WEIGHT 1.75 KG; U/W SC17672 & SC17692; | CABLACES | CABLACES | CAL185LB-12/EX | CURRENT | 2
17706 | TERMINAL,LUG | LONG BARREL,DRILLED PALM,M12,CRIMP TYPE; FOR 240 SQ MM CU COND;MIN 80 MM LG BARREL;PACK OF 3; PACK WEIGHT 1.7 KG; U/W SC17676 & SC17696; | LEGEND | LEGEND POWER SYSTEMS | CAL240LB-12EX | CURRENT | 1
17706 | TERMINAL,LUG | LONG BARREL,DRILLED PALM,M12,CRIMP TYPE; FOR 240 SQ MM CU COND;MIN 80 MM LG BARREL;PACK OF 3; PACK WEIGHT 1.7 KG; U/W SC17676 & SC17696; | CABLACES | CABLACES | CAL240LB-12/EX | CURRENT | 2
17708 | TERMINAL,LUG | LONG BARREL,DRILLED PALM,M12,CRIMP TYPE; FOR 300 SQ MM CU COND;MIN 90 MM LG BARREL;PACK OF 3;PACK WEIGHT 2.KG; SC17676 & SC17696; | LEGEND | LEGEND POWER SYSTEMS | CAL300LB-12EX | CURRENT | 1
17708 | TERMINAL,LUG | LONG BARREL,DRILLED PALM,M12,CRIMP TYPE; FOR 300 SQ MM CU COND;MIN 90 MM LG BARREL;PACK OF 3;PACK WEIGHT 2.KG; SC17676 & SC17696; | CABLACES | CABLACES | CAL300LB-12/EX | CURRENT | 2
17709 | TERMINAL,LUG | LONG BARREL,DRILLED PALM,M12,CRIMP TYPE; FOR 400 SQ MM CU COND;MIN 100 MM LG BARREL;PACK OF 3; PACK WEIGHT 0.38 KG; U/W SC17689 & SC17699; | LEGEND | LEGEND POWER SYSTEMS | CAL400LB-12EX | CURRENT | 1
17709 | TERMINAL,LUG | LONG BARREL,DRILLED PALM,M12,CRIMP TYPE; FOR 400 SQ MM CU COND;MIN 100 MM LG BARREL;PACK OF 3; PACK WEIGHT 0.38 KG; U/W SC17689 & SC17699; | CABLACES | CABLACES | CAL400LB-12/EX | CURRENT | 2
17709 | TERMINAL,LUG | LONG BARREL,DRILLED PALM,M12,CRIMP TYPE; FOR 400 SQ MM CU COND;MIN 100 MM LG BARREL;PACK OF 3; PACK WEIGHT 0.38 KG; U/W SC17689 & SC17699; | DULMISON | DULMISON (AUST) PTY LTD | AUST-SQB-134 | CURRENT | 2
17711 | JOINT,ELECTRICAL POWER CABLE | LV;HEATSHRINK;STRAIGHT JOINT;TO SUIT 240 SQ MM 4 CORE OR 3 CORE NS XLPE CABLE TO 240 SQ MM 4 CORE XLPE CABLE; C/W FERRULES;PACK OF 1,PACK WEIGHT | TECONN | TE CONNECTIVITY LTD | AUST-SQB82 | CURRENT | 1
17714 | JOINT,ELECTRICAL POWER CABLE | LV;HEATSHRINK;PARALLEL BRANCH (SERVICE) JOINT;750 MM LG;REINFORCED WRAP AROUND SLEEVE;TO SUIT 3.5 CORE PLY CABLE,70-185 SQ MM CU COND;4-70 SQ MM TEE;C/W RING | TECONN | TE CONNECTIVITY LTD | AUST-SQB24 | CURRENT | 1
17715 | JOINT,ELECTRICAL POWER CABLE | LV, Heatshrink, Service Tee Joint, Suit 4 Core 120-240mm2 XLPE Insulated Main Cable to 4 Core 16 - 70mm2 XLPE Insulated Service Cable | TECONN | TE CONNECTIVITY LTD | AUST-SQB135 | CURRENT | 1
17718 | CLEVIS,TONGUE | STEEL,FORGED;GALV,HOT DIPPED;120 KN; Y TONGUE;C/W CLEVIS PIN & HUMPBACK SPLIT PIN (HP/A);BAGS OF 10;PROJECT USAGE; | PLP |  | CTY-160-120-2 | STRATEGIC SPARE | 1
17727 | CIRCUIT BREAKER | OUTDOOR;ALSTOM OX 36;36 KV;3 PHASE; 2000 AMP;25 KA BKG CAP;110 V DC SPRING CHRG MOTOR & CONTROL (TRIP & CLOSE); AS2006; | ALSTOM | ALSTOM GRID AUSTRALIA LIMITED | OX 36 2000 AMP 36 KV | PURCHASE AS REQUIRED | 1
17728 | CIRCUIT BREAKER | OUTDOOR;ALSTOM OX36;36 KV;3 PHASE; 1250 AMP;25 KA BKG CAP;110 V DC SPRING CHRG MOTOR & CONTROL (TRIP & CLOSE); AS2006; | ALSTOM | ALSTOM GRID AUSTRALIA LIMITED | OX36 1250 AMP | STRATEGIC SPARE | 1
17729 | CIRCUIT BREAKER | OUTDOOR;ALSTOM OX36;36 KV;3 PHASE; 2000 AMP;25 KA BKG CAP;240 V AC SPRING CHRG MOTOR;110 V DC CONTROL (TRIP & CLOSE);AS2006; | ALSTOM | ALSTOM GRID AUSTRALIA LIMITED | OX36 2000 AMP | STRATEGIC SPARE | 1
17730 | RING,DISCONNECT UNIT | 12 KV;3 PHASE;1 TEE-OFF;100 AMP NORM CURR;BUSBAR ASSEMBLY;400 AMP RATED CURR; AIR INSULATED;TO SUIT NEW FRONT ENTRY PMT;ABB FUSEBOARD,NO FAULT OR LOAD MAKE/ | ABB | ABB FAN PTY LTD | 12 KV FUSEBOARD | PURCHASE AS REQUIRED | 1
17731 | SIGN | LEGEND-AUTHORISED CONTRACTOR WORKING WITH ENERGEX (LOGO);MAGNETIC RUBBER; RETROREFLECTIVE;325 MM LG,210 MM W;FOR SAFETREE SIGN REFER STOCK CODE 17732; | CUTLER | CUTLER BRANDS PTY LTD | ENERGE-17731 | CURRENT | 1
17732 | SIGN | LEGEND-SAFETREE;MAGNETIC RUBBER; RETROREFLECTIVE;210 MM LG,185 MM W; U/W STOCK CODE 17731;PACK OF 100,PACK WEIGHT 2 KG;ISSUE AS PAIR; | LMI | LANGFORD METAL INDUSTRIES PTY LTD | ENIT180 | PURCHASE AS REQUIRED | 1
17732 | SIGN | LEGEND-SAFETREE;MAGNETIC RUBBER; RETROREFLECTIVE;210 MM LG,185 MM W; U/W STOCK CODE 17731;PACK OF 100,PACK WEIGHT 2 KG;ISSUE AS PAIR; | ARTCRAFT | ARTCRAFT PTY LTD | SE-013-99 | PURCHASE AS REQUIRED | 2
17733 | CLAMP,TERMINAL,ELECTRICAL CONNECTOR | INSULATION PIERCING;COPPER;6-50 SQ MM INSULATED;2 TAP;SUBMERSIBLE MULTIPLE SERVICE;1 PC TO LVABC;2 TAPS;2 SHEARHEAD BOLTS;PACK OF 12;NOTE:-THESE ITEMS ARE | SICAME | SICAME AUSTRALIA PTY LTD | MUC 12/650 | CURRENT | 1
17734 | CLAMP,TERMINAL,ELECTRICAL CONNECTOR | INSULATION PIERCING;COPPER;6-50 SQ MM INSULATED;4 TAP;SUBMERSIBLE MULTIPLE SERVICE;4 TAPS;4 SHEARHEAD BOLTS;PACK OF PACK OF 6;NOTE:-THESE ITEMS ARE ONLY TO | SICAME | SICAME AUSTRALIA PTY LTD | MUCI4/650 | CURRENT | 1
17736 | PIT,UTILITY | BLACK PLASTIC;320 MM W,530 MM D;5 KG;FOR CONCRETE LID REFER STOCK CODE 24074; PACK OF 10; | PLP AUST | PREFORMED LINE PRODUCTS (AUST) | NS-D14-140 | CURRENT | 1
17737 | JOINT,ELECTRICAL POWER CABLE | LV;SERVICE TEE JOINT;4 CORE XLPE CABLE 185 SQ MM AL,UP TO 2 X 16 SQ MM CU;RING TYPE INSULATION PIERCING CONNECTION;C/W MOULD & RESIN;SHELF LIFE = 2 YEARS; | DULMISON | DULMISON (AUST) PTY LTD | UST 4185240 | STRATEGIC SPARE | 1
17737 | JOINT,ELECTRICAL POWER CABLE | LV;SERVICE TEE JOINT;4 CORE XLPE CABLE 185 SQ MM AL,UP TO 2 X 16 SQ MM CU;RING TYPE INSULATION PIERCING CONNECTION;C/W MOULD & RESIN;SHELF LIFE = 2 YEARS; | UTILUX |  | H54404-Q/1 | STRATEGIC SPARE | 2
17738 | JOINT,ELECTRICAL POWER CABLE | LV,PARALLEL BRANCH MAINS JOINT;TO SUIT 4 CORE,185 SQ MM AL SOILD XLPE CABLE;C/W CONNECTORS & 2 BUCKETS OF RESIN & 1 BOX OF FITTINGS;PACK OF 3;SHELF LIFE=2 YEARS | THEWMCAN | TMAC THEW & MCCANN GROUP | PFIFSTER | MAINTENANCE STOCK | 2
17738 | JOINT,ELECTRICAL POWER CABLE | LV,PARALLEL BRANCH MAINS JOINT;TO SUIT 4 CORE,185 SQ MM AL SOILD XLPE CABLE;C/W CONNECTORS & 2 BUCKETS OF RESIN & 1 BOX OF FITTINGS;PACK OF 3;SHELF LIFE=2 YEARS | UTILUX |  | H54401-PG2/1 | MAINTENANCE STOCK | 1
17739 | FUSEHOLDER,BASE & CARRIER | 415V, 100A, Service Fuse, Back Wired, 100 x 44 x 90mm, 35mm2 Double Clear Terminal, suit Ferrule Cartridge 22.2mm, 57mm Lg, Contactors & Blades lightly | FLOWLINE | FLOWLINE INDUSTRIES PTY LTD | E1036/C | CURRENT | 1
17740 | TERMINAL STRIP,INSULATED | 5 HOLE METER LINK;NEUTRAL;REAR WIRING; 500 V,110 AMP; | FLOWLINE | FLOWLINE INDUSTRIES PTY LTD | ECV1000 | CURRENT | 1
17741 | CABLE,POWER,ELECTRICAL | 0.6/1 KV;185 SQ MM;SOLID SECTOR; ALUMINIUM CONDUCTOR;4 CORE XLPE INSULATED;REFER STOCK CODE 17745 FOR LUG ; | OLEX | OLEX AUSTRALIA PTY LTD | XDDS25UOO4CXAA | PURCHASE AS REQUIRED | 1
17742 | CABLE,POWER,ELECTRICAL | 0.6/1 KV;16 SQ MM;SOLID SECTOR;COPPER CONDUCTOR;2 CORE;XLPE INSULATED;MAINLY USED FOR STREET LIGHTING; | OLEX | OLEX AUSTRALIA PTY LTD | RP002CXAA | PURCHASE AS REQUIRED | 1
17744 | CONNECTOR,ELEC,PARALLEL COMPRESSION | COMPRESSION TYPE "C" CONNECTOR;16 SQ MM; | CABLACES | CABLACES | CAEC16 | CURRENT | 1
17745 | TERMINAL,LUG | DRILLED PALM,ALUMINIUM,CRIMP TYPE;FOR 185 SQ MM SOLID CONDUCTOR;12 MM PALM HOLE;PRE-FILLED WITH JOINTING COMPOUND; REFER STOCK CODE 17741 FOR CABLE;PACK OF | TECONN | TE CONNECTIVITY LTD | AGS4H185M12/1 | CURRENT | 1
17745 | TERMINAL,LUG | DRILLED PALM,ALUMINIUM,CRIMP TYPE;FOR 185 SQ MM SOLID CONDUCTOR;12 MM PALM HOLE;PRE-FILLED WITH JOINTING COMPOUND; REFER STOCK CODE 17741 FOR CABLE;PACK OF | LEGEND | LEGEND POWER SYSTEMS | ALS185/4-12 | CURRENT | 2
17745 | TERMINAL,LUG | DRILLED PALM,ALUMINIUM,CRIMP TYPE;FOR 185 SQ MM SOLID CONDUCTOR;12 MM PALM HOLE;PRE-FILLED WITH JOINTING COMPOUND; REFER STOCK CODE 17741 FOR CABLE;PACK OF | TYCO | TYCO | AGS4H185M12/1 | CURRENT | 2
17745 | TERMINAL,LUG | DRILLED PALM,ALUMINIUM,CRIMP TYPE;FOR 185 SQ MM SOLID CONDUCTOR;12 MM PALM HOLE;PRE-FILLED WITH JOINTING COMPOUND; REFER STOCK CODE 17741 FOR CABLE;PACK OF | CABLACES | CABLACES | ALS185/4-12 | CURRENT | 2
17746 | END CAP | HEATSHRINK CAP;FOR SEALING END OF INDIVIDUAL CORES OF 16 SQ MM,4 CORE CABLE ONLY;100 PER BAG, 800 PER BOX | LEGEND | LEGEND POWER SYSTEMS | SRE1-BLK | CURRENT | 2
17746 | END CAP | HEATSHRINK CAP;FOR SEALING END OF INDIVIDUAL CORES OF 16 SQ MM,4 CORE CABLE ONLY;100 PER BAG, 800 PER BOX | TECONN | TE CONNECTIVITY LTD | 102L011/S(S100) | CURRENT | 1
17755 | ENCLOSURE,ELECTRICAL BOX | FOR STREET LIGHT,C/W APPROVED 63 AMP 4P CONTACTOR;10 AMP CIRCUIT BREAKER & END CLAMP;PACK OF 1,PACK WEIGHT 1 KG; | FLOWLINE | FLOWLINE INDUSTRIES PTY LTD | ESQ17755 | CURRENT | 1
17756 | MODEM,FIBRE OPTIC | SYNCHRONOUS;FIBRE OPTIC;SINGLE CORE; RS232; | OPTICAL | OPTICAL SYSTEMS DESIGN | OSD136L (SINGLE CODE) | PURCHASE AS REQUIRED | 1
17758 | TERMINATION,ELECTRICAL POWER CABLE | 11 KV;OUTDOOR TERMINATION;3 PHASE;FOR 95 SQ MM ALUMINIUM XLPE CONDUCTOR; COLD SHRINK;800 MM LG; | 3M | 3M AUSTRALIA PTY LTD | EGX-95-OX | CURRENT | 1
17759 | TERMINATION,ELECTRICAL POWER CABLE | 11 KV;OUTDOOR TERMINATION;3 PHASE;FOR 240 SQ MM ALUMINIUM XLPE CONDUCTOR; COLD SHRINK;800 MM LG; | 3M | 3M AUSTRALIA PTY LTD | EGX-240-OX | CURRENT | 1
17760 | TERMINATION,ELECTRICAL POWER CABLE | 11 KV;PRESSURE RESISTANT OUTDOOR TERMINATION;3 PHASE;FOR 25 SQ MM COPPER CONDUCTOR SCREENED PLYSWS;COLD SHRINK; 800 MM LG; | 3M | 3M AUSTRALIA PTY LTD | EGX-OS-3-35-11 | CURRENT | 1
17762 | TERMINATION,ELECTRICAL POWER CABLE | 11 KV;PRESSURE RESISTANT OUTDOOR TERMINATION;3 PHASE;FOR 240 SQ MM & 300 SQ MM COPPER & ALUMINIUM CONDUCTOR SCREENED PLYSWS;COLD SHRINK;800 MM LG; | 3M | 3M AUSTRALIA PTY LTD | EGX-OS-3240/300 11 KV | PURCHASE AS REQUIRED | 1
17765 | SCREW,TAPPING,THREAD CUTTING | CHIP BOARD SCREW;GALVANISED;PHILLIPS DRIVE;8 G X 32 MM LG; | STATEWD | STATEWIDE FSTNERS & ENG SPLS PL | SCZ832 | CURRENT | 1
17767 | RELAY,OVERCURRENT AND EARTH FAULT | SEL 351;110 V DC;PACK OF 1; | SEL | SCHWEITZER ENGINEERING LABORATORIES INC. | 035161H4563XX1 | PHASING | 1
17769 | FERRULE,ELECTRICAL CONDUCTOR | CRIMP TYPE;COPPER;70 SQ MM CU PLY TO 70 SQ MM CU PLY LV;C/W CENTRE DIMPLE;PACK OF 4;U/W STOCK CODE 16456;CONTAINS 3 X 70 SQ MM & 1 X 35 SQ MM FERRULES; | TYCO | TYCO | AUST-SQB138 | CURRENT | 2
17769 | FERRULE,ELECTRICAL CONDUCTOR | CRIMP TYPE;COPPER;70 SQ MM CU PLY TO 70 SQ MM CU PLY LV;C/W CENTRE DIMPLE;PACK OF 4;U/W STOCK CODE 16456;CONTAINS 3 X 70 SQ MM & 1 X 35 SQ MM FERRULES; | PLP AUST | PREFORMED LINE PRODUCTS (AUST) | EPCJ-70-11.5AF+EPCJ-35-9.2AF | CURRENT | 2
17769 | FERRULE,ELECTRICAL CONDUCTOR | CRIMP TYPE;COPPER;70 SQ MM CU PLY TO 70 SQ MM CU PLY LV;C/W CENTRE DIMPLE;PACK OF 4;U/W STOCK CODE 16456;CONTAINS 3 X 70 SQ MM & 1 X 35 SQ MM FERRULES; | LEGEND | LEGEND POWER SYSTEMS | CAS70EX | CURRENT | 1
17770 | FERRULE,ELECTRICAL CONDUCTOR | CRIMP TYPE;COPPER;70 SQ MM CU PLYLV TO 185 SQ MM PLYLV;C/W CENTRE BARRIER;PACK OF 4;U/W STOCK CODE 16456;CONTAINS 3 X 70/185 FERRULES & 1 X 35/95 SQ MM | CABLACES | CABLACES | AUST-SQB-139 | CURRENT | 1
17772 | FERRULE,ELECTRICAL CONDUCTOR | CRIMP TYPE;COPPER;185 SQ MM CU PLYLV TO 185 SQ MM CU PLYLV;C/W CENTRE DIMPLE; PACK OF 1;U/W STOCK CODE 16456;CONTAINS 3 X 185 FERRULES & 1 X 95 FERRULE; | TYCO | TYCO | AUST-SQB141 | CURRENT | 2
17772 | FERRULE,ELECTRICAL CONDUCTOR | CRIMP TYPE;COPPER;185 SQ MM CU PLYLV TO 185 SQ MM CU PLYLV;C/W CENTRE DIMPLE; PACK OF 1;U/W STOCK CODE 16456;CONTAINS 3 X 185 FERRULES & 1 X 95 FERRULE; | LEGEND | LEGEND POWER SYSTEMS | CAS185EX | CURRENT | 1
17772 | FERRULE,ELECTRICAL CONDUCTOR | CRIMP TYPE;COPPER;185 SQ MM CU PLYLV TO 185 SQ MM CU PLYLV;C/W CENTRE DIMPLE; PACK OF 1;U/W STOCK CODE 16456;CONTAINS 3 X 185 FERRULES & 1 X 95 FERRULE; | UTILUX |  | AUST-SQB-141 | CURRENT | 5
17774 | JOINT,ELECTRICAL POWER CABLE | LV;TO SUIT 185/300 SQ MM PLY CABLE & 4 CORE 120/240 SQ MM AL XLPE CABLE; HEATSHRINK TRANSITION JOINT,1250 MM LG; REINFORCED WRAP AROUND SLEEVE; | RAYCHEM | RAYCHEM (AUSTRALIA) PTY LTD | AUST-SQB-14 | PHASING | 1
17779 | BATTERY,MONITOR SYSTEM | 20-150V DC, 110mA Nom, 55A Nom @110V, 48A @48V, 50A @30V, 400ms, 2.5kV for 1 Min, 96 x 96mm, 150mm D, w/o Comms | CIRCSOL | CIRCUIT SOLUTIONS PL | 100-0004 | CURRENT | 1
17779 | BATTERY,MONITOR SYSTEM | 20-150V DC, 110mA Nom, 55A Nom @110V, 48A @48V, 50A @30V, 400ms, 2.5kV for 1 Min, 96 x 96mm, 150mm D, w/o Comms | SURTEK | SURTEK PTY LTD | P9702B | CURRENT | 2
17781 | SEAL,ANTIPILFERAGE | POLYPROPYLENE;10.5 MM WIDE,10.5 MM LONG, 3.5 MM THICK;RED IN COLOUR;BAG OF 1000; | HARCOR | HARCOR SECURITY SEALS | HA03312 | CURRENT | 1
17782 | TRANSFORMER,POWER | 110/33/11 KV;120 MVA;3 PHASE;GROUND MTG; BSH HV 180 LV AIR;MINERAL OIL INSULATED; ODAF;YNYN OD 11;AS2374;ATTACHED RADIATORS;REFER PLANET FOR MORE DETAILS; | WILSONTR | WILSON POWER TRANSFORMER | 110/33/11 KV | PURCHASE AS REQUIRED | 1
17783 | TRANSFORMER,POWER | 110/33/11 KV;120 MVA;3 PHASE;GROUND MTG; BSH HV 180 LV AIR;MINERAL OIL INSULATED; ODAF;YNYN OD 11;AS2374;FREE STANDING RADIATORS;REFER PLANET FOR MORE DETAILS; | WILSONTR | WILSON POWER TRANSFORMER | 120 MVA | PHASING | 1
17784 | INSULATION SLEEVING,ELECTRICAL | RAYSULATE ETHYLENE-PROPYLENE POLYMER; HEATSHRINKABLE;50 MM MIN ID EXP,20 MM MIN MAX ID RECOVERED;2.5 MM MIN THK RECOVERED;15 M ROLLPACK WEIGHT 7 KG; | LEGEND | LEGEND POWER SYSTEMS | BBTH50/20 | CURRENT | 2
17784 | INSULATION SLEEVING,ELECTRICAL | RAYSULATE ETHYLENE-PROPYLENE POLYMER; HEATSHRINKABLE;50 MM MIN ID EXP,20 MM MIN MAX ID RECOVERED;2.5 MM MIN THK RECOVERED;15 M ROLLPACK WEIGHT 7 KG; | TECONN | TE CONNECTIVITY LTD | BPTM-50/20-A/U-4(S30) | CURRENT | 1
17785 | SIGN | ATTENTION EQUIPMENT AT RISK;PLASTIC; ACCESS RESTRICTIONS APPLY AT SITE; RETROFLECTIVE,SCREEN PRINTED; PACK OF 1; | ARTCRAFT | ARTCRAFT PTY LTD | SE01752-Q | PURCHASE AS REQUIRED | 1
17785 | SIGN | ATTENTION EQUIPMENT AT RISK;PLASTIC; ACCESS RESTRICTIONS APPLY AT SITE; RETROFLECTIVE,SCREEN PRINTED; PACK OF 1; | ENERGEX | ENERGEX | EN | PURCHASE AS REQUIRED | 2
17787 | STRAINER,WASTE DRAIN | CAST ALUMINIUM;330 MM X 330 MM;TO SUIT STOCK CODE 15544; | EVERHARD |  | 84845 | CURRENT | 1
17788 | RELAY,OVERCURRENT AND EARTH FAULT | SEL 351;110 V DC;VERTICAL MOUNT; PACK OF 1; | SEL | SCHWEITZER ENGINEERING LABORATORIES INC. | 035111V4253XX1 | STRATEGIC SPARE | 1
17789 | CORD,ELECTRICAL | 300 MM LG,TERMINATED AT EACH END WITH 9 PIN & 25 PIN CONNECTOR;FOR SEL 351 RELAY TO OSD136 MODEM,AS PER SPEC; | MILSPEC | MIL-SPEC AUSTRALIA (MSA) | CA333 | CURRENT | 1
17791 | EARTHING EQUIPMENT | PORTABLE;OUTDOOR;TRANSMISSION TOWER; 110-132 KV;SINGLE PHASE EARTH;C/W BAYONET STYLE PHASE CLAMP;2-30 MM RANGE; CU LEAD 5 M X 50 SQ MM;RATING OUTDOOR | PENTA | PENTA AUST (TMAC THEW & MCCANN/HYLEC) | PA01189 | PURCHASE AS REQUIRED | 1
17791 | EARTHING EQUIPMENT | PORTABLE;OUTDOOR;TRANSMISSION TOWER; 110-132 KV;SINGLE PHASE EARTH;C/W BAYONET STYLE PHASE CLAMP;2-30 MM RANGE; CU LEAD 5 M X 50 SQ MM;RATING OUTDOOR | THEWMCAN | TMAC THEW & MCCANN GROUP | 17791 | PURCHASE AS REQUIRED | 2
17791 | EARTHING EQUIPMENT | PORTABLE;OUTDOOR;TRANSMISSION TOWER; 110-132 KV;SINGLE PHASE EARTH;C/W BAYONET STYLE PHASE CLAMP;2-30 MM RANGE; CU LEAD 5 M X 50 SQ MM;RATING OUTDOOR | HAYMANS | HAYMANS ELECTRICAL | T&MHR0S1C5.0***TB | PURCHASE AS REQUIRED | 2
17791 | EARTHING EQUIPMENT | PORTABLE;OUTDOOR;TRANSMISSION TOWER; 110-132 KV;SINGLE PHASE EARTH;C/W BAYONET STYLE PHASE CLAMP;2-30 MM RANGE; CU LEAD 5 M X 50 SQ MM;RATING OUTDOOR | THEWMCAN | TMAC THEW & MCCANN GROUP | R14J306 | PURCHASE AS REQUIRED | 2
17792 | RELAY,ELECTROMAGNETIC | 110 V DC COIL;10 NO SR CONT;1 HR FLAG; SIZE 2 MODULAR CASE;IEC 255; | RMS | RELAY MONITORING SYSTEMS PL | 2HSM512B2-D-10M0B-2M28-S1 | CURRENT | 1
17794 | CLAMP,STRAIN | ABC CABLE;FULLY SUPPORTED;4 X 10-35 SQ MM;"SAFE LOAD UP TO 2.25 KN"; PACK OF 25,PACK WEIGHT 13.5 KG; | PLP AUST | PREFORMED LINE PRODUCTS (AUST) | LP0122 | CURRENT | 1
17794 | CLAMP,STRAIN | ABC CABLE;FULLY SUPPORTED;4 X 10-35 SQ MM;"SAFE LOAD UP TO 2.25 KN"; PACK OF 25,PACK WEIGHT 13.5 KG; | PLP AUST | PREFORMED LINE PRODUCTS (AUST) | BCST-4035-3GA | CURRENT | 1
17794 | CLAMP,STRAIN | ABC CABLE;FULLY SUPPORTED;4 X 10-35 SQ MM;"SAFE LOAD UP TO 2.25 KN"; PACK OF 25,PACK WEIGHT 13.5 KG; | SICAME | SICAME AUSTRALIA PTY LTD | PA2535 | CURRENT | 2
17795 | CAPACITOR SHUNT INSTALLATION. | 12 KV;3 PHASE;50 HZ;5.4 MVAR@11.5 KV; CUBICLE OUTDOOR;C/W FIXED CIRCUIT BREAKER;C/W AF BLOCKING FILTER & 0.120 MILLI INRUSH LIMITING REACTORS;110 DC | DRAWING | DRAWING NO | ERGON SSP747 QUOTE 0107 | PURCHASE AS REQUIRED | 1
17796 | CAPACITOR SHUNT INSTALLATION. | 12 KV;3 PHASE;50 HZ;5.4 MVAR@11.5 KV; CUBICLE OUTDOOR;C/W FIXED CIRCUIT BREAKER;C/W RELAY PROTECTION;110 V DC, C/W AF BLOCKING FILTER,NO INRUSH REACTOR | ENERGEX | ENERGEX | 3 PHASE | PURCHASE AS REQUIRED | 1
17799 | TIE,CONDUCTOR | SPIRAL;PVC,HIGH IMPACT,UV RESISTANT; 18.3 MM TO 22.4 MM DIA,CCT CONDUCTOR; ATTACHMENT TO INTERMEDIATE STRUCTURES; SIDE TIE;PACK OF 20,PACK WEIGHT 8 KG; | PLP AUST | PREFORMED LINE PRODUCTS (AUST) | D-PST18307G | CURRENT | 2
17799 | TIE,CONDUCTOR | SPIRAL;PVC,HIGH IMPACT,UV RESISTANT; 18.3 MM TO 22.4 MM DIA,CCT CONDUCTOR; ATTACHMENT TO INTERMEDIATE STRUCTURES; SIDE TIE;PACK OF 20,PACK WEIGHT 8 KG; | MACLEAN | MACLEAN POWER PL - E15128 | ST-CCT80-76 | CURRENT | 2
17799 | TIE,CONDUCTOR | SPIRAL;PVC,HIGH IMPACT,UV RESISTANT; 18.3 MM TO 22.4 MM DIA,CCT CONDUCTOR; ATTACHMENT TO INTERMEDIATE STRUCTURES; SIDE TIE;PACK OF 20,PACK WEIGHT 8 KG; | TECONN | TE CONNECTIVITY LTD | PTST-1857/73 | CURRENT | 1
17800 | KIT,LIGHTNING OVERVOLTAGE | SURGE ARRESTER VARIGAP;FOR 11 KV,80-120 SQ MM CCT;CONDUCTOR STRAIN/TERMINATION STRUCTURE;CONSISTING OF SURGE ARRESTER, C/W EARTH LEAD DISCONNECT;2 X 10 SQ MM | DULMISON | DULMISON (AUST) PTY LTD | CCUHG11120T | PHASING | 1
17803 | TIE,CONDUCTOR | SPIRAL;PVC,HIGH IMPACT,UV RESISTANT; 18.3 MM TO 22.4 MM DIA,CCT CONDUCTOR; ATTACHMENT TO INTERMEDIATE STRUCTURES, TOP TIE;PACK OF 40,PACK WEIGHT 8 KG; | MACLEAN | MACLEAN POWER PL - E15128 | DT-CCT80-76 | CURRENT | 2
17803 | TIE,CONDUCTOR | SPIRAL;PVC,HIGH IMPACT,UV RESISTANT; 18.3 MM TO 22.4 MM DIA,CCT CONDUCTOR; ATTACHMENT TO INTERMEDIATE STRUCTURES, TOP TIE;PACK OF 40,PACK WEIGHT 8 KG; | PLP AUST | PREFORMED LINE PRODUCTS (AUST) | D-PTT18307G | CURRENT | 2
17803 | TIE,CONDUCTOR | SPIRAL;PVC,HIGH IMPACT,UV RESISTANT; 18.3 MM TO 22.4 MM DIA,CCT CONDUCTOR; ATTACHMENT TO INTERMEDIATE STRUCTURES, TOP TIE;PACK OF 40,PACK WEIGHT 8 KG; | TECONN | TE CONNECTIVITY LTD | PTT-1857/73 | CURRENT | 1
17804 | KIT,LIGHTNING OVERVOLTAGE | SURGE ARRESTER VARIGAP;FOR 11 KV,80-120 SQ MM CCT;CONDUCTOR INTERMEDIATE STRUCTURE;CONSISTING OF SURGE ARRESTER, C/W EARTH LEAD DISCONNECT,2 X 10 SQ MM | DULMISON | DULMISON (AUST) PTY LTD | CCUHG11120S | PHASING | 1
17814 | JOINT,ELECTRICAL POWER CABLE | 11 KV;FILLED HEATSHRINK TRANSITION JOINT ;FROM 120 SQ MM AL PLY CABLE TO 240 SQ MM AL XLPE CABLE;C/W CONNECTORS; | RAYCHEM | RAYCHEM (AUSTRALIA) PTY LTD | AUST-SQB-144 | STRATEGIC SPARE | 1
17815 | TUBE,METALLIC | BUSBAR;ALUMINIUM GDE 6101-T6; ROUND CROSS-SECTION SHAPE;10 M LG; 100 MM OD;4 MM WALL THK;MILL FINISH; | CAPRAL | CAPRAL ALUMINIUM CENTRE | E40579MF01 | CURRENT | 1
17817 | RELAY,OVERCURRENT AND EARTH FAULT | SEL 351;30 V DC;HORIZONTAL MOUNT; PACK OF 1; | SEL | SCHWEITZER ENGINEERING LABORATORIES INC. | 035161H2561XX1 | PHASING | 1
17818 | RELAY,OVERCURRENT AND EARTH FAULT | SEL 351;30 V DC;VERTICAL MOUNT; PACK OF 1; | SEL | SCHWEITZER ENGINEERING LABORATORIES INC. | 03516142561XX1 | STRATEGIC SPARE | 1
17819 | CUBICLE,ELECTRICAL EQUIPMENT. | 36/12 KV;3 PHASE;800 AMP;50 HZ;O/D CUBICLE;MODULAR SUBSTN TRANSITION KIOSK;C/W STD KIOSK CONNECTIONS;36 KV SIDE,70 KV RMS;170 KV BIL;SH TIME CURR | ENERGEX | ENERGEX | ENERKIOSK 1 | PURCHASE AS REQUIRED | 1
17820 | CUBICLE,ELECTRICAL EQUIPMENT. | 36/12 KV;3 PHASE;800 AMP;50 HZ;O/D CUBICLE;MODULAR SUBSTN TRANSITION KIOSK;C/W NON-STD KIOSK CONNECTION;36 KV SIDE,70 KV RMS;170 KV BIL;SH TIME CURR | ENERGEX | ENERGEX | ENERKIOSK 2 | PURCHASE AS REQUIRED | 1
17821 | CUBICLE,ELECTRICAL EQUIPMENT. | 36 KV;3 PHASE; 800 AMP; FUSE UNIT;50 HZ; O/D CUBICLE;MODULAR SUBSTN TRANSITION KIOSK;C/W NON-STD KIOSK CONNECTIONS; 36 KV ONLY;70 KV RMS;170 KV BIL;SH TIME | ENERGEX | ENERGEX | ENERKIOSK 3 | PURCHASE AS REQUIRED | 1
17825 | SEALING COMPOUND | SILICONE BASE;WHITE;PAINTABLE 3 IN 1; CARTON OF 12; | ATOMSUPP | ATOM SUPPLY | 60015119 | CURRENT | 1
17825 | SEALING COMPOUND | SILICONE BASE;WHITE;PAINTABLE 3 IN 1; CARTON OF 12; | SELLEYS |  | S31-480G | CURRENT | 2
17825 | SEALING COMPOUND | SILICONE BASE;WHITE;PAINTABLE 3 IN 1; CARTON OF 12; | SELLEYS |  | 121967 | CURRENT | 2
17825 | SEALING COMPOUND | SILICONE BASE;WHITE;PAINTABLE 3 IN 1; CARTON OF 12; | BLKWOODS | J BLACKWOOD & SON LTD | 4116643 | CURRENT | 2
17830 | CABLE,FIBRE OPTIC | 16 OPTICAL FIBRE (12 SM + 4 MM) TERMITE & RODENT PROTECTION CABLE;SUITABLE FOR DUCT AND DIRECT BURIED APPLICATIONS; DRUM SIZE 1300 M,DRUM WEIGHT 110 KG; | OPTIMAL | OPTIMAL CABLE SERVICES PTY LTD | EKDU06PA12/4BE | CURRENT | 1
17830 | CABLE,FIBRE OPTIC | 16 OPTICAL FIBRE (12 SM + 4 MM) TERMITE & RODENT PROTECTION CABLE;SUITABLE FOR DUCT AND DIRECT BURIED APPLICATIONS; DRUM SIZE 1300 M,DRUM WEIGHT 110 KG; | CORNING | DOW CORNING AUST. P/LTD | 16 OPTICAL FIBRE | CURRENT | 2
17830 | CABLE,FIBRE OPTIC | 16 OPTICAL FIBRE (12 SM + 4 MM) TERMITE & RODENT PROTECTION CABLE;SUITABLE FOR DUCT AND DIRECT BURIED APPLICATIONS; DRUM SIZE 1300 M,DRUM WEIGHT 110 KG; | BELDEN | BELDEN CABLES PTY LTD | 16 OPTICAL FIBRE | CURRENT | 2
17831 | CUSHION KIT,DOWNLEAD | FOR CONCRETE POLES;TO SUIT 14.4 - 16.6 MM;FIBRE ALIGN DOWNLOAD CUSHION KIT; | TEN | THE ENERGY NETWORK | OPGW-DL-18-CW | CURRENT | 1
17831 | CUSHION KIT,DOWNLEAD | FOR CONCRETE POLES;TO SUIT 14.4 - 16.6 MM;FIBRE ALIGN DOWNLOAD CUSHION KIT; | PLP AUST | PREFORMED LINE PRODUCTS (AUST) | OFDLC-800304-3A | CURRENT | 2
17832 | STUD,NUT | M16;360 MM LG O/A,THREAD LENGTHS 160/ 60 MM;C/W 2 X 50 SQ MM GALV WASHERS & 2 S/S HEX NUTS;S/S SUPPORT STUD;U/W DIELECTRIC SUPPORT CLAMP SC17425; BAG 20 | PLP AUST | PREFORMED LINE PRODUCTS (AUST) | SSS-16300 | CURRENT | 1
17833 | SUPPORT | USED AS DIELECTRIC SUPPORT FOR STRINGING FIBRE OPTIC CABLE;14.0 - 14.99 MM OD, INCLUDES SUPPORT CUSHIONS & M8 FASTENERS ; | PLP AUST | PREFORMED LINE PRODUCTS (AUST) | OFFDS2-140149 | PURCHASE AS REQUIRED | 1
17836 | CABLE,FIBRE OPTIC | 8 FIBRE MULTIMODE 62.5U/12S/UM;OVERHEAD ADSS LOOSE TUBE CABLE;12.8 MM OD;150 M SPAN; WITH SACRIFICIAL OUTER SHEATH; DRUM SIZE 2000 M,DRUM DIA 1200/600/740, | OPTIMAL | OPTIMAL CABLE SERVICES PTY LTD | EPM662LA008BK | PURCHASE AS REQUIRED | 1
17836 | CABLE,FIBRE OPTIC | 8 FIBRE MULTIMODE 62.5U/12S/UM;OVERHEAD ADSS LOOSE TUBE CABLE;12.8 MM OD;150 M SPAN; WITH SACRIFICIAL OUTER SHEATH; DRUM SIZE 2000 M,DRUM DIA 1200/600/740, | CORNING | DOW CORNING AUST. P/LTD | 8 FIBRE | PURCHASE AS REQUIRED | 2
17836 | CABLE,FIBRE OPTIC | 8 FIBRE MULTIMODE 62.5U/12S/UM;OVERHEAD ADSS LOOSE TUBE CABLE;12.8 MM OD;150 M SPAN; WITH SACRIFICIAL OUTER SHEATH; DRUM SIZE 2000 M,DRUM DIA 1200/600/740, | BELDEN | BELDEN CABLES PTY LTD | 8 FIBRE | PURCHASE AS REQUIRED | 2
17838 | CABLE,FIBRE OPTIC | 18 FIBRE SINGLE MODE ADSS LOOSE TUBE CABLE;150 M SPAN;160 KM/HR WIND SPEED WITH SACRIFICIAL OUTER SHEATH; | CORNING | DOW CORNING AUST. P/LTD | 18 FIBRE | PURCHASE AS REQUIRED | 1
17841 | CABLE,FIBRE OPTIC | 36 FIBRE SINGLE MODE ADSS LOOSE TUBE CABLE;150 M SPAN;160 KM/HR WIND SPEED WITH SACRIFICIAL SHEATH; | CORNING | DOW CORNING AUST. P/LTD | 36 FIBRE | PURCHASE AS REQUIRED | 1
17841 | CABLE,FIBRE OPTIC | 36 FIBRE SINGLE MODE ADSS LOOSE TUBE CABLE;150 M SPAN;160 KM/HR WIND SPEED WITH SACRIFICIAL SHEATH; | BELDEN | BELDEN CABLES PTY LTD | 36 FIBRE | PURCHASE AS REQUIRED | 2
17844 | CONNECTOR,BUSBAR | 25 MM OD TUBE RUN TO TAP 15-75 MM TO 20-25 MM DIA CABLE;PACK OF 1; | PLP AUST | PREFORMED LINE PRODUCTS (AUST) | D-T31C | PURCHASE AS REQUIRED | 1
17844 | CONNECTOR,BUSBAR | 25 MM OD TUBE RUN TO TAP 15-75 MM TO 20-25 MM DIA CABLE;PACK OF 1; | HYLEC | HYLEC PTY LTD | CX2526 | PURCHASE AS REQUIRED | 2
17845 | CONNECTOR,BUSBAR | 38 MM OD TUBE RUN TO TAP 15-75 MM TO 20-25 MM DIA CABLE;PACK OF 1; | PLP AUST | PREFORMED LINE PRODUCTS (AUST) | D-T60 | PURCHASE AS REQUIRED | 1
17845 | CONNECTOR,BUSBAR | 38 MM OD TUBE RUN TO TAP 15-75 MM TO 20-25 MM DIA CABLE;PACK OF 1; | HYLEC | HYLEC PTY LTD | CX3826 | PURCHASE AS REQUIRED | 2
17846 | BRUSH,WIRE,SCRATCH | Conductor Cleaning Brush, V Type, S/Steel, Shotgun Stick Connection, Replaceable Brushes | HASTINGS | HASTING DEERING PTY LTD | 10-178 | CURRENT | 1
17847 | BRUSH,WIRE,SCRATCH | Replacement Brushes, S/Steel, for V Type Conductor Cleaning Brushes (Box of 10 = 5 Pairs) | HASTINGS | HASTING DEERING PTY LTD | 10-179 | CURRENT | 5
17847 | BRUSH,WIRE,SCRATCH | Replacement Brushes, S/Steel, for V Type Conductor Cleaning Brushes (Box of 10 = 5 Pairs) | TEN | THE ENERGY NETWORK | 10-179 | CURRENT | 1
17847 | BRUSH,WIRE,SCRATCH | Replacement Brushes, S/Steel, for V Type Conductor Cleaning Brushes (Box of 10 = 5 Pairs) | HYLEC | HYLEC PTY LTD | VBA | CURRENT | 2
17847 | BRUSH,WIRE,SCRATCH | Replacement Brushes, S/Steel, for V Type Conductor Cleaning Brushes (Box of 10 = 5 Pairs) | CHANCE | CHANCE (MANUFACTURER) | M1899 | CURRENT | 5
17848 | BOLT,MACHINE | STAINLESS STEEL,GDE 304;HEX HD;M16;ISO M ;80 MM LG;W/HEX NUT;AS2837/AS1449 (MATERIAL) AS1111/DIN 931 (DIMENSIONS); PACK OF 25; | HOBSON | HOBSON ENGINEERING CO PTY LTD 393904 | XEKBH16XCM160080 | CURRENT | 1
17848 | BOLT,MACHINE | STAINLESS STEEL,GDE 304;HEX HD;M16;ISO M ;80 MM LG;W/HEX NUT;AS2837/AS1449 (MATERIAL) AS1111/DIN 931 (DIMENSIONS); PACK OF 25; | STATEWD | STATEWIDE FSTNERS & ENG SPLS PL | HBNS4M1680 | CURRENT | 2
17850 | TOOL KIT | For Apprentice Linesmen's Tool Kit, As per Attached List | BLKWOOD | J BLACKWOOD & SON LTD | LINESMEN'S | PURCHASE AS REQUIRED | 1
17850 | TOOL KIT | For Apprentice Linesmen's Tool Kit, As per Attached List | ATKINS | ATKINS CARLYLE LTD | LINESMEN'S | PURCHASE AS REQUIRED | 2
17851 | TOOL KIT | For Apprentice Cable Jointers Tool Kit, As per Attached List | BLKWOOD | J BLACKWOOD & SON LTD | CABLE JOINTERS | PURCHASE AS REQUIRED | 1
17851 | TOOL KIT | For Apprentice Cable Jointers Tool Kit, As per Attached List | ATKINS | ATKINS CARLYLE LTD | CABLE JOINTERS | PURCHASE AS REQUIRED | 2
17852 | INSULATOR,SUSPENSION | DISC,FOG PROFILE;16 MM BALL & SOCKET, WITH ZINC COLLAR;280 MM DIA,146 MM PITCH ;70 KN MIN FAILING LOAD;"W" CLIP PER AS2947.3;U70BLP;AS60305;BOX OF 3,PACK | PENTA | PENTA AUST (TMAC THEW & MCCANN/HYLEC) | PA00715 | CURRENT | 1
17852 | INSULATOR,SUSPENSION | DISC,FOG PROFILE;16 MM BALL & SOCKET, WITH ZINC COLLAR;280 MM DIA,146 MM PITCH ;70 KN MIN FAILING LOAD;"W" CLIP PER AS2947.3;U70BLP;AS60305;BOX OF 3,PACK | GRAPHSOL | GRAPH SOLUTIONS PTY LTD | F70P/146DC | CURRENT | 2
17852 | INSULATOR,SUSPENSION | DISC,FOG PROFILE;16 MM BALL & SOCKET, WITH ZINC COLLAR;280 MM DIA,146 MM PITCH ;70 KN MIN FAILING LOAD;"W" CLIP PER AS2947.3;U70BLP;AS60305;BOX OF 3,PACK | MACLEAN | MACLEAN POWER PL - E15128 | 132625 | CURRENT | 2
17852 | INSULATOR,SUSPENSION | DISC,FOG PROFILE;16 MM BALL & SOCKET, WITH ZINC COLLAR;280 MM DIA,146 MM PITCH ;70 KN MIN FAILING LOAD;"W" CLIP PER AS2947.3;U70BLP;AS60305;BOX OF 3,PACK | BRITECH | BRI-TECH PTY LTD | 132625 | CURRENT | 2
17852 | INSULATOR,SUSPENSION | DISC,FOG PROFILE;16 MM BALL & SOCKET, WITH ZINC COLLAR;280 MM DIA,146 MM PITCH ;70 KN MIN FAILING LOAD;"W" CLIP PER AS2947.3;U70BLP;AS60305;BOX OF 3,PACK | THEWMCAN | TMAC THEW & MCCANN GROUP | TM00715 | CURRENT | 2
17852 | INSULATOR,SUSPENSION | DISC,FOG PROFILE;16 MM BALL & SOCKET, WITH ZINC COLLAR;280 MM DIA,146 MM PITCH ;70 KN MIN FAILING LOAD;"W" CLIP PER AS2947.3;U70BLP;AS60305;BOX OF 3,PACK | GRAPHSOL | GRAPH SOLUTIONS PTY LTD | 132625 | CURRENT | 2
17853 | GLOVES,LEATHER. | MEN'S;STRAPPED CUFF;SIZE 7; MIN CLASS 3; KANGAROO LEATHER;TO BE USED WITH LV INSULATING GLOVE; | TEN | THE ENERGY NETWORK | KLP-LV-7 | CURRENT | 1
17853 | GLOVES,LEATHER. | MEN'S;STRAPPED CUFF;SIZE 7; MIN CLASS 3; KANGAROO LEATHER;TO BE USED WITH LV INSULATING GLOVE; | TEN | THE ENERGY NETWORK | ILPG10A-7-7.5 | CURRENT | 2
17854 | GLOVES,LEATHER. | MEN'S;STRAPPED CUFF;SIZE 8; MIN CLASS 3; KANGAROO LEATHER;TO BE USED WITH LV INSULATING GLOVE; | TEN | THE ENERGY NETWORK | KLP-LV-8 | CURRENT | 1
17854 | GLOVES,LEATHER. | MEN'S;STRAPPED CUFF;SIZE 8; MIN CLASS 3; KANGAROO LEATHER;TO BE USED WITH LV INSULATING GLOVE; | BOC | BOC GASES | PAK-17-8 | CURRENT | 2
17855 | GLOVES,LEATHER. | MEN'S;STRAPPED CUFF;SIZE 9; MIN CLASS 3; KANGAROO LEATHER;TO BE USED WITH LV INSULATING GLOVE; | TEN | THE ENERGY NETWORK | KLP-LV-9 | CURRENT | 1
17855 | GLOVES,LEATHER. | MEN'S;STRAPPED CUFF;SIZE 9; MIN CLASS 3; KANGAROO LEATHER;TO BE USED WITH LV INSULATING GLOVE; | BOC | BOC GASES | PAK-17-9 | CURRENT | 2
17856 | GLOVES,LEATHER. | MEN'S;STRAPPED CUFF;SIZE 9-1/2; MIN CLASS 3;KANGAROO LEATHER;TO BE USED WITH LV INSULATING GLOVE; | TEN | THE ENERGY NETWORK | KLP-LV-9H | CURRENT | 1
17856 | GLOVES,LEATHER. | MEN'S;STRAPPED CUFF;SIZE 9-1/2; MIN CLASS 3;KANGAROO LEATHER;TO BE USED WITH LV INSULATING GLOVE; | BOC | BOC GASES | PAK-17-9.5 | CURRENT | 2
17857 | GLOVES,LEATHER. | MEN'S;STRAPPED CUFF;SIZE 10;MIN CLASS 3;KANGAROO LEATHER;TO BE USED WITH LV INSULATING GLOVE; CTN QTY 150; | TEN | THE ENERGY NETWORK | KLP-LV-10 | CURRENT | 1
17857 | GLOVES,LEATHER. | MEN'S;STRAPPED CUFF;SIZE 10;MIN CLASS 3;KANGAROO LEATHER;TO BE USED WITH LV INSULATING GLOVE; CTN QTY 150; | BOC | BOC GASES | PAK-17-10 | CURRENT | 2
17858 | GLOVES,LEATHER. | MEN'S;STRAPPED CUFF;SIZE 10-1/2;MIN CLASS 3;KANGAROO LEATHER;TO BE USED WITH LV INSULATING GLOVE; CTN QTY 150; | TEN | THE ENERGY NETWORK | KLP-LV-10H | CURRENT | 1
17858 | GLOVES,LEATHER. | MEN'S;STRAPPED CUFF;SIZE 10-1/2;MIN CLASS 3;KANGAROO LEATHER;TO BE USED WITH LV INSULATING GLOVE; CTN QTY 150; | BOC | BOC GASES | PAK-17-10.5 | CURRENT | 2
17859 | GLOVES,LEATHER. | MEN'S;STRAPPED CUFF;SIZE 11; MIN CLASS 3;KANGAROO LEATHER;TO BE USED WITH LV INSULATING GLOVE; | TEN | THE ENERGY NETWORK | KLP-LV-11 | CURRENT | 1
17859 | GLOVES,LEATHER. | MEN'S;STRAPPED CUFF;SIZE 11; MIN CLASS 3;KANGAROO LEATHER;TO BE USED WITH LV INSULATING GLOVE; | BOC | BOC GASES | PAK-17-11 | CURRENT | 2
17860 | POWER SUPPLY | DC/DC CONVERTER;20-60 V DC INPUT;24 V DC OUTPUT;CURRENT OUTPUT 3 AMP;REGULATED; SIZE 105.5 X 169.3 X 54 H;SUPPLIED WITH 17861 & 17862; (MAINTENANCE); | POWERHSE | POWER HOUSE (QLD) PTY LTD | PD65-14MC | PHASING | 1
17863 | MODEM,FIBRE OPTIC | SYNCHRONOUS;FIBRE OPTIC;RS232;2800 SEL; | SEL | SCHWEITZER ENGINEERING LABORATORIES INC. | 2800 M1 | CURRENT | 1
17864 | REMOTE I/O MODULE | SEL 2505,48/125 V DC AUX;110 V DC LOGIC INPUTS;SEL 2815 COMPATIBLE; | SEL | SCHWEITZER ENGINEERING LABORATORIES INC. | 2505323XX | CURRENT | 1
17865 | SWITCH FUSE GEAR | FALCON BETA TYPE 'TAMCO' GR1-01;C/W 630 AMP CIRCUIT BREAKER;BUS BAR AND BOTTOM ENTRY FEEDER CABLE BOXES;BUS BAR END CAP;(400/5 CT & SELF POWER | HAWKSIDD | HAWKER SIDDELEY SWITCHGEAR LTD | FALCON BETA GR1-01 | PURCHASE AS REQUIRED | 1
17866 | PIT,UTILITY | TYPE P7;1020 MM LG,550 MM W,1130 MM D; BLACK HDPE; C/W TEE BAR;C/W 2 X PLASTIC SPREADER SUPPORT;FOR CONCRETE LID REFER SC17867;PACK OF 4,PALLET WEIGHT 105 KG; | TRI UGRD | TRI UNDERGROUND AUSTRALIA PTY LTD | TRIP7P | CURRENT | 2
17866 | PIT,UTILITY | TYPE P7;1020 MM LG,550 MM W,1130 MM D; BLACK HDPE; C/W TEE BAR;C/W 2 X PLASTIC SPREADER SUPPORT;FOR CONCRETE LID REFER SC17867;PACK OF 4,PALLET WEIGHT 105 KG; | PLP AUST | PREFORMED LINE PRODUCTS (AUST) | D-PIT7CWTBAR | CURRENT | 1
17867 | LID,PIT | TELECOM NO.7;CONCRETE;MARKING ELECTRIC; APPLICATION STREET LIGHTING;TO SUIT BODY STOCK CODE 17866;PACK OF 1,PALLET WEIGHT 28 KG; | AQUARIUS | AQUARIUS PRECAST PL | 541QP7E-K | CURRENT | 1
17867 | LID,PIT | TELECOM NO.7;CONCRETE;MARKING ELECTRIC; APPLICATION STREET LIGHTING;TO SUIT BODY STOCK CODE 17866;PACK OF 1,PALLET WEIGHT 28 KG; | TRI UGRD | TRI UNDERGROUND AUSTRALIA PTY LTD | TRIP7LE | CURRENT | 2
17867 | LID,PIT | TELECOM NO.7;CONCRETE;MARKING ELECTRIC; APPLICATION STREET LIGHTING;TO SUIT BODY STOCK CODE 17866;PACK OF 1,PALLET WEIGHT 28 KG; | TRI UGRD | TRI UNDERGROUND AUSTRALIA PTY LTD | 10386 | CURRENT | 2
17870 | OUTREACH ARM | Estate Minor Road, 0.5m Double, 0 Deg Upcast, Galv Steel, Black, EQTS 05-02-01 (scm) | GM POLES | GM POLES PTY LTD | SL-AVE-D-BL | CURRENT | 2
17870 | OUTREACH ARM | Estate Minor Road, 0.5m Double, 0 Deg Upcast, Galv Steel, Black, EQTS 05-02-01 (scm) | IUPOLE | INTERNATIONAL UTILITY POLES PTY LTD | EX-17870 | CURRENT | 2
17870 | OUTREACH ARM | Estate Minor Road, 0.5m Double, 0 Deg Upcast, Galv Steel, Black, EQTS 05-02-01 (scm) | INGALEPS | INGAL EPS (CONTRACTOR) | GEX17870 | CURRENT | 1
17871 | OUTREACH ARM | Estate Minor Road, 0.5m Double, 0 Deg Upcast, Galv Steel, Blue/Grey, EQTS 05-02-01 (scm) | IUPOLE | INTERNATIONAL UTILITY POLES PTY LTD | EX-17871 | PURCHASE AS REQUIRED | 2
17871 | OUTREACH ARM | Estate Minor Road, 0.5m Double, 0 Deg Upcast, Galv Steel, Blue/Grey, EQTS 05-02-01 (scm) | INGALEPS | INGAL EPS (CONTRACTOR) | GEX17871 | PURCHASE AS REQUIRED | 1
17871 | OUTREACH ARM | Estate Minor Road, 0.5m Double, 0 Deg Upcast, Galv Steel, Blue/Grey, EQTS 05-02-01 (scm) | GM POLES | GM POLES PTY LTD | SL-AVE-D-BG | PURCHASE AS REQUIRED | 2
17880 | CONNECTOR,BUSBAR | 25 MM OD TUBE CLAMPED TO STATION POST INSULATORS,BUSBAR SUPPORT CLAMP;STYLE CZ TO DWG 1893-A4;PACK OF 1; | PLP AUST | PREFORMED LINE PRODUCTS (AUST) | D-BS35 | CURRENT | 1
17883 | RELAY,OVERCURRENT AND EARTH FAULT | SEL 351S(S SERIES);110 V DC;HORIZONTAL MOUNT; | SEL | SCHWEITZER ENGINEERING LABORATORIES INC. | 0351S61H34563X1 | CURRENT | 1
17885 | BOLT,MACHINE | STEEL;GALV;HEX HD;M20;ISO M;80 MM LG; W/HEX NUT;FULL-SHANK;BAG OF 50;PACK WEIGHT 15 KG; | HOBSON | HOBSON ENGINEERING CO PTY LTD 393904 | KBH46GCM200080 | CURRENT | 1
17885 | BOLT,MACHINE | STEEL;GALV;HEX HD;M20;ISO M;80 MM LG; W/HEX NUT;FULL-SHANK;BAG OF 50;PACK WEIGHT 15 KG; | STATEWD | STATEWIDE FSTNERS & ENG SPLS PL | HBNEGM2080 | CURRENT | 2
17886 | BRACKET,INSULATOR | POLE TOP TYPE;STEEL;GALV;VERTICAL SUPPORT STYLE;SUITABLE FOR 11 KV PIN & POST INSULATORS;HOLE SIZE 20 MM; 450 MM LG ANGLE;90 MM W,6 MM THK;BAGS | HAYMAN | HAYMANS INDUSTRIES PTY LTD | 17886 | CURRENT | 1
17886 | BRACKET,INSULATOR | POLE TOP TYPE;STEEL;GALV;VERTICAL SUPPORT STYLE;SUITABLE FOR 11 KV PIN & POST INSULATORS;HOLE SIZE 20 MM; 450 MM LG ANGLE;90 MM W,6 MM THK;BAGS | MEFCO | MEFCO AUSTRALIA PTY LTD SUNSHINE VIC | 17886 | CURRENT | 2
17887 | POLE,LINE CONSTRUCTION,CONCRETE | 9.5m Lg, 5kN, Hollow Spun, refer to Dwg 6688 A1 Rev.G | ROCLA | ROCLA PTY LTD | 9.5 M | PURCHASE AS REQUIRED | 1
17888 | DISPENSER | Tool for Chemset Injection System, use with Double Piston Injection Compound | CNWPL | CNW PL - SLACKS CREEK | BI11521 | CURRENT | 1
17888 | DISPENSER | Tool for Chemset Injection System, use with Double Piston Injection Compound | ATOMSUPP | ATOM SUPPLY | 121730 | CURRENT | 2
17889 | CHEMSET,INJECTION SYSTEM | TWO COMPONENT; EPOXY ANCHORING COMPOUND; CO-EXTRUDED FORM A;1 X 585 ML DOUBLE CARTRIDGE;C/W 4 SPARE NOZZLES PER PACK; U/W SC17888 FOR TOOL;PACK OF 1; | STATEWD | STATEWIDE FSTNERS & ENG SPLS PL | BIS-PE585GEN3+2 | CURRENT | 1
17890 | JOINT,ELECTRICAL POWER CABLE | 11 KV;TRANSITION MODULE FOR 95 & 185 SQ MM COPPER PLY CABLE;USED WITH GEC PARALLEL BRANCH JOINTS;STOCK CODES 17624 & 17625;REFER SC16478 FOR RESIN;FOR NEW | ALSTOM | ALSTOM GRID AUSTRALIA LIMITED | 52404-14 | PHASING | 1
17892 | TERMINAL,LUG | DRILLED PALM; CAST COPPER; BOLTED CLAMP TYPE; FOR 16 SQ MM TO 70 SQ MM COPPER CONDUCTOR; 2 X M14 PALM HOLES; C/W S/STEEL BOLTS, NUTS & SPRING WASHERS; | DULMISON | DULMISON (AUST) PTY LTD | NT1 | PURCHASE AS REQUIRED | 1
17893 | CAPACITOR UNIT. | 3.2 KV,75 KVAR;SINGLE PHASE;23.3 UF PER PHASE;23.31 AMP CONT @ 50 HZ;50 HZ;NON PCB IMPREGNANT;ALL FILM DIELECTRIC; INTERNALLY FUSED;2 BUSHINGS PER UNIT; | ENERMET | ENERMET | CAPACITOR UNIT 3.2 KV; | PURCHASE AS REQUIRED | 1
17894 | CAPACITOR UNIT. | 6.93 KV;450 KVAR;SINGLE PHASE;29.83 UF PER PHASE;65 AMP CONT @ 50 HZ;50 HZ;NON PCB IMPREGNANT;ALL FILM DIELECTRIC; INTERNAL (ELEMENT) FUSE;2 BUSHINGS PER | ENERMET | ENERMET | CAPACITOR UNIT 6.93 KV | PURCHASE AS REQUIRED | 1
17895 | REACTOR | INRUSH LIMITING;0.120 MILLI H;400 AMP; 50 HZ;6.9 KV;1 PHASE;16.6 KA FOR 3 SEC; PEDESTAL POST INSULATOR MTG;AIR INSUL; IN-RUSH REACTORS;SUPPLIED 3 PER CRATE; | ENERMET | ENERMET | REACTOR. | PURCHASE AS REQUIRED | 2
17895 | REACTOR | INRUSH LIMITING;0.120 MILLI H;400 AMP; 50 HZ;6.9 KV;1 PHASE;16.6 KA FOR 3 SEC; PEDESTAL POST INSULATOR MTG;AIR INSUL; IN-RUSH REACTORS;SUPPLIED 3 PER CRATE; | TRANSMAN |  | REACTOR | PURCHASE AS REQUIRED | 1
17895 | REACTOR | INRUSH LIMITING;0.120 MILLI H;400 AMP; 50 HZ;6.9 KV;1 PHASE;16.6 KA FOR 3 SEC; PEDESTAL POST INSULATOR MTG;AIR INSUL; IN-RUSH REACTORS;SUPPLIED 3 PER CRATE; | NOKIAN | NOKIAN CAPACITORS PTY LTD | MT04108 | PURCHASE AS REQUIRED | 2
17896 | DISCONNECTOR,HIGH VOLTAGE | 17.5 KV;630 AMP;95 KV B.I.L.;INDOOR LOAD BREAK SWITCH;TYPE LTRI;C/W ET TYPE EARTH SWITCH VT TYPE MECHANICAL INTERLOCK 2 X STA 2 HAND OP MECH,2 X 1.5 M LINK | ALSTOM | ALSTOM GRID AUSTRALIA LIMITED | LTRI 5/17.5/630/210-D | PURCHASE AS REQUIRED | 1
17897 | CIRCUIT BREAKER | VACUUM;12 KV;630 AMP;25 KA;FIXED NON-WITHDRAWABLE;FOR CAPACITOR BANK SWITCHING;CONTROL VOLTAGE 110 V DC,CB FOR STOCK CODES 17795 & 17796;WHEN STOCK | TOSHIBA |  | VK10J25* | PURCHASE AS REQUIRED | 1
17898 | TRANSFORMER,CURRENT | PROTECTION;PRIMARY BAR;INDOOR;OC & EF CAP BANK;12 KV;600/400/300/5 AMP;10 VA CLASS 1,5P20 ON 300/5 AMP;SINGLE PHASE; 50 HZ;FOR ENERGEX DESIGNED CAP BANKS;IN | TWS | TWS ENERGY CONTROLS | SBQ40 | CURRENT | 1
17899 | TRANSFORMER,CURRENT | PROTECTION;PRIMARY BAR;INDOOR;OUT OF BALANCE,CAP BANK;12 KV;10/1 AMP;10 VA CLASS 1.0; SINGLE PHASE;50 HZ;FOR ENERGEX DESIGNED CAP BANKS;IN | TWS | TWS ENERGY CONTROLS | SBQ41 | CURRENT | 1
17900 | RELAY,OVERCURRENT AND EARTH FAULT | 00B-CAPACITOR BANK ONLY;RATED INPUTS 1-5 AMP;THERMAL FOR 1 SEC,100-500 AMP; 50 HZ;OUTPUT CONTACTS RATED VOLT 250 V AC/DC;CONTINUOUS CURR FOR 3 SEC;15 AMP; | ABB | ABB FAN PTY LTD | SPAJ 160C-AA | CURRENT | 1
17901 | TRANSFORMER,VOLTAGE | METERING PROTECTION; O/D; CAP VOLT TYPE; 63.5 KV/63.5 V/63.5 V; 100 VA OUTPUT PER CCT; 24 MS BURDEN PER PHASE; 1 PHASE; 50 HZ; MIN.OIL INSUL. CLASS 0.2M/1P; | HAEFELY |  | TEMP 115 | PURCHASE AS REQUIRED | 1
17902 | INDOOR SWITCHGEAR. | SINGLE FEEDER UNIT;NU-LEC;12 KV;3 PHASE; 800 AMP;50 HZ;2000 AMP BUSBARS;FAULT LEVEL-20 KA FOR 3 SECS;AIR INSULATED BUS ;OC,EF & SEF PROT;MFR DATA RECORDED IN | NU-LEC | NU-LEC | INDOOR SWITCHGEAR | PURCHASE AS REQUIRED | 1
17903 | CIRCUIT BREAKER | INDOOR VACUUM;NU-LEC;12 KV;3 PHASE;50 HZ ;800 AMP;20 KA BKG CAP 3 SECS;110 V DC; DUAL TRIP COILS;MFR DATA RECORDED IN PLANT MGMT SYSTEM;REFER SC18994, | NU-LEC | NU-LEC | VK10K25 | PURCHASE AS REQUIRED | 1
17904 | INDOOR SWITCHGEAR. | INDOOR SWITCHGEAR;800 AMP;SINGLE FEEDER; OC,EF & SEF PROT;C/W CIRCUIT BREAKER; COMBINATION OF STOCK CODES 17902 & 17903 FOR COMPLETE ITEM; | NU-LEC | NU-LEC | INDOOR SWITCHGEAR/CB | PURCHASE AS REQUIRED | 1
17905 | INDOOR SWITCHGEAR. | SINGLE FEEDER UNIT;NU-LEC;12 KV;3 PHASE; 800 AMP;50 HZ;2000 AMP BUSBARS;FAULT LEVEL - 20 KA FOR 3 SECS;AIR INSULATED BUS;OC,EF & FD PROT;MFR DATA RECORDED IN | NU-LEC | NU-LEC | INDOOR SWITCHGEAR 2000 AMP | PURCHASE AS REQUIRED | 1
17906 | INDOOR SWITCHGEAR. | INDOOR SWITCHGEAR;800 AMP;SINGLE FEEDER; OC,EF & FD PROT;C/W CIRCUIT BREAKER; COMBINATION OF STOCK CODES 17903 & 17905 FOR COMPLETE ITEM; | NU-LEC | NU-LEC | INDOOR SWITCHGEAR 800 AMP | PURCHASE AS REQUIRED | 1
17907 | INDOOR SWITCHGEAR. | FEEDER CAPACITOR UNIT;NU-LEC;12 KV; 3 PHASE;800 AMP;50 HZ;2000 AMP BUSBARS; FAULT LEVEL - 20 KA FOR 3 SECS;AIR INSUL BUS;OC,EF & SEF FEEDER CAPACITOR PROT; | NU-LEC | NU-LEC | INDOOR SWITCHGEAR 800 AMP | PURCHASE AS REQUIRED | 1
17908 | INDOOR SWITCHGEAR. | INDOOR SWITCHGEAR;800 AMP;FEEDER/ CAPACITOR UNIT;OC,EF & SEF PROT;C/W CIRCUIT BREAKER;COMBINATION STOCK CODES 17903 & 17907 FOR COMPLETE ITEM; | NU-LEC | NU-LEC | INDOOR SWITCHGEAR/CB | PURCHASE AS REQUIRED | 1
17909 | INDOOR SWITCHGEAR. | FEEDER CAPACITOR UNIT;NU-LEC;12 KV; 3 PHASE;800 AMP;50 HZ;2000 AMP BUSBARS; FAULT LEVEL - 20 KA FOR 3 SECS;AIR INSUL BUS;OC,EF & FD FEEDER CAPACITOR PROT;MFR | NU-LEC | NU-LEC | INDOOR SWITCHGEAR 800 AMP | PURCHASE AS REQUIRED | 1
17910 | INDOOR SWITCHGEAR. | INDOOR SWITCHGEAR;800 AMP;FEEDER/ CAPACITOR UNIT;OC,EF & FD PROT;C/W CIRCUIT BREAKER;COMBINATION OF STOCK CODES 17903 & 17909 FOR COMPLETE ITEM; | NU-LEC | NU-LEC | INDOOR SWITCHGEAR/CB 800 AMP | PURCHASE AS REQUIRED | 1
17911 | INDOOR SWITCHGEAR. | DOUBLE FEEDER UNIT;NU-LEC;12 KV;3 PHASE; 800 AMP;50 HZ;2000 AMP BUSBARS;FAULT LEVEL - 20 KA FOR 3 SECS;AIR INSUL BUS; OC,EF & SEF DOUBLE FEEDER PROT;MFR DATA | NU-LEC | NU-LEC | INDOOR SWITCHGEAR 800 AMP | PURCHASE AS REQUIRED | 1
17912 | INDOOR SWITCHGEAR. | INDOOR SWITCHGEAR;800 AMP;DOUBLE FEEDER UNIT;OC,EF & SEF PROT;C/W CIRCUIT BREAKER;COMBINATION OF STOCK CODES 17903 7 17911 FOR COMPLETE ITEM;REFER | NU-LEC | NU-LEC | NDOOR SWITCHGEAR 800 AMP | PURCHASE AS REQUIRED | 1
17913 | INDOOR SWITCHGEAR. | DOUBLE FEEDER UNIT;NU-LEC;12 KV;3 PHASE; 800 AMP;50 HZ;2000 AMP BUSBARS;FAULT LEVEL - 20 KA FOR 3 SECS;AIR INSUL BUS; OC,EF & FD DOUBLE FEEDER PROT;MFR DATA | NU-LEC | NU-LEC | INDOOR SWITCHGEAR 800 AMP | PURCHASE AS REQUIRED | 1
17914 | INDOOR SWITCHGEAR. | INDOOR SWITCHGEAR;800 AMP;DOUBLE FEEDER UNIT;OC,EF & FD PROT;C/W CIRCUIT BREAKER COMBINATION OF STOCK CODES 17903 & 17913 FOR COMPLETE ITEM;REFER SC18996; | NU-LEC | NU-LEC | INDOOR SWITCHGEAR 800 AMP | PURCHASE AS REQUIRED | 1
17915 | INDOOR SWITCHGEAR. | DOUBLE FEEDER CAPACITOR UNIT;NU-LEC; 12 KV;3 PHASE;800 AMP;50 HZ;2000 AMP BUSBARS;FAULT LEVEL - 20 KA FOR 3 SECS; AIR INSUL BUS;OC,EF & SEF DOUBLE FEEDER | NU-LEC | NU-LEC | INDOOR SWITCHGEAR 800 AMP | PURCHASE AS REQUIRED | 1
17916 | INDOOR SWITCHGEAR. | INDOOR SWITCHGEAR;800 AMP;DOUBLE FEEDER CAPACITOR;OC,EF & SEF PROT;C/W CIRCUIT BREAKER;COMBINATION OF STOCK CODES 17903 & 17915 FOR COMPLETE ITEM; | NU-LEC | NU-LEC | INDOOR SWITCHGEAR 800 AMP | PURCHASE AS REQUIRED | 1
17917 | INDOOR SWITCHGEAR. | DOUBLE FEEDER CAPACITOR UNIT;NU-LEC; 12 KV;3 PHASE;800 AMP;50 HZ;2000 AMP BUSBARS;FAULT LEVEL - 20 KA FOR 3 SECS; AIR INSUL BUS;OC,EF & FD DOUBLE FEEDER | NU-LEC | NU-LEC | INDOOR SWITCHGEAR 800 AMP | PURCHASE AS REQUIRED | 1
17918 | INDOOR SWITCHGEAR. | INDOOR SWITCHGEAR;800 AMP;DOUBLE FEEDER CAPACITOR UNIT;OC,EF & FD PROT;C/W CIRCUIT BREAKER;COMBINATION OF STOCK CODES 17903 7 17917 FOR COMPLETE ITEM; | NU-LEC | NU-LEC | INDOOR SWITCHGEAR/CB 800 AMP | PURCHASE AS REQUIRED | 1
17919 | CIRCUIT BREAKER | INDOOR;VACUUM;NU-LEC;12 KV;3 PHASE;50 HZ ;1250 AMP;20 KA BKG CAP- 3 SECS;110 V DC ;DUAL TRIP COILS;MFR DATA RECORDED IN PLANT MGMT SYSTEM;REFER SC18998; | NU-LEC | NU-LEC | VK10M25 | PURCHASE AS REQUIRED | 1
17920 | INDOOR SWITCHGEAR. | BUS TIE/FEEDER UNIT;NU-LEC;12 KV; 3 PHASE;1250 AMP;50 HZ;2000 AMP AMP BUSBARS;FAULT LEVEL - 20 KA FOR 3 SECS; AIR INSUL BUS;OC,EF & SEF BUS TIE/FUTURE | NU-LEC | NU-LEC | INDOOR SWITCHGEAR 1250 AMP | PURCHASE AS REQUIRED | 1
17921 | INDOOR SWITCHGEAR. | INDOOR SWITCHGEAR;1250 AMP;BUS TIE/ FUTURE FEEDER/CAPACITOR UNIT;OC,EF & SEF PROT;C/W CIRCUIT BREAKER;COMBINATION OF STOCK CODES 17919 7 17920 FOR COMPLETE | NU-LEC | NU-LEC | INDOOR SWITCHGEAR/CB 1250 AMP | PURCHASE AS REQUIRED | 1
17922 | INDOOR SWITCHGEAR. | MOBILETIE/FEEDER UNIT;NU-LEC;12 KV; 3 PHASE;1250 AMP;50 HZ;2000 AMP BUSBARS; FAULT LEVEL - 20 KA FOR 3 SECS;AIR INSUL BUS;OC,EF & SEF MOBILE TIE/FEEDER PROT; | NU-LEC | NU-LEC | INDOOR SWITCHGEAR 1250 AMP | PURCHASE AS REQUIRED | 1
17923 | INDOOR SWITCHGEAR. | INDOOR SWITCHGEAR;1250 AMP;MOBILE TIE/ FEEDER UNIT;OC,EF & SEF PROT;C/W CIRCUIT BREAKER;COMBINATION OF STOCK CODES 17919 & 17922 FOR COMPLETE ITEM;REFER SC18998 | NU-LEC | NU-LEC | INDOOR SWITCHGEAR/CB 1250 AMP | PURCHASE AS REQUIRED | 1
17924 | CIRCUIT BREAKER | INDOOR;VACUUM;NU-LEC;12 KV;3 PHASE;50 HZ ;2000 AMP;20 KA BKG CAP- 3 SECS;110 V DC ;DUAL TRIP COILS;MFR DATA RECORDED IN PLANT MGMT SYSTEM;REFER SC19000,SC19002, | NU-LEC | NU-LEC | VK10P25 | PURCHASE AS REQUIRED | 1
17925 | INDOOR SWITCHGEAR. | BUS SECTION UNIT;NU-LEC;12 KV;3 PHASE; 2000 AMP;50 HZ;2000 AMP BUSBARS;FAULT LEVEL - 20 KA FOR 3 SECS;AIR INSUL BUS; BUS BLOCKING PROT FUTURE;MFR DATA | NU-LEC | NU-LEC | INDOOR SWITCHGEAR 2000 AMP | PURCHASE AS REQUIRED | 1
17926 | INDOOR SWITCHGEAR. | INDOOR SWITCHGEAR;2000 AMP;BUS SECTION; BUS BLOCKING/FRAME LEAKAGE PROT;C/W CIRCUIT BREAKER;COMBINATION OF STOCK CODES 17924 & 17925 FOR COMPLETE ITEM | NU-LEC | NU-LEC | INDOOR SWITCHGEAR/CB 2000 AMP | PURCHASE AS REQUIRED | 1
17927 | INDOOR SWITCHGEAR. | BUS SECTION UNIT;NU-LEC;12 KV;3 PHASE; 2000 AMP;50 HZ;2000 AMP BUSBARS;FAULT LEVEL - 20 KA FOR 3 SECS;AIR INSUL BUS; BUS BLOCKING PROT FUTURE;MFR DATA | NU-LEC | NU-LEC | INDOOR SWITCHGEAR 2000 AMP | PURCHASE AS REQUIRED | 1
17928 | INDOOR SWITCHGEAR. | INDOOR SWITCHGEAR;2000 AMP;BUS SECTION; BUS BLOCKING/FRAME LEAKAGE PROT;C/W CIRCUIT BREAKER;COMBINATION OF STOCK CODES 17924 & 17927 FOR COMPLETE ITEM; | NU-LEC | NU-LEC | INDOOR SWITCHGEAR/CB 2000 AMP | PURCHASE AS REQUIRED | 1
17929 | INDOOR SWITCHGEAR. | TRANSFORMER UNIT;NU-LEC;12 KV;3 PHASE; 2000 AMP;50 HZ 2000 AMP BUSBARS;FAULT LEVEL - 20 KA FOR 3 SECS;AIR INSUL BUS; TFMR DIFF;OC,EF & METERING CT'S PROT; | NU-LEC | NU-LEC | INDOOR SWITCHGEAR 2000 AMP | PURCHASE AS REQUIRED | 1
17930 | INDOOR SWITCHGEAR. | INDOOR SWITCHGEAR;2000 AMP;TRANSFORMER UNIT;OC,EF,TFMR DIFF & METERING CT'S;C/W CIRCUIT BREAKER;COMBINATION OF STOCK CODES 17924 & 17929 FOR COMPLETE ITEM; | NU-LEC | NU-LEC | INDOOR SWITCHGEAR/CB 2000 AMP | PURCHASE AS REQUIRED | 1
17931 | INDOOR SWITCHGEAR. | TRANSFORMER UNIT;NU-LEC;12 KV;3 PHASE; 2000 AMP;50 HZ;2000 AMP BUSBARS;FAULT LEVEL - 20 KA FOR 3 SECS;AIR INSUL BUS; TFMR DIFF,OC,EF & FRAME LEAKAGE PROT;& | NU-LEC | NU-LEC | INDOOR SWITCHGEAR 2000 AMP | PURCHASE AS REQUIRED | 1
17932 | INDOOR SWITCHGEAR. | INDOOR SWITCHGEAR;FOR MODULAR S/STNS; 2000 AMP;TRANSFORMER UNIT;OC,EF,TFMR DIFF & FRAME LEAKAGE PROT & METERING CT'S;C/W CIRCUIT BREAKER;COMBINATION OF | NU-LEC | NU-LEC | INDOOR SWITCHGEAR S/STNS | PURCHASE AS REQUIRED | 1
17933 | INDOOR SWITCHGEAR. | TRANSFORMER UNIT;NU-LEC;12 KV;3 PHASE; 2000 AMP;50 HZ;2000 AMP BUSBARS;FAULT LEVEL - 20 KA FOR 3 SECS;AIR INSUL BUS; TFMR DIFF,OC,EF PROT & METERING CT'S;MFR | NU-LEC | NU-LEC | INDOOR SWITCHGEAR 2000 AMP | PURCHASE AS REQUIRED | 1
17934 | INDOOR SWITCHGEAR. | INDOOR SWITCHGEAR;2000 AMP;TRANSFORMER UNIT;OC,EF,TFMR DIFF PROT & METERING CT'S;C/W CIRCUIT BREAKER;COMBINATION OF STOCK CODES 17924 & 17933 FOR COMPLETE | NU-LEC | NU-LEC | INDOOR SWITCHGEAR/CB 2000 AMP | PURCHASE AS REQUIRED | 1
17935 | ACCESSORIES,CIRCUIT BREAKER | FOR NU-LEC APPLICATIONS,CONSISTING OF 1 X BREAKER RACKING HANDLE;1 X SPRING CHARGE HANDLE;1 X EARTH SW OPERATING HANDLE; | NU-LEC | NU-LEC | ACCESSORIES KIT | PURCHASE AS REQUIRED | 1
17936 | SWITCH FUSE GEAR | 12 KV;LUCY;OIL INSULATED;O/D RMU; 2 X 630 AMP CABLE SWITCH DISCONNECTORS; 1 X 200 AMP TRANSFORMER SWITCH FUSE; (TYPE TRIDENT FRMU - STANDARD);BOTTOM | LUCY |  | FRMU* | CURRENT | 1
17939 | METER,WATTHOUR | PRI REGN,KWH;240 V,50 HZ;SINGLE PHASE; SOLID STATE;C/W PROGRAMMABLE PULSE OUTPUT; | AMPY | AUTOMATION DIGILOG LIMITED | 847174/SP | PURCHASE AS REQUIRED | 1
17940 | RECLOSER | 36 KV;3 PHASE;50 HZ;800 AMP;16 KA;C/W POLE MTG BRACKET;300 SQ MM CU CABLE TAILS;CAPM4 CONTROLLER;DNP3;7 M CONTROL CABLE IOEX MODULE & ADDITIONAL | NU-LEC | NU-LEC | N-36 | STRATEGIC SPARE | 1
17942 | SWITCH FUSE GEAR | 12 KV;3 PHASE;630 AMP;OIL FILLED O/D TYPE;METAL CLAD EXT RMU;C/W 3 X 630 AMP RING MAIN SW;LUCY RMU;SH TIME CURR; 21.9 KA FOR 3 SECS; | LUCY |  | SWITCH FUSE GEAR | PURCHASE AS REQUIRED | 1
17943 | SWITCH FUSE GEAR | 12 KV;LUCY;OIL INSULATED;O/D RMU; 2 X 630 AMP CABLE SWITCH DISCONNECTORS; 1 X 200 AMP TRANSFORMER SWITCH FUSE; TOP ENTRY CABLE BOXES; (TYPE TRIDENT | LUCY |  | FRUM-TE | CURRENT | 1
17951 | CAPACITOR SHUNT INSTALLATION. | 12 KV;3 PHASE;50 HZ;2.7 MVAR @ 11.5 KV; CUBICLE O/D;C/W FIXED CB;C/W AF BLOCKING FILTER & 0.120 MILLI INRUSH LIMITING REACTORS;C/W SHUNT & FILTER CAPS;C/W | ENERGEX | ENERGEX | ENERGEX VER3 | PURCHASE AS REQUIRED | 1
17952 | CAPACITOR SHUNT INSTALLATION. | 12 KV;3 PHASE;50 HZ;2.7 MVAR @ 11.5 KV; CUBICLE O/D;C/W FIXED CB;C/W AF BLOCKING FILTER;C/W SHUNT & FILTER CAPS;C/W RELAY PROT;SPAJ-110 V DC; | ENERGEX | ENERGEX | ENERGEX VER4 | PURCHASE AS REQUIRED | 1
17954 | LABEL | SCOTCHCAL;YELLOW BACKGROUND/BLACK LETTERING;'CAUTION SEPARATE HV & LV EARTHING IN PADMOUNTED TRANSFORMERS'; LABEL FORM 518;TO BE U/W SC 15983;PACK | CUTLER | CUTLER BRANDS PTY LTD | ENERGE-17954 | CURRENT | 1
17955 | BRACKET,MOUNTING | For Meter Enclosures to Wood Poles (PAIR OF 2 BRACKETS) | DRAWING | DRAWING NO | 14678-A1 | CURRENT | 1
17957 | TRANSFORMER,POWER | 33 KV/11 KV;15 MVA;3 PHASE;GROUND MTG BSH HV 90 LV AIR;MINERAL OIL INSULATED; ONAN;DYN 11;C/W VACUUM OLTC 23 TAP POSITIONS,ATTACHED RADIATORS;AS2374; | WILSON | WILSON TRANSFORMER CO. PTY LTD | 23 TAP POSITIONS | PHASING | 1
17959 | SWITCH FUSE GEAR | 12 KV;3 PHASE;630 AMP;21 KA MKG CAP;SF6; NON-EXT METAL CLAD RMU;SCHNEIDER RM6 (NE-DI) WITH 1 X 630 AMP SWITCH & 1 X 200 AMP CB CABLE BOXES;C/W GLAND | SCHNEDER | SCHNEIDER PTY LTD | RM6 (NE-DI) | PURCHASE AS REQUIRED | 1
17961 | SWITCH FUSE GEAR | 12 KV;3 PHASE;630 AMP;SF6;I/D OIL-LESS PADMOUNTED METAL CLAD RMU;C/W 3 X 630 AMP SWITCHES;C/W 1 X 200 AMP CB; TEE-OFF & ASSOC EQUIP;SCHNEIDER RMU;SH | SCHNEDER | SCHNEIDER PTY LTD | SWITCH FUSE GEAR 630 AMP* | PHASING | 1
17962 | SWITCH FUSE GEAR | 12 KV;SF6 INSULATED;I/D RMU;3 X 630 AMP CABLE SWITCH DISCONNECTORS;(TYPE NE-III) ;C/W OUTDOOR CUBICLE & CONCRETE PLINTH; | SCHNEDER | SCHNEIDER PTY LTD | NE-III | PHASING | 1
17963 | SWITCH FUSE GEAR | 12 KV;SCHNEIDER RM6;SF6 INSULATED; I/D RMU;2 X 630 AMP CABLE SWITCH DISCONNECTORS;1 X 200 AMP TRANSFORMER CIRCUIT BREAKER;(TYPE NE-IDI);C/W | SCHNEDER | SCHNEIDER PTY LTD | NE-IDI | MAINTENANCE STOCK | 1
17967 | SECTIONALISER | 12 KV;3 PHASE;630 AMP;SF6;INSUL;POLE MTG ;VACUUM INTERRUPTERS;12.5 KA BKG CAP; 80 SQ MM TAILS;7 M UMBILICAL CABLE; NU-LEC LOAD BREAK SW WITH CAPM2-MCP | NU-LEC | NU-LEC | RL27* | PHASING | 1
17968 | SWITCH FUSE GEAR | 12 KV;SCHNEIDER RM6;SF6 INSULATED; I/D RMU;2 X 630 AMP CABLE SWITCH; DISCONNECTORS;1 X 200 AMP TRANSFORMER CIRCUIT BREAKER;(TYPE NE-IDI); | SCHNEDER | SCHNEIDER PTY LTD | NE-IDI | PURCHASE AS REQUIRED | 1
17969 | SWITCH FUSE GEAR | 12 KV;SCHNEIDER RM6;SF6 INSULATED; I/D RMU;2 X 630 AMP CABLE SWITCH DISCONNECTORS;2 X 200 AMP TRANSFORMER CIRCUIT BREAKERS;(TYPE NE-DIDI); | SCHNEDER | SCHNEIDER PTY LTD | NE-DIDI | PHASING | 1
17973 | SIGN | ' CAUTION 2 SEPARATE SOURCES OF 11 KV SUPPLY ';ALUMINIUM;3M YELLOW RETROREFLECTIVE VINYL BACKGROUND; 300 MM LG X 100 MM W X 2 MM THK;12 MM | ARTCRAFT | ARTCRAFT PTY LTD | SE-087-02 | PURCHASE AS REQUIRED | 1
17974 | BUCKET,LINER MAT | FOR USE ON EWP'S;POLYURETHANE;GREEN IN COLOUR;1480 MM X 700 MM X 10 MM THK; USING DIE NUMBER CMI-225; | LUDOWICI |  | 400014682 | CURRENT | 1
17975 | DIE,CRIMPING TOOL | STEEL;HEX;21.5 MM AF;FOR U/W PRE- INSULATED COMPRESSION SLEEVES;U/W UTILUX COMPRESSION TOOL NO.38A OR EQUIV; PACK OF 1,PACK WEIGHT 0.17 KG; | SPECFORC | SPECIALISED FORCE | 12T-21.5AFALABC | CURRENT | 2
17975 | DIE,CRIMPING TOOL | STEEL;HEX;21.5 MM AF;FOR U/W PRE- INSULATED COMPRESSION SLEEVES;U/W UTILUX COMPRESSION TOOL NO.38A OR EQUIV; PACK OF 1,PACK WEIGHT 0.17 KG; | TECONN | TE CONNECTIVITY LTD | 38-215AL9/1 | CURRENT | 1
17975 | DIE,CRIMPING TOOL | STEEL;HEX;21.5 MM AF;FOR U/W PRE- INSULATED COMPRESSION SLEEVES;U/W UTILUX COMPRESSION TOOL NO.38A OR EQUIV; PACK OF 1,PACK WEIGHT 0.17 KG; | CABLACES | CABLACES | HT-95/150ABC | CURRENT | 2
17977 | PIPE,METALLIC | STEEL GDE C250/350;MED;GALV;25 MM NB, 2163 MM LG;USED AS A SHORT SPACER ON TWIN X-ARM INSTRUCTIONS;ORDER IN PACKS OF 12, PACK WEIGHT 70 KG;MIN | GM POLES | GM POLES PTY LTD | SL-SPACER | CURRENT | 1
17979 | SWITCH FUSE GEAR | FALCON BETA TYPE 'TAMCO' GR1-21;630 AMP CB & 2 ISOLATORS;TOP ENTRY FEEDER CABLE & TRANSFORMER CABLE BOX;(100/50/5 CT & BATTERY POWERED ALSTOM KCGG142 RELAY); | HAWKSIDD | HAWKER SIDDELEY SWITCHGEAR LTD | FALCON BETA GR1-21 | PHASING | 1
17980 | SWITCH FUSE GEAR | FALCON BETA TYPE 'TAMCO' GR1-01;C/W 630 AMP CIRCUIT BREAKER;BUS BAR & TOP ENTRY TRANSFORMER CABLE BOX;(100/50/5 CT & BATTERY POWERED ALSTOM KCGG142 RELAY); | HAWKSIDD | HAWKER SIDDELEY SWITCHGEAR LTD | FALCON BATA GR01-01 | PHASING | 1
17981 | SWITCH FUSE GEAR | FALCON BETA TYPE 'TAMCO' GR1-01;C/W 630 AMP CIRCUIT BREAKER;BUS BAR & TOP ENTRY FEEDER CABLE BOX;600/400/5 AMP CT, 10P25F20 ON 400/5;BATTERY POWERED | HAWKSIDD | HAWKER SIDDELEY SWITCHGEAR LTD | FALCON BETA GR01-01 | PHASING | 1
17982 | JOINT BOX,SWITCH FUSE GEAR. | FOR COUPLING 2 FALCON BETA 'TAMCO' GR1-21 & GR1-01 UNITS TOGETHER;OFFSET JOINT BOX WITH COPPER BARS & INSULATING MATERIALS; | HAWKSIDD | HAWKER SIDDELEY SWITCHGEAR LTD | OFFSET BAND BOX | PURCHASE AS REQUIRED | 1
17983 | JOINT BOX,SWITCH FUSE GEAR. | FOR COUPLING 2 FALCON BETA 'TAMCO' GR1-01 TO GR1-01 UNITS TOGETHER;STRAIGHT JOINT BOX WITH COPPER BARS & INSULATING MATERIALS; | HAWKSIDD | HAWKER SIDDELEY SWITCHGEAR LTD | BAND BOX | PURCHASE AS REQUIRED | 1
17986 | BAND,STABILISING HARDHAT | HARDHAT ANTI-SLIP ATTACHMENT;LEATHER WITH RUBBER DIMPLES & VELCRO:ATTACHMENT TO HARDHAT HARNESS;C/W 3 STRAPS;U/W STOCK CODE 14294; | TEN | THE ENERGY NETWORK | SM2 | CURRENT | 1
17986 | BAND,STABILISING HARDHAT | HARDHAT ANTI-SLIP ATTACHMENT;LEATHER WITH RUBBER DIMPLES & VELCRO:ATTACHMENT TO HARDHAT HARNESS;C/W 3 STRAPS;U/W STOCK CODE 14294; | AUSTSAF | AUSTRALIAN SAFETY SUPPLIES | 1005SM | CURRENT | 2
18001 | TROUSERS,WOMEN'S | COTTON 100%,185 GSM APPROX;NAVY; WRINKLEFREE;VARIOUS SIZES;STYLE & MFR TO ENERGEX SAMPLE;C/W METERING DYNAMICS LOGO;REFER TO TECH SPEC TS 424; | PACBRAND | PACIFIC BRANDS WORKWEAR GROUP PL | Y09006/NAV ALL SIZES | VENDOR HELD | 1
18001 | TROUSERS,WOMEN'S | COTTON 100%,185 GSM APPROX;NAVY; WRINKLEFREE;VARIOUS SIZES;STYLE & MFR TO ENERGEX SAMPLE;C/W METERING DYNAMICS LOGO;REFER TO TECH SPEC TS 424; | TOPLEVEL |  | ENMLCT | VENDOR HELD | 2
18004 | TRANSFORMER,CURRENT | INTERPOSING;MEASUREMENT;PRIMARY WOUND; INDOOR;RATIO 5/3-2-0.5 AMPS;CLASS 2M FORM NS SERIES 28,W-3157;C/W MTG BOLT; | WFENERGY | WF ENERGY CONTROLS | W-3157 | CURRENT | 1
18005 | BOLT,MACHINE | STAINLESS STEEL,GDE 316;HEX HD;M12;ISO M ;130 MM LG;BOX OF 25; | STATEWD | STATEWIDE FSTNERS & ENG SPLS PL | HBS6M1230 | CURRENT | 1
18006 | WASHER,FLAT | STAINLESS STEEL,GDE 304 OR 316;M16 BOLT SIZE;18 MM ID;57.2 OD;6 MM THK;BAG OF 100; | HOBSON | HOBSON ENGINEERING CO PTY LTD 393904 | WX16PLM16 | CURRENT | 1
18006 | WASHER,FLAT | STAINLESS STEEL,GDE 304 OR 316;M16 BOLT SIZE;18 MM ID;57.2 OD;6 MM THK;BAG OF 100; | SUMMIT | SUMMIT GROUP | 6WRMS216057.206 | CURRENT | 2
18006 | WASHER,FLAT | STAINLESS STEEL,GDE 304 OR 316;M16 BOLT SIZE;18 MM ID;57.2 OD;6 MM THK;BAG OF 100; | STATEWD | STATEWIDE FSTNERS & ENG SPLS PL | WSS4M16 | CURRENT | 2
18007 | METER,WATTHOUR | PRI REGN,KWH;15-100 AMP,240 V,50 HZ;1 PH ,2 WIRE,DIRECT CONN,BOTTOM;S/RATE; 3 TERM;AS1284;FITTED WITH ERT UNIT;FOR TRIAL ONLY;RESTRICTED ISSUE; | EMAIL |  | T12215D3/A | PURCHASE AS REQUIRED | 1
18008 | TRANSFORMER,POWER | 33 KV/11 KV;5 MVA;3 PHASE;GROUND MTG;HV 180 LV;MINERAL OIL INSULATED;ONAN;DYN 11 ;AS2374;ATTACHED RADIATORS;PLUG-IN HV & LV CONNECTIONS;REFER PLANET FOR MORE | WILSONTR | WILSON POWER TRANSFORMER | 33/11 KV | PHASING | 1
18009 | TRANSFORMER,POWER | 110/33/11 KV;60 MVA;3 PHASE;GROUND MTG; BSH HV 180 LV AIR;MINERAL OIL INSULATED; ODAF;YNYNOD11;AS2374;FREE STANDING RADIATORS;REFER PLANET FOR MORE DETAILS; | WILSONTR | WILSON POWER TRANSFORMER | 110/33/11 KV | PHASING | 1
18011 | CHAIR, FOLDING | FOLDING CHAIR WITH ARM RESTS & CUP HOLDER; C/W CARRY BAG; WEIGHT RATED 130KG | ATA | ADVENTURE TRADING AUSTRALIA | FCC-SOVC-F SOVEREIGN | CURRENT | 1
18011 | CHAIR, FOLDING | FOLDING CHAIR WITH ARM RESTS & CUP HOLDER; C/W CARRY BAG; WEIGHT RATED 130KG | ANACONDA | ANACONDA | BURKE & WILLS | CURRENT | 2
18011 | CHAIR, FOLDING | FOLDING CHAIR WITH ARM RESTS & CUP HOLDER; C/W CARRY BAG; WEIGHT RATED 130KG | ANACONDA | ANACONDA | OZTRAIL GETAWAY DELUXE | CURRENT | 2
18011 | CHAIR, FOLDING | FOLDING CHAIR WITH ARM RESTS & CUP HOLDER; C/W CARRY BAG; WEIGHT RATED 130KG | ANACONDA | ANACONDA | OZTRAIL GETAWAY CHAIR | CURRENT | 2
18014 | SWITCH,MODEM,POWER | FOR OPERATION OF MODEM POWER SUPPLY; USED IN CONJUNCTION WITH EDMI 2000-0400 SERIES METERS; | SURTEK | SURTEK PTY LTD | P9902A | CURRENT | 1
18015 | SHIM | BRASS;300 MM W X 0.25 MM THK X 1 M LG; MUST SUPPLY IN 1 METRE LENGTHS | ATOMSUPP | ATOM SUPPLY | 94970077 | CURRENT | 1
18015 | SHIM | BRASS;300 MM W X 0.25 MM THK X 1 M LG; MUST SUPPLY IN 1 METRE LENGTHS | KEYLINE | KEY-LINE DISTRIBUTORS PTY LTD | SB30025 | CURRENT | 2
18016 | BOX,STORAGE | Orange Crate, Plastic Bin Type, 538 x 362 x 334mm, for Rediquip | PROMARK | PROMARK PACKAGING PTY LTD GEEBUNG | MAH006 | CURRENT | 1
18020 | DRAIN,PROTECTION,BARRIER | FILTER TUBE;POLYESTER GEOTEXTILE NEEDLED TO A WOVEN POLYPROPYLENE GEOTEXTILE; 230 MM W X 150 MM DIA X 50 M LG; | GEOFAB | GEOFABRICS AUSTRALASIA PTD LTD. | SC04 | CURRENT | 1
18021 | CONVERTER | SIGNAL CONVERTER:RS485/RS232;10-30 V; U/W SACS EQUIPMENT; | ADAMS | ADAMS | ADAM 4520 | CURRENT | 1
18022 | TIMER,MULTIFUNCTION | TIME RANGE,0.1 SEC TO 100 HRS;12 V-240 V AC/DC;1 C/O OUTPUT CONTACT ,250 V,8 AMP AC RATING;RAIL MTG;PACK OF 1; | REXEL | REXEL PTY LTD | CGVDMB51CW24 | CURRENT | 2
18022 | TIMER,MULTIFUNCTION | TIME RANGE,0.1 SEC TO 100 HRS;12 V-240 V AC/DC;1 C/O OUTPUT CONTACT ,250 V,8 AMP AC RATING;RAIL MTG;PACK OF 1; | CARLO | CARLO GAVAZZI | DMB-51-C-W24 | CURRENT | 2
18022 | TIMER,MULTIFUNCTION | TIME RANGE,0.1 SEC TO 100 HRS;12 V-240 V AC/DC;1 C/O OUTPUT CONTACT ,250 V,8 AMP AC RATING;RAIL MTG;PACK OF 1; | CNWPL | CNW PL - SLACKS CREEK | DMB51CW24 | CURRENT | 1
18023 | CONNECTOR,BUSBAR | ALUMINIUM;PARALLEL CLAMP;CABLE TO CABLE; PACK OF 1; | PLP AUST | PREFORMED LINE PRODUCTS (AUST) | D-AUP112 | CURRENT | 1
18024 | DAMPER,VIBRATION,TRANSMISSION LINE | SPIRAL;PVC;4.4-6.34 MM DIA CONDUCTOR; 3/2.75 MM STEEL,3/2.75 AAC,3/4/1.75 ACSR ;PACK OF 30;PACK WEIGHT 8.5 KG; | ACCULEC | ACCULEC PTY LTD - E18524 | SVD0441H | CURRENT | 1
18024 | DAMPER,VIBRATION,TRANSMISSION LINE | SPIRAL;PVC;4.4-6.34 MM DIA CONDUCTOR; 3/2.75 MM STEEL,3/2.75 AAC,3/4/1.75 ACSR ;PACK OF 30;PACK WEIGHT 8.5 KG; | MACLEAN | MACLEAN POWER PL - E15128 | HVD-044 | CURRENT | 2
18024 | DAMPER,VIBRATION,TRANSMISSION LINE | SPIRAL;PVC;4.4-6.34 MM DIA CONDUCTOR; 3/2.75 MM STEEL,3/2.75 AAC,3/4/1.75 ACSR ;PACK OF 30;PACK WEIGHT 8.5 KG; | PLP AUST | PREFORMED LINE PRODUCTS (AUST) | SVD-0102 | CURRENT | 2
18025 | CABLE,FIBRE OPTIC | 12 FIBRE MULTIMODE 62.5 UM/125 UM OVERHEAD ADSS LOOSE TUBE CABLE; 150 M SPAN;WITH BIRD & RODENT PROTECTION ; | CORNING | DOW CORNING AUST. P/LTD | 12 FIBRE MULTIMODE | PURCHASE AS REQUIRED | 1
18026 | BRACKET,POLE | POLE MTG BRACKET TO CLAMP FIBRE OPTIC CABLE & OPGW;HOT COATED ZINC STEEL; | PLP AUST | PREFORMED LINE PRODUCTS (AUST) | OFS CCM-01 | CURRENT | 1
18027 | POWER SUPPLY | 110 V DC TO 24 V DC CONVERTER; 110 V TO 24 V DC;70 W; | AMTEX | AMTEX ELECTRONICS | 8862-80/24 | CURRENT | 1
18028 | CONNECTOR BAR,ELECTRICAL | 7 HOLE NEUTRAL LINK;BLACK PLASTIC COVER; C/W INSULATED STANDOFF;PACK OF 1; | CNWPL | CNW PL - SLACKS CREEK | GTSNL7 | CURRENT | 2
18028 | CONNECTOR BAR,ELECTRICAL | 7 HOLE NEUTRAL LINK;BLACK PLASTIC COVER; C/W INSULATED STANDOFF;PACK OF 1; | GENERAL | GENERAL TRADE SUPPLIES | AL7 | CURRENT | 2
18028 | CONNECTOR BAR,ELECTRICAL | 7 HOLE NEUTRAL LINK;BLACK PLASTIC COVER; C/W INSULATED STANDOFF;PACK OF 1; | CNWPL | CNW PL - SLACKS CREEK | TESL7 | CURRENT | 1
18030 | CONDUIT,NONMETALLIC,FLEXIBLE | 20 MM DIA;PVC CORRUGATED;MEDIUM DUTY; WHITE/GREY;C/W DRAW WIRE;50 M ROLL; | CLIPSAL | GERARD INDUSTRIES QLD DIVSN P/L | CLI9020TCM | PURCHASE AS REQUIRED | 1
18032 | REDUCER,SCREWED,CONDUIT | RIGID PVC;32 MM TO 25 MM;SCREWED CONDUIT FITTING REDUCER;PACK OF 50; | REXEL | REXEL PTY LTD | CLI264/3SMGY | CURRENT | 1
18032 | REDUCER,SCREWED,CONDUIT | RIGID PVC;32 MM TO 25 MM;SCREWED CONDUIT FITTING REDUCER;PACK OF 50; | CLIPSAL | GERARD INDUSTRIES QLD DIVSN P/L | CLI264/3SMGRY | CURRENT | 2
18033 | REDUCER,SCREWED,CONDUIT | RIGID PVC;25 MM TO 20 MM;SCREWED CONDUIT FITTING REDUCER;PACK OF 50; | REXEL | REXEL PTY LTD | CLI264/2SMGY | CURRENT | 1
18033 | REDUCER,SCREWED,CONDUIT | RIGID PVC;25 MM TO 20 MM;SCREWED CONDUIT FITTING REDUCER;PACK OF 50; | CLIPSAL | GERARD INDUSTRIES QLD DIVSN P/L | CLI264/2SMGRY | CURRENT | 2
18034 | CABLE GLAND | CORRUGATED PVC;STRAIGHT GLAND;20 MM CONDUIT FITTING;PACK OF 20; | REXEL | REXEL PTY LTD | CLI279C20GY | CURRENT | 1
18034 | CABLE GLAND | CORRUGATED PVC;STRAIGHT GLAND;20 MM CONDUIT FITTING;PACK OF 20; | CLIPSAL | GERARD INDUSTRIES QLD DIVSN P/L | CLI279C20 | CURRENT | 5
18036 | CLAMP,SUSPENSION,ELEC CONDUCTOR | ARMOUR GRIP SUSPENSION UNIT (AGSU); SUITS DIA 11.25 MM AAC,AAAC & ACSR (MARS ,BANANA & TENNIS);ALUMINIUM ALLOY WITH NEOPRENE INSERT;SUITS 0-30 DEG DEVIATION | TECONN | TE CONNECTIVITY LTD | HSC-0990 | CURRENT | 1
18036 | CLAMP,SUSPENSION,ELEC CONDUCTOR | ARMOUR GRIP SUSPENSION UNIT (AGSU); SUITS DIA 11.25 MM AAC,AAAC & ACSR (MARS ,BANANA & TENNIS);ALUMINIUM ALLOY WITH NEOPRENE INSERT;SUITS 0-30 DEG DEVIATION | PLP AUST | PREFORMED LINE PRODUCTS (AUST) | AGS-8109 | CURRENT | 2
18037 | CLAMP,SUSPENSION,ELEC CONDUCTOR | STRAIGHT-LINE OR ANGLE;ARMOUR GRIP SUSPENSION UNIT (AGSU);AL ALLOY WITH NEOPRENE INSERT TO SUIT AL CONDUCTORS; 18.75 MM DIA UP TO 30 DEG DEVIATION WITH | MACLEAN | MACLEAN POWER PL - E15128 | HSC-1875 | CURRENT | 2
18037 | CLAMP,SUSPENSION,ELEC CONDUCTOR | STRAIGHT-LINE OR ANGLE;ARMOUR GRIP SUSPENSION UNIT (AGSU);AL ALLOY WITH NEOPRENE INSERT TO SUIT AL CONDUCTORS; 18.75 MM DIA UP TO 30 DEG DEVIATION WITH | PLP AUST | PREFORMED LINE PRODUCTS (AUST) | AGS-5113 | CURRENT | 1
18038 | LINK,TENSION | SINGLE PLATE LINK;120 KN MIN FAILING; 500 MM HOLE CENTRES;TONGUE-TONGUE; (ALSO U/W 70 KN FITTINGS);PACK OF 5; | DULHUNTY | DULHUNTY INDUSTRIES PTY LTD | LP-120-500 | CURRENT | 1
18039 | CONNECTOR,BUSBAR | ALUMINIUM;41.3 MM OD TUBE;CLAMPED TO STATION POST INSULATOR;PACK OF 1; | PLP AUST | PREFORMED LINE PRODUCTS (AUST) | D-ABS42 | PURCHASE AS REQUIRED | 1
18040 | CONNECTOR,BUSBAR | COPPER;38 MM OD BUSBAR TO FLAT;M12 S/S BOLTS;PACK OF 1; | FULTON | FULTON INDUSTRIES PL | CTF38 | CURRENT | 1
18040 | CONNECTOR,BUSBAR | COPPER;38 MM OD BUSBAR TO FLAT;M12 S/S BOLTS;PACK OF 1; | PLP AUST | PREFORMED LINE PRODUCTS (AUST) | D-TF55B | CURRENT | 2
18041 | FRAME | 900 MM X 600 MM;FOLDING FRAME;MILD STEEL ;TUBULAR CONSTRUCTION;WELDED STRUTS & HEAVY DUTY SPACERS,ZINC PASSIVATED;C/W TWO FLAG HOLDERS;COMPATIBLE WITH ROLL UP | ARTCRAFT | ARTCRAFT PTY LTD | SS9060 | CURRENT | 1
18042 | FRAME | TO SUIT 1200 MM X 900 MM SIGNS;FOLDING FRAME;MILD STEEL;TUBULAR CONSTRUCTION; WELDED STRUTS & HEAVY DUTY SPACERS,ZINC PASSIVATED;C/W TWO FLAG HOLDERS; | ARTCRAFT | ARTCRAFT PTY LTD | SS12090 | CURRENT | 1
18043 | SIGN,TRAFFIC | WORKER'S AHEAD (SYMBOLIC VINYL BLACK FIGURE);ON RETROREFLECTIVE FLUORSCENT ORANGE BGROUND;CLASS 1W;900 MM LG,600 MM 2 GALV TUBES & 2 HOOKS;U/W STAND SC18041 | ARTCRAFT | ARTCRAFT PTY LTD | SE200-Q | CURRENT | 1
18045 | REGULATOR,STEP VOLTAGE | 33 KV;3 PHASE;50 HZ;15 MVA;ONAN;+ 5% TO - 15%;16 STEPS OF 1.25%;GROUND MTG;HV BUSHINGS;YNAO (D);SERIES CURRENT LIMITING REACTOR INCLUDED; | WILSONTR | WILSON POWER TRANSFORMER | 33 KV | PURCHASE AS REQUIRED | 1
18046 | TRANSFORMER,DISTRIBUTION | 11 KV;200 KVA;3 PHASE;PADMOUNT;HAZ HV, 180 LV BSH;MINERAL OIL INSULATED;ONAN; DYN 11;5 TAP SWITCH POSITIONS;C/W ABB SDAF3 HV RMU & LV S/GEAR; | TYREE | TYREE INDUSTRIES PL MITTAGONG NSW | 200 KVA PADMOUNT | PURCHASE AS REQUIRED | 2
18046 | TRANSFORMER,DISTRIBUTION | 11 KV;200 KVA;3 PHASE;PADMOUNT;HAZ HV, 180 LV BSH;MINERAL OIL INSULATED;ONAN; DYN 11;5 TAP SWITCH POSITIONS;C/W ABB SDAF3 HV RMU & LV S/GEAR; | ABB | ABB FAN PTY LTD | 200 KVA PADMOUNT | PURCHASE AS REQUIRED | 1
18047 | TRANSFORMER,DISTRIBUTION | 11 KV;300 KVA;3 PHASE;PADMOUNT;HAZ HV, 180 LV BSH;MINERAL OIL INSULATED;ONAN; DYN 11;5 TAP SWITCH POSITIONS;C/W ABB SDAF3 HV RMU & LV S/GEAR; | TYREE | TYREE INDUSTRIES PL MITTAGONG NSW | 300 KVA PADMOUNT | PURCHASE AS REQUIRED | 2
18047 | TRANSFORMER,DISTRIBUTION | 11 KV;300 KVA;3 PHASE;PADMOUNT;HAZ HV, 180 LV BSH;MINERAL OIL INSULATED;ONAN; DYN 11;5 TAP SWITCH POSITIONS;C/W ABB SDAF3 HV RMU & LV S/GEAR; | ABB | ABB FAN PTY LTD | 300 KVA PADMOUNT | PURCHASE AS REQUIRED | 1
18048 | TRANSFORMER,DISTRIBUTION | 11 KV;500 KVA;3 PHASE;PADMOUNT;HAZ HV, 180 LV BSH;MINERAL OIL INSULATED;ONAN; DYN 11;5 TAP SWITCH POSITIONS;C/W ABB SDAF3 HV RMU & LV S/GEAR; | TYREE | TYREE INDUSTRIES PL MITTAGONG NSW | 500 KVA PADMOUNT | PURCHASE AS REQUIRED | 2
18048 | TRANSFORMER,DISTRIBUTION | 11 KV;500 KVA;3 PHASE;PADMOUNT;HAZ HV, 180 LV BSH;MINERAL OIL INSULATED;ONAN; DYN 11;5 TAP SWITCH POSITIONS;C/W ABB SDAF3 HV RMU & LV S/GEAR; | ABB | ABB FAN PTY LTD | 500 KVA PADMOUNT | PURCHASE AS REQUIRED | 1
18050 | SHIELD | Glare, Self Adhesive Split Back, White, Blockout 3635-20b, suit Gerard Lighting (Sylvania) Maxi or Urban, Minor Rd, 6 Sets of 10 per Pack | CUTLER | CUTLER BRANDS PTY LTD | ENERGE-18050 | CURRENT | 1
18051 | SHIELD | Glare, Self Adhesive Split Back, White, Blockout 3635-20b, suit Gerard Lighting (Sylvania) Roadster, Major Rd, 6 Sets of 10 per Pack | CUTLER | CUTLER BRANDS PTY LTD | ENERGE-18051 | CURRENT | 1
18053 | TOOTH,AUGER | Rock, Straight Type, Tungsten Tipped, Silver Colour, suit Rock Drilling, Goods supplied are to be under 20kg lifting capacity | DIGGA | DIGGA AUSTRALIA PTY LTD | TTD-3 SUIT D STYLE | CURRENT | 1
18055 | CIRCUIT BREAKER | TRANSFORMER UNIT;36 KV;2000 AMP;25 KA, 3 SEC;INDOOR;GIS SWITCHGEAR;SINGLE BUSBAR;INCL,DIFF,METERING,OC,EF & BUS ZONE CT'S & VT; | HITACHI | HITACHI ENERGY AUSTRALIA LTD | C-CIS | PURCHASE AS REQUIRED | 1
18056 | CIRCUIT BREAKER | BUS SECTION;36 KV;3 PHASE;2000 AMP;25 KA ,3 SEC;INDOOR;GIS SWITCHGEAR WITH CIRCUIT BREAKER;BUS SECTION,SINGLE BUSBAR;INCL,BUS ZONE (2 ZONE) & | HITACHI | HITACHI ENERGY AUSTRALIA LTD | C-GIS | PURCHASE AS REQUIRED | 1
18057 | CIRCUIT BREAKER | BUS SECTION;36 KV;2000 AMP;3 PHASE;25 KA ,3 SEC;INDOOR;GIS SWITCHGEAR,WITH CIRCUIT BREAKER,BUS SECTION,SINGLE BUSBAR;INCL,BUS ZONE (1 ZONE),CONTROL & | HITACHI | HITACHI ENERGY AUSTRALIA LTD | C-GIS | PURCHASE AS REQUIRED | 1
18058 | CIRCUIT BREAKER | TRANSFORMER UNIT;36 KV;800 AMP;25 KA, 3 SEC;INDOOR;GIS SWITCHGEAR,TRANSFORMER UNIT,SINGLE BUSBAR WITH CIRCUIT BREAKER; INCL,TRANSFORMER DIFF,METERING,CC,EF,BUS | HITACHI | HITACHI ENERGY AUSTRALIA LTD | C-GIS | PURCHASE AS REQUIRED | 1
18059 | CIRCUIT BREAKER | FEEDER UNIT;36 KV;3 PHASE;800 AMP;25 KA, 3 SEC,SINGLE BUSBAR WITH CIRCUIT BREAKER ,SINGLE CABLE BOX;INCL,OC,EF,BUS ZONE CT'S,CONTROL & PROTECTION CIRCUITS; | HITACHI | HITACHI ENERGY AUSTRALIA LTD | C-GIS | PURCHASE AS REQUIRED | 1
18060 | CIRCUIT BREAKER | FEEDER UNIT;36 KV;3 PHASE;800 AMP;25 KA, 3 SEC,SINGLE BUSBAR WITH CIRCUIT BREAKER ,DOUBLE CABLE BOX;INCL,OC,EF,BUS ZONE CT'S;CONTROL & PROTECTION CIRCUITS; | HITACHI | HITACHI ENERGY AUSTRALIA LTD | C-GIS | PURCHASE AS REQUIRED | 1
18061 | CIRCUIT BREAKER | FEEDER UNIT;36 KV;3 PHASE;800 AMP;25 KA, 3 SEC;INDOOR;GIS SWITCHGEAR WITH CIRCUIT BREAKER,SINGLE BUSBAR;INCL,SINGLE CABLE BOX,FEEDER DIFF,OC,EF,BUS ZONE CT'S, | HITACHI | HITACHI ENERGY AUSTRALIA LTD | C-GIS | PURCHASE AS REQUIRED | 1
18062 | CIRCUIT BREAKER | FEEDER UNIT;36 KV;3 PHASE;800 AMP;25 KA, 3 SEC;INDOOR;GIS SWITCHGEAR WITH CIRCUIT BREAKER,SINGLE BUSBAR;INCL,DOUBLE CABLE BOX,FEEDER DIFF,OC,EF,BUS ZONE CT'S | HITACHI | HITACHI ENERGY AUSTRALIA LTD | C-GIS | PURCHASE AS REQUIRED | 1
18063 | CIRCUIT BREAKER | CAPACITOR FEEDER UNIT;36 KV;3 PHASE; 800 AMP;25 KA,3 SEC;SINGLE BUSBAR WITH CIRCUIT BREAKER;INCL,OC,EF,BUS ZONE CT'S ,CONTROL & PROTECTION CIRCUITS; | HITACHI | HITACHI ENERGY AUSTRALIA LTD | C-GIS | PURCHASE AS REQUIRED | 1
18064 | ACCESSORIES,CIRCUIT BREAKER | HATACHI APPLICATIONS,CONSISTING OF 1 X HAND APPLIED EARTH DEVICE 800 AMP; 1 X HAND APPLIED EARTH DEVICE 2000 AMP; 1 X SPR CHRG HANDLE;1 X ES OPERATING | HITACHI | HITACHI ENERGY AUSTRALIA LTD | C-GIS ACCESSORIES KIT | PURCHASE AS REQUIRED | 1
18065 | SUPPORT | USED AS A DIELECTRIC SUPPORT FOR STRINGING FIBRE OPTIC CABLE;15.0 - 15.99 MM OD ADSS SUSPENSION INCONJUNCTION WITH M16 SAFETY HOCK & BOLT,(SC12783 - HOOK | PLP AUST | PREFORMED LINE PRODUCTS (AUST) | OFDSC-150155-3 | CURRENT | 1
18066 | EARTHING STIRRUP | BAR FLAT;ALUMINIUM ALLOY GDE,1350-F; 25 MM X 6 MM X 14.6 MM DIA;U/W IPC (SC18459) & LIGHTNING OVERVOLTAGE KIT FOR CCT (SC17804);PACK OF 25; | DULMISON | DULMISON (AUST) PTY LTD | 25705F01 | CURRENT | 1
18070 | ADAPTOR,BRACKET | Major to Minor Rd, 34 OD x 130 Spigot, Galv Steel, suit 42 OD x 120 Lg Outreach /Pole Bracket c/w 2 x M10 x 25mm Lg S/Steel Hex HD Set Screws, EQTS 05-02-01 | GPA | GALVANISED POLES AUSTRALIA | GPAN/A / 18070 | CURRENT | 2
18070 | ADAPTOR,BRACKET | Major to Minor Rd, 34 OD x 130 Spigot, Galv Steel, suit 42 OD x 120 Lg Outreach /Pole Bracket c/w 2 x M10 x 25mm Lg S/Steel Hex HD Set Screws, EQTS 05-02-01 | IUPOLE | INTERNATIONAL UTILITY POLES PTY LTD | EX-18070 | CURRENT | 2
18070 | ADAPTOR,BRACKET | Major to Minor Rd, 34 OD x 130 Spigot, Galv Steel, suit 42 OD x 120 Lg Outreach /Pole Bracket c/w 2 x M10 x 25mm Lg S/Steel Hex HD Set Screws, EQTS 05-02-01 | INGALEPS | INGAL EPS (CONTRACTOR) | GEX18070 | CURRENT | 1
18070 | ADAPTOR,BRACKET | Major to Minor Rd, 34 OD x 130 Spigot, Galv Steel, suit 42 OD x 120 Lg Outreach /Pole Bracket c/w 2 x M10 x 25mm Lg S/Steel Hex HD Set Screws, EQTS 05-02-01 | GM POLES | GM POLES PTY LTD | SL-MAJ-MIN-AD | CURRENT | 2
18071 | MODEM,FIBRE OPTIC | SYNCHRONOUS;FIBRE OPTIC;RS232;2815 SEL; | SEL | SCHWEITZER ENGINEERING LABORATORIES INC. | 2815 M | CURRENT | 1
18072 | BEND,NONMETALLIC RIGID CONDUIT | UPVC;WHITE;50 MM NOM SIZE;LIGHTDUTY; 90 DEG;0.305 M RAD;SOCKET MOULDED BOTH ENDS;MARKED TELECOMMUNICATION CABLE; | TRI UGRD | TRI UNDERGROUND AUSTRALIA PTY LTD | COM5090300FFS | CURRENT | 1
18072 | BEND,NONMETALLIC RIGID CONDUIT | UPVC;WHITE;50 MM NOM SIZE;LIGHTDUTY; 90 DEG;0.305 M RAD;SOCKET MOULDED BOTH ENDS;MARKED TELECOMMUNICATION CABLE; | HAYMANS | HAYMANS ELECTRICAL | CONX50COM300R90MF | CURRENT | 2
18072 | BEND,NONMETALLIC RIGID CONDUIT | UPVC;WHITE;50 MM NOM SIZE;LIGHTDUTY; 90 DEG;0.305 M RAD;SOCKET MOULDED BOTH ENDS;MARKED TELECOMMUNICATION CABLE; | VINIDEX |  | 32510 | CURRENT | 2
18072 | BEND,NONMETALLIC RIGID CONDUIT | UPVC;WHITE;50 MM NOM SIZE;LIGHTDUTY; 90 DEG;0.305 M RAD;SOCKET MOULDED BOTH ENDS;MARKED TELECOMMUNICATION CABLE; | IPLEX | IPLEX PIPELINES AUSTRALIA PTY LTD | CT73276 | CURRENT | 2
18073 | BEND,NONMETALLIC RIGID CONDUIT | UPVC;WHITE;50 MM NOM SIZE;LIGHT DUTY; 90 DEG;0.8 M RAD;SOCKET MOULDED ONE END; MARKED TELECOMMUNICATION CABLE; | HAYMANS | HAYMANS ELECTRICAL | CNX50COM800R90MF | CURRENT | 1
18073 | BEND,NONMETALLIC RIGID CONDUIT | UPVC;WHITE;50 MM NOM SIZE;LIGHT DUTY; 90 DEG;0.8 M RAD;SOCKET MOULDED ONE END; MARKED TELECOMMUNICATION CABLE; | VINIDEX |  | 32553 | CURRENT | 2
18074 | BEND,NONMETALLIC RIGID CONDUIT | UPVC;WHITE;100 MM NOM SIZE;LIGHT DUTY; 90 DEG;0.50 M RAD;SOCKET MOULDED BOTH ENDS;MARKED TELECOMMUNICATION CABLE; | HAYMANS | HAYMANS ELECTRICAL | FABC4590100 | PURCHASE AS REQUIRED | 1
18074 | BEND,NONMETALLIC RIGID CONDUIT | UPVC;WHITE;100 MM NOM SIZE;LIGHT DUTY; 90 DEG;0.50 M RAD;SOCKET MOULDED BOTH ENDS;MARKED TELECOMMUNICATION CABLE; | VINIDEX |  | 32680 | PURCHASE AS REQUIRED | 2
18078 | CONDUIT,NONMETALLIC,FLEXIBLE | 50 MM NOM SIZE;WHITE;LIGHT DUTY; 140 M ROLL;MARKED TELECOMMUNICATION CABLE; | CNWPL | CNW PL - SLACKS CREEK | IPLTTCX963140 | PURCHASE AS REQUIRED | 1
18078 | CONDUIT,NONMETALLIC,FLEXIBLE | 50 MM NOM SIZE;WHITE;LIGHT DUTY; 140 M ROLL;MARKED TELECOMMUNICATION CABLE; | IPLEX | IPLEX PIPELINES AUSTRALIA PTY LTD | IPLTTCX963140 | PURCHASE AS REQUIRED | 2
18078 | CONDUIT,NONMETALLIC,FLEXIBLE | 50 MM NOM SIZE;WHITE;LIGHT DUTY; 140 M ROLL;MARKED TELECOMMUNICATION CABLE; | IPLEX | IPLEX PIPELINES AUSTRALIA PTY LTD | TTCH63100 | PURCHASE AS REQUIRED | 2
18079 | PIT,UTILITY | TYPE P6;1365 MM LG,550 MM W,670 MM D; UNDERGROUND PIT;PLASTIC BODY;FOR T-BAR SUPPORT FRAME REFER SC18080; PACK OF 6,PALLET WEIGHT 145 KG; | TRI UGRD | TRI UNDERGROUND AUSTRALIA PTY LTD | TRIP6P | CURRENT | 2
18079 | PIT,UTILITY | TYPE P6;1365 MM LG,550 MM W,670 MM D; UNDERGROUND PIT;PLASTIC BODY;FOR T-BAR SUPPORT FRAME REFER SC18080; PACK OF 6,PALLET WEIGHT 145 KG; | PLP AUST | PREFORMED LINE PRODUCTS (AUST) | D-PIT6CWTBAR | CURRENT | 1
18080 | SUPPORT | CAST IRON T-BAR SUPPORT FRAME;U/W P6 UNDERGROUND PIT,REFER STOCK CODE 18079; PACK OF 1PACK WEIGHT 2.8 KG; | DULMISON | DULMISON (AUST) PTY LTD | PIT-T BAR | CURRENT | 1
18082 | BASE,RELAY | DIN RAIL MOUNT;14 FEMALE CONTACTS; PLUG-IN CONN TERMINALS;FOR SMITT RELAY TYPE D-R;PACK OF 10; | REXEL | REXEL PTY LTD | RMSV23 | CURRENT | 2
18082 | BASE,RELAY | DIN RAIL MOUNT;14 FEMALE CONTACTS; PLUG-IN CONN TERMINALS;FOR SMITT RELAY TYPE D-R;PACK OF 10; | HAYMANS | HAYMANS ELECTRICAL | RMSSMIV23 | CURRENT | 2
18082 | BASE,RELAY | DIN RAIL MOUNT;14 FEMALE CONTACTS; PLUG-IN CONN TERMINALS;FOR SMITT RELAY TYPE D-R;PACK OF 10; | SMITT | SMITT | SMIV23 | CURRENT | 2
18082 | BASE,RELAY | DIN RAIL MOUNT;14 FEMALE CONTACTS; PLUG-IN CONN TERMINALS;FOR SMITT RELAY TYPE D-R;PACK OF 10; | CNWPL | CNW PL - SLACKS CREEK | V23 | CURRENT | 1
18083 | BASE,RELAY | Screw Terminal, 28 Female Contacts, Plug-In Conn Terminals, DIN Rail Mount, for Smitt Relay Type D8-R, Pack of 4 | RMS | RELAY MONITORING SYSTEMS PL | V93 | CURRENT | 5
18083 | BASE,RELAY | Screw Terminal, 28 Female Contacts, Plug-In Conn Terminals, DIN Rail Mount, for Smitt Relay Type D8-R, Pack of 4 | HAYMANS | HAYMANS ELECTRICAL | RMSSMIV93 | CURRENT | 2
18083 | BASE,RELAY | Screw Terminal, 28 Female Contacts, Plug-In Conn Terminals, DIN Rail Mount, for Smitt Relay Type D8-R, Pack of 4 | SMITT | SMITT | SMIV93 | CURRENT | 2
18083 | BASE,RELAY | Screw Terminal, 28 Female Contacts, Plug-In Conn Terminals, DIN Rail Mount, for Smitt Relay Type D8-R, Pack of 4 | CNWPL | CNW PL - SLACKS CREEK | V93 | CURRENT | 1
18084 | RELAY,ELECTROMAGNETIC | HIGH SPEED TRIPPING RELAY;125 V DC COIL; 3 C/O CONTACTS;PLUG-IN;U/W SMITT V23 DIN RAIL BASE,STOCK CODE 18082; | RMSPROD | RMS PRODUCTS (RELAY MONITORING SYSTEMS) | DR-D125 | CURRENT | 1
18084 | RELAY,ELECTROMAGNETIC | HIGH SPEED TRIPPING RELAY;125 V DC COIL; 3 C/O CONTACTS;PLUG-IN;U/W SMITT V23 DIN RAIL BASE,STOCK CODE 18082; | SMITT | SMITT | 5NDROD125Y | CURRENT | 2
18085 | RELAY,ELECTROMAGNETIC | High Speed Tripping Relay, 48V DC Coil, 3 C/O Contacts, Plug-In, u/w V23 DIN Rail Relay Base | RMS | RELAY MONITORING SYSTEMS PL | DR-D048 | CURRENT | 1
18086 | RELAY,ELECTROMAGNETIC | HIGH SPEED TRIPPING RELAY;32 V DC COIL; 3 C/O CONTACTS;PLUG-IN;U/W SMITT V23 DIN RAIL BASE,STOCK CODE 18082; | RMS | RELAY MONITORING SYSTEMS PL | DR-D032 | CURRENT | 1
18087 | RELAY,ELECTROMAGNETIC | HIGH SPEED TRIPPING RELAY;125 V DC COIL; 7 C/O CONTACTS;PLUG-IN;U/W V93 DIN RAIL BASE,STOCK CODE 18083; | RMS | RELAY MONITORING SYSTEMS PL | D8-R-D125 | CURRENT | 1
18088 | RELAY,ELECTROMAGNETIC | High Speed Tripping Relay, 48V DC Coil, 7 C/O Contacts, Plug-In, u/w V93 DIN Rail Relay Base | RMS | RELAY MONITORING SYSTEMS PL | 5ND8RD048Y | CURRENT | 1
18089 | RELAY,ELECTROMAGNETIC | HIGH SPEED TRIPPING RELAY;32 V DC COIL; 7 C/O CONTACTS;PLUG-IN;U/W V93 DIN RAIL BASE,STOCK CODE 18083; | SMITT | SMITT | 5ND8RD032Y | MAINTENANCE STOCK | 1
18090 | SWITCH FUSE GEAR | 12 KV;3 PHASE;50 HZ;630 AMP;21 KA MKG CAP;SF6;NON-EXT METAL CLAD RMU;C/W 4 X 630 AMP SWITCHES (RM6 4I) CABLE BOXES;C/W GLAND PLATES,WITH OUTDOOR | SCHNEDER | SCHNEIDER PTY LTD | RM6 4I | PURCHASE AS REQUIRED | 1
18092 | LABEL | GRAVOPLY 2;LEGEND-UNMETERED SUPPLY; HANGING TAG;6 MM H LETTERING;50 MM LG, 20 MM W,1.5 MM THK;PACK OF 10; | ARTCRAFT | ARTCRAFT PTY LTD | 18092 | CURRENT | 1
18092 | LABEL | GRAVOPLY 2;LEGEND-UNMETERED SUPPLY; HANGING TAG;6 MM H LETTERING;50 MM LG, 20 MM W,1.5 MM THK;PACK OF 10; | CUTLER | CUTLER BRANDS PTY LTD | ENERGE-18092 | CURRENT | 2
18092 | LABEL | GRAVOPLY 2;LEGEND-UNMETERED SUPPLY; HANGING TAG;6 MM H LETTERING;50 MM LG, 20 MM W,1.5 MM THK;PACK OF 10; | ES | QUALITY ENGRAVING SERVICES PTY LTD | 18092 | CURRENT | 2
18096 | CONNECTOR,ELECTRICAL CABLE | 11 KV;DEADBREAK ELBOW;TO SUIT 33 KV 95 SQ MM SINGLE CORE CU XLPE; | AUSTMOLD | AUSTRALMOLD PTY LTD | 430TB/G-25-95KM-11-2 | PURCHASE AS REQUIRED | 1
18097 | CONNECTOR,ELECTRICAL CABLE | 33 KV;DEADBREAK ELBOW;TO SUIT 33 KV 95 SQ MM SINGLE CORE CU XLPE; | AUSTMOLD | AUSTRALMOLD PTY LTD | M400TB/G-25-95KM-11-2 | PURCHASE AS REQUIRED | 1
18099 | FUSE ELEMENT,ELEC | 40 AMP;12 KV;DROP OUT FUSE LINK; ANSI CLASS 'N' TYPE;660 MM LG; C/W REMOVABLE BUTTON HEAD;FOR 600 KVAR CAPACITOR BANK;PACK OF 10; | S & C |  | 267040R3 | PHASING | 1
18100 | ANCHOR,ROCKFACE | STEEL;GALV;18 MM HOLE DIA;M16;190 MM LG; TO BE USED IN CONJUNCTION WITH STOCK CODE 17889;PACK OF 10; | HOBSON | HOBSON ENGINEERING CO PTY LTD 393904 | MCA58GCM160190H | CURRENT | 1
18100 | ANCHOR,ROCKFACE | STEEL;GALV;18 MM HOLE DIA;M16;190 MM LG; TO BE USED IN CONJUNCTION WITH STOCK CODE 17889;PACK OF 10; | STATEWD | STATEWIDE FSTNERS & ENG SPLS PL | RM16190G | CURRENT | 2
18100 | ANCHOR,ROCKFACE | STEEL;GALV;18 MM HOLE DIA;M16;190 MM LG; TO BE USED IN CONJUNCTION WITH STOCK CODE 17889;PACK OF 10; | COVENTRY | COVENTRY FASTENERS QLD | CS16190GH | CURRENT | 2
18101 | RESISTOR,ADJUSTABLE | WIRE WOUND;50 OHMS;200 W;C/W PUSH IN MTG BRACKETS;FOR USE AS A STABILISING RESISTOR WITH BUS BAR PROTECTION SCHEME; WHEN ORDERING REFER (REF NO. TR15023); | CYNEBAR | CYNEBAR TRUSTEE FOR NYDAL TRADING TRUST | 8HOAD4 | CURRENT | 2
18101 | RESISTOR,ADJUSTABLE | WIRE WOUND;50 OHMS;200 W;C/W PUSH IN MTG BRACKETS;FOR USE AS A STABILISING RESISTOR WITH BUS BAR PROTECTION SCHEME; WHEN ORDERING REFER (REF NO. TR15023); | SCHNEDER | SCHNEIDER PTY LTD | FL9933-002 | CURRENT | 1
18101 | RESISTOR,ADJUSTABLE | WIRE WOUND;50 OHMS;200 W;C/W PUSH IN MTG BRACKETS;FOR USE AS A STABILISING RESISTOR WITH BUS BAR PROTECTION SCHEME; WHEN ORDERING REFER (REF NO. TR15023); | ALSTOM | ALSTOM GRID AUSTRALIA LIMITED | FL9933-002 | CURRENT | 2
18102 | RESISTOR | NON-LINEAR METROSIL;TRIPLE POLE;600 AMP/ S3/1/S1195;U/W HIGH IMPEDENCE BUS ZONE SCHEME;WHEN ORDERING REFER (REF NO. TR25023); | SCHNEDER | SCHNEIDER PTY LTD | 600/A/S3/1 | CURRENT | 1
18103 | RELAY,ELECTROMAGNETIC | GENERAL PURPOSE;110 V DC COIL;9 AMP; CONTINUEOUS;4 NO CONTACTS;REFER STOCK CODE 18104 FOR INTERLOCK,MECHANICAL; PACK OF 1; | CNWPL | CNW PL - SLACKS CREEK | CA79EM40110E | CURRENT | 1
18103 | RELAY,ELECTROMAGNETIC | GENERAL PURPOSE;110 V DC COIL;9 AMP; CONTINUEOUS;4 NO CONTACTS;REFER STOCK CODE 18104 FOR INTERLOCK,MECHANICAL; PACK OF 1; | SPRECHER | SPRECHER + SCHUH | S&SCA7-9C-M40/110VDC | CURRENT | 2
18103 | RELAY,ELECTROMAGNETIC | GENERAL PURPOSE;110 V DC COIL;9 AMP; CONTINUEOUS;4 NO CONTACTS;REFER STOCK CODE 18104 FOR INTERLOCK,MECHANICAL; PACK OF 1; | REXEL | REXEL PTY LTD | SPRCA79EM40110E | CURRENT | 2
18104 | INTERLOCK,MECHANICAL | TO SUIT S & S RELAY CA7;REFER STOCK CODE 18103 FOR RELAY,ELECTROMAGNETIC; | SPRECHER | SPRECHER + SCHUH | CM7 | PURCHASE AS REQUIRED | 1
18105 | RECLOSER | 12 KV;3 PHASE;50 HZ;630 AMP;SF6;12.5 KA BKG CAP;INSULATED;POLE MTG;VACUUM INTERUPTERS;240 SQ MM ALUMINIUM CABLE TAILS;CONTROLLER WITH CAPM4-DNP3 | NU-LEC | NU-LEC | N12-12S | PURCHASE AS REQUIRED | 1
18107 | SUPPORT | USED AS DIELECTRIC SUPPORT FOR STRINGING FIBRE OPTIC CABLE;14.0 - 14.9 MM OD ADSS ;USED WITH STOCK CODE 17427; | PLP AUST | PREFORMED LINE PRODUCTS (AUST) | OFDSC-140145-3 | PURCHASE AS REQUIRED | 1
18108 | FERRULE,ELECTRICAL CONDUCTOR | REDUCING,CRIMP TYPE;BI-METAL;150 SQ MM 3 CORE SECTOR ALUMINIUMTO 120 SQ MM COPPER;PRE-FILLED WITH JOINTING COMPOUND ;PACK OF 1,PACK WEIGHT 0.25 KG; | TYCO | TYCO | BKS3I150-120/1 | CURRENT | 1
18108 | FERRULE,ELECTRICAL CONDUCTOR | REDUCING,CRIMP TYPE;BI-METAL;150 SQ MM 3 CORE SECTOR ALUMINIUMTO 120 SQ MM COPPER;PRE-FILLED WITH JOINTING COMPOUND ;PACK OF 1,PACK WEIGHT 0.25 KG; | UTILUX |  | BK3S150-120 | CURRENT | 5
18108 | FERRULE,ELECTRICAL CONDUCTOR | REDUCING,CRIMP TYPE;BI-METAL;150 SQ MM 3 CORE SECTOR ALUMINIUMTO 120 SQ MM COPPER;PRE-FILLED WITH JOINTING COMPOUND ;PACK OF 1,PACK WEIGHT 0.25 KG; | UTILUX |  | H15712X01/1 | CURRENT | 2
18108 | FERRULE,ELECTRICAL CONDUCTOR | REDUCING,CRIMP TYPE;BI-METAL;150 SQ MM 3 CORE SECTOR ALUMINIUMTO 120 SQ MM COPPER;PRE-FILLED WITH JOINTING COMPOUND ;PACK OF 1,PACK WEIGHT 0.25 KG; | CABLACES | CABLACES | BLKS150/3/120 | CURRENT | 2
18109 | SLEEVE,ELECTRICAL CONNECTOR | Mechanical Shear Bolt, Al-Cu, 95-240mm2, 125mm Lg, Blocked, 4 x Contact Bolts | LEGEND | LEGEND POWER SYSTEMS | ZSSP-95240 | CURRENT | 2
18109 | SLEEVE,ELECTRICAL CONNECTOR | Mechanical Shear Bolt, Al-Cu, 95-240mm2, 125mm Lg, Blocked, 4 x Contact Bolts | TECONN | TE CONNECTIVITY LTD | BSM-95/240 | CURRENT | 1
18110 | FERRULE,ELECTRICAL CONDUCTOR | REDUCING,CRIMP TYPE;BI-METAL;120 SQ MM 3 CORE SECTOR ALUMINIUM TO 95 SQ MM COPPER PRE-FILLED WITH JOINTING COMPOUND ;PACK OF 1,PACK WEIGHT0.2 KG; | TYCO | TYCO | BKS3I120-95/1 (BK3S120-95 | CURRENT | 2
18110 | FERRULE,ELECTRICAL CONDUCTOR | REDUCING,CRIMP TYPE;BI-METAL;120 SQ MM 3 CORE SECTOR ALUMINIUM TO 95 SQ MM COPPER PRE-FILLED WITH JOINTING COMPOUND ;PACK OF 1,PACK WEIGHT0.2 KG; | LEGEND | LEGEND POWER SYSTEMS | BLKS120/3/95 | CURRENT | 1
18110 | FERRULE,ELECTRICAL CONDUCTOR | REDUCING,CRIMP TYPE;BI-METAL;120 SQ MM 3 CORE SECTOR ALUMINIUM TO 95 SQ MM COPPER PRE-FILLED WITH JOINTING COMPOUND ;PACK OF 1,PACK WEIGHT0.2 KG; | UTILUX |  | H15716X03/1 | CURRENT | 5
18111 | FERRULE,ELECTRICAL CONDUCTOR | REDUCING,CRIMP TYPE;BI-METAL;240 SQ MM 3 CORE SECTOR ALUMINIUM TO 185 SQ MM COPPER PRE-FILLED WITH JOINTING COMPOUND ;PACK OF 1; | TYCO | TYCO | BKS3I240-185/1 (H15716X03/1 | CURRENT | 1
18111 | FERRULE,ELECTRICAL CONDUCTOR | REDUCING,CRIMP TYPE;BI-METAL;240 SQ MM 3 CORE SECTOR ALUMINIUM TO 185 SQ MM COPPER PRE-FILLED WITH JOINTING COMPOUND ;PACK OF 1; | UTILUX |  | H15716X03/1 | CURRENT | 5
18112 | BOX,ELECTRICAL,MULTIAPPLICATION. | STEEL,ALUMINIUM;1600 MM H X 600 MM W X 600 MM D;WEATHERPROOF TO IP55:HINGED DOOR FRONT & REAR;WITH 19 IN ANGLE SUPPORTS FRONT & BACK;FOR STEEL BASE | HAYMANS | HAYMANS ELECTRICAL | RITCS975103E | CURRENT | 1
18112 | BOX,ELECTRICAL,MULTIAPPLICATION. | STEEL,ALUMINIUM;1600 MM H X 600 MM W X 600 MM D;WEATHERPROOF TO IP55:HINGED DOOR FRONT & REAR;WITH 19 IN ANGLE SUPPORTS FRONT & BACK;FOR STEEL BASE | RITTAL | RITTAL AUSTRALIA PTY LTD | RITCS975103E | CURRENT | 2
18113 | FRAME,BASE | GALVANISED ANGLE IRON FRAME; C/W ALUMINIUM SIDES 600 MM H X 600 MM W X 600 MM D;U/W STOCK CODE 18112; | RITTAL | RITTAL AUSTRALIA PTY LTD | CS97510 FRAME | PURCHASE AS REQUIRED | 1
18115 | SWITCH FUSE GEAR | 12 KV;3 PHASE;2 SW;630 AMP;55 KA MKG CAP ;OUTDOOR;METAL CLAD;OIL FILLED WITH 3 CABLE BOXES; | LUCY |  | DEOS | PURCHASE AS REQUIRED | 1
18119 | INSULATOR,STANDOFF | LINE POST;SYNTHETIC;COMPOSITE;132 KV NOM V;1550 MM NOM LG;HORIZONTAL;C/W BENDABLE GAIN BASE MTG;356 MM POLE MTG CENTRES;2 HOLE DROP TONGUE END FITTING; | PENTA | PENTA AUST (TMAC THEW & MCCANN/HYLEC) | PA00728 | CURRENT | 1
18119 | INSULATOR,STANDOFF | LINE POST;SYNTHETIC;COMPOSITE;132 KV NOM V;1550 MM NOM LG;HORIZONTAL;C/W BENDABLE GAIN BASE MTG;356 MM POLE MTG CENTRES;2 HOLE DROP TONGUE END FITTING; | THEWMCAN | TMAC THEW & MCCANN GROUP | TM00728 | CURRENT | 2
18119 | INSULATOR,STANDOFF | LINE POST;SYNTHETIC;COMPOSITE;132 KV NOM V;1550 MM NOM LG;HORIZONTAL;C/W BENDABLE GAIN BASE MTG;356 MM POLE MTG CENTRES;2 HOLE DROP TONGUE END FITTING; | DULHUNTY | DULHUNTY INDUSTRIES PTY LTD | H391060VX05 | CURRENT | 2
18121 | SEALING COMPOUND | SILICONE GREASE;FOR USE WITH CONNEX CONNECTORS;250 G BOTTLE; | PFISTER | PFISTERER HOLDINGS | 558 228 002 | PURCHASE AS REQUIRED | 1
18122 | SOCKET,TEST | TEST SOCKET FOR INSPECTION OF NEON INDICATOR,CODE 827 161 005;REFER TO STOCK CODE 18123 FOR INDICATOR VOLTAGE; | PFISTER | PFISTERER HOLDINGS | 827 668 001 | PURCHASE AS REQUIRED | 1
18124 | EARTHING DEVICE | EARTHING & SHORT - CIRCUITING DEVICE SET ;FOR CABLE PLUGS;C/W 1.2 M LENGTH APPLICATION STICK; | PFISTER | PFISTERER HOLDINGS | 827 143 315Q | PURCHASE AS REQUIRED | 1
18125 | SETSCREW | STAINLESS STEEL,GDE 304;HEX HD;M8;ISO M; 16 MM LG;PACK OF 100; | STATEWD | STATEWIDE FSTNERS & ENG SPLS PL | HSNES4M816 | CURRENT | 1
18126 | CONDUIT,NONMETALLIC,RIGID | 150 MM NOM SIZE;UPVC;ORANGE;LIGHT DUTY; SOCKET MOULDED ONE END;4.5 M LG;MARKED "ELECTRICITY SUPPLY CABLES";AS2053;PACK OF 26,PACK WEIGHT 407 KG; | TRI UGRD | TRI UNDERGROUND AUSTRALIA PTY LTD | CONLD15045P | VENDOR HELD | 1
18126 | CONDUIT,NONMETALLIC,RIGID | 150 MM NOM SIZE;UPVC;ORANGE;LIGHT DUTY; SOCKET MOULDED ONE END;4.5 M LG;MARKED "ELECTRICITY SUPPLY CABLES";AS2053;PACK OF 26,PACK WEIGHT 407 KG; | IPLEX | IPLEX PIPELINES AUSTRALIA PTY LTD | A16 | VENDOR HELD | 2
18126 | CONDUIT,NONMETALLIC,RIGID | 150 MM NOM SIZE;UPVC;ORANGE;LIGHT DUTY; SOCKET MOULDED ONE END;4.5 M LG;MARKED "ELECTRICITY SUPPLY CABLES";AS2053;PACK OF 26,PACK WEIGHT 407 KG; | THORPLAS |  | P110150006 | VENDOR HELD | 2
18126 | CONDUIT,NONMETALLIC,RIGID | 150 MM NOM SIZE;UPVC;ORANGE;LIGHT DUTY; SOCKET MOULDED ONE END;4.5 M LG;MARKED "ELECTRICITY SUPPLY CABLES";AS2053;PACK OF 26,PACK WEIGHT 407 KG; | VINIDEX |  | 10862 | VENDOR HELD | 2
18127 | CONDUIT,NONMETALLIC,RIGID | 125 MM NOM SIZE;UPVC;ORANGE;LIGHT DUTY; SOCKETMOULDED ONE END;4.5 M LG;MARKED 'ELECTRICITY SUPPLY CABLES";AS2053; PACK OF 38,PACK WEIGHT 380 KG; | TRI UGRD | TRI UNDERGROUND AUSTRALIA PTY LTD | CONLD12545P | PURCHASE AS REQUIRED | 1
18127 | CONDUIT,NONMETALLIC,RIGID | 125 MM NOM SIZE;UPVC;ORANGE;LIGHT DUTY; SOCKETMOULDED ONE END;4.5 M LG;MARKED 'ELECTRICITY SUPPLY CABLES";AS2053; PACK OF 38,PACK WEIGHT 380 KG; | IPLEX | IPLEX PIPELINES AUSTRALIA PTY LTD | A14 | PURCHASE AS REQUIRED | 2
18127 | CONDUIT,NONMETALLIC,RIGID | 125 MM NOM SIZE;UPVC;ORANGE;LIGHT DUTY; SOCKETMOULDED ONE END;4.5 M LG;MARKED 'ELECTRICITY SUPPLY CABLES";AS2053; PACK OF 38,PACK WEIGHT 380 KG; | THORPLAS |  | P110125006 | PURCHASE AS REQUIRED | 2
18127 | CONDUIT,NONMETALLIC,RIGID | 125 MM NOM SIZE;UPVC;ORANGE;LIGHT DUTY; SOCKETMOULDED ONE END;4.5 M LG;MARKED 'ELECTRICITY SUPPLY CABLES";AS2053; PACK OF 38,PACK WEIGHT 380 KG; | VINIDEX |  | 10861 | PURCHASE AS REQUIRED | 2
18128 | CONDUIT,NONMETALLIC,RIGID | 100 MM NOM SIZE;UPVC;ORANGE;LIGHT DUTY; SOCKET MOULDED ONE END;4.5 M LG;MARKED "ELECTRICITY SUPPLY CABLES";AS2053; PACK OF 57,PACK WEIGHT 452 KG; | TRI UGRD | TRI UNDERGROUND AUSTRALIA PTY LTD | CONLD10045P | CURRENT | 1
18128 | CONDUIT,NONMETALLIC,RIGID | 100 MM NOM SIZE;UPVC;ORANGE;LIGHT DUTY; SOCKET MOULDED ONE END;4.5 M LG;MARKED "ELECTRICITY SUPPLY CABLES";AS2053; PACK OF 57,PACK WEIGHT 452 KG; | IPLEX | IPLEX PIPELINES AUSTRALIA PTY LTD | A12 | CURRENT | 2
18128 | CONDUIT,NONMETALLIC,RIGID | 100 MM NOM SIZE;UPVC;ORANGE;LIGHT DUTY; SOCKET MOULDED ONE END;4.5 M LG;MARKED "ELECTRICITY SUPPLY CABLES";AS2053; PACK OF 57,PACK WEIGHT 452 KG; | VINIDEX |  | 10863 | CURRENT | 2
18129 | CONDUIT,NONMETALLIC,RIGID | 80 MM NOM SIZE;UPVC;ORANGE;LIGHT DUTY; SOCKET MOULDED ONE END;4.5 M LG;MARKED "ELECTRICITY SUPPLY CABLES";AS2053; PACK OF 100,PACK WEIGHT 489 KG; | VINIDEX |  | 10864 | CURRENT | 2
18129 | CONDUIT,NONMETALLIC,RIGID | 80 MM NOM SIZE;UPVC;ORANGE;LIGHT DUTY; SOCKET MOULDED ONE END;4.5 M LG;MARKED "ELECTRICITY SUPPLY CABLES";AS2053; PACK OF 100,PACK WEIGHT 489 KG; | TRI UGRD | TRI UNDERGROUND AUSTRALIA PTY LTD | CONLD8045P | CURRENT | 1
18129 | CONDUIT,NONMETALLIC,RIGID | 80 MM NOM SIZE;UPVC;ORANGE;LIGHT DUTY; SOCKET MOULDED ONE END;4.5 M LG;MARKED "ELECTRICITY SUPPLY CABLES";AS2053; PACK OF 100,PACK WEIGHT 489 KG; | IPLEX | IPLEX PIPELINES AUSTRALIA PTY LTD | A10 | CURRENT | 2
18129 | CONDUIT,NONMETALLIC,RIGID | 80 MM NOM SIZE;UPVC;ORANGE;LIGHT DUTY; SOCKET MOULDED ONE END;4.5 M LG;MARKED "ELECTRICITY SUPPLY CABLES";AS2053; PACK OF 100,PACK WEIGHT 489 KG; | THORPLAS |  | P110080006 | CURRENT | 2
18130 | CONDUIT,NONMETALLIC,RIGID | 100 MM NOM SIZE;UPVC;ORANGE;HVY DUTY; SOCKET MOULDED ONE END;4 M LG;MARKED "ELECTRICITY SUPPLY CABLES";AS2053; PACK OF 57,PACK WEIGHT 540 KG; | TRI UGRD | TRI UNDERGROUND AUSTRALIA PTY LTD | CONHD100P | CURRENT | 1
18130 | CONDUIT,NONMETALLIC,RIGID | 100 MM NOM SIZE;UPVC;ORANGE;HVY DUTY; SOCKET MOULDED ONE END;4 M LG;MARKED "ELECTRICITY SUPPLY CABLES";AS2053; PACK OF 57,PACK WEIGHT 540 KG; | HAYMANS | HAYMANS ELECTRICAL | PIP100HD | CURRENT | 2
18130 | CONDUIT,NONMETALLIC,RIGID | 100 MM NOM SIZE;UPVC;ORANGE;HVY DUTY; SOCKET MOULDED ONE END;4 M LG;MARKED "ELECTRICITY SUPPLY CABLES";AS2053; PACK OF 57,PACK WEIGHT 540 KG; | THORPLAS |  | P109100000 | CURRENT | 2
18130 | CONDUIT,NONMETALLIC,RIGID | 100 MM NOM SIZE;UPVC;ORANGE;HVY DUTY; SOCKET MOULDED ONE END;4 M LG;MARKED "ELECTRICITY SUPPLY CABLES";AS2053; PACK OF 57,PACK WEIGHT 540 KG; | IPLEX | IPLEX PIPELINES AUSTRALIA PTY LTD | A26 | CURRENT | 2
18130 | CONDUIT,NONMETALLIC,RIGID | 100 MM NOM SIZE;UPVC;ORANGE;HVY DUTY; SOCKET MOULDED ONE END;4 M LG;MARKED "ELECTRICITY SUPPLY CABLES";AS2053; PACK OF 57,PACK WEIGHT 540 KG; | VINIDEX |  | 21040 | CURRENT | 2
18131 | CONDUIT,NONMETALLIC,RIGID | 40 MM NOM SIZE;UPVC;ORANGE;HVY DUTY; SOCKET MOULDED ONE END;4 M LG;AS2053; PACK OF 330,PACK WEIGHT 735 KG; | TRI UGRD | TRI UNDERGROUND AUSTRALIA PTY LTD | CONHD40P | CURRENT | 1
18131 | CONDUIT,NONMETALLIC,RIGID | 40 MM NOM SIZE;UPVC;ORANGE;HVY DUTY; SOCKET MOULDED ONE END;4 M LG;AS2053; PACK OF 330,PACK WEIGHT 735 KG; | HAYMANS | HAYMANS ELECTRICAL | PIP40HD | CURRENT | 2
18131 | CONDUIT,NONMETALLIC,RIGID | 40 MM NOM SIZE;UPVC;ORANGE;HVY DUTY; SOCKET MOULDED ONE END;4 M LG;AS2053; PACK OF 330,PACK WEIGHT 735 KG; | IPLEX | IPLEX PIPELINES AUSTRALIA PTY LTD | A22 | CURRENT | 2
18131 | CONDUIT,NONMETALLIC,RIGID | 40 MM NOM SIZE;UPVC;ORANGE;HVY DUTY; SOCKET MOULDED ONE END;4 M LG;AS2053; PACK OF 330,PACK WEIGHT 735 KG; | VINIDEX |  | 10760 | CURRENT | 2
18132 | TUBE,METALLIC | BUSBAR;ALUMINIUM GDE 6101-T6,RD CROSS SECT SHAPE;10 M LG;80 MM OD;4 MM WALL THK;MILL FINISH; | TUBEMAKE | TUBEMAKE | 80 MM OD | PURCHASE AS REQUIRED | 1
18133 | TUBE,METALLIC | BUSBAR;ALUMINIUM GDE 6101-T6,RD CROSS SECT SHAPE;10 M LG;125 MM LG;6 MM WALL THK;MILL FINISH; | ONESTEEL | ONESTEEL PO BOX 1149 EAGLE FARM QLD | X45034 | CURRENT | 1
18134 | CABLE,POWER,ELECTRICAL | 110 KV;800 SQ MM;COMPACTED COPPER COND; SINGLE CORE;XLPE INSULATED;40 KA/1 SEC; SCREENED SWELLABLE TAPED,LEAD ALLOY SHEATHED;PVC/HDPE SHEATHED;DRUM LENGTH | OLEX | OLEX AUSTRALIA PTY LTD | XQSP33RP001BKAA | PURCHASE AS REQUIRED | 1
18135 | CABLE,POWER,ELECTRICAL | 110 KV;1000 SQ MM;COMPACTED COPPER COND; SINGLE CORE;XLPE INSULATED;40 KA/0.5 SEC ;SCREENED SWELLABLE TAPED,LEAD ALLOY SHEATHED;PVC/HDPE SHEATHED;DRUM LENGTH | OLEX | OLEX AUSTRALIA PTY LTD | 5643,029990,99,3081 | STRATEGIC SPARE | 1
18136 | CAPACITOR UNIT. | 6.93 KV;SINGLE PHASE;50 HZ;450 KVAR @ 6.93 KV;38/95 KV;C=29.83 MICRO FARRAD; I=65 AMP;-10 + 50 DEG C;DISCHARGE RES- 600S,3.3 MOHM;INTERNALLY FUSED; | NOKIAN | NOKIAN CAPACITORS PTY LTD | PILP450 | CURRENT | 1
18140 | BRACKET | SUPPORT BRACKET TO BE USED INCONJUNCTION WITH STOCK CODE 17833;ATTACHMENT OF FIBRE OPTIC CABLE TO CABLE POLES BY USE OF STRAPPING,REFER STOCK CODE 02476; | PLP AUST | PREFORMED LINE PRODUCTS (AUST) | PAS-02 | CURRENT | 1
18143 | PLATE, MOUNTING | MOUNTING PLATE FOR JUNCTION PILLAR EH3-1PP;665 MM H X 680 MM W X 5 MM DEPTH ;FOR U/W PILOT CABLES; | ALSTOM | ALSTOM GRID AUSTRALIA LIMITED | 843044 EH3/F-1MPP | MAINTENANCE STOCK | 1
18144 | CABINET,PILLAR | EH3-1 CABINET;FOR JUNCTION PILLAR,U/W PILOT CABLE; | ALSTOM | ALSTOM GRID AUSTRALIA LIMITED | E/410001-003 | PURCHASE AS REQUIRED | 1
18144 | CABINET,PILLAR | EH3-1 CABINET;FOR JUNCTION PILLAR,U/W PILOT CABLE; | DRAWING | DRAWING NO | 1-CCSTD-AR071-01 | PURCHASE AS REQUIRED | 2
18147 | CLOSURE & SPLICE CASE | 3 WAY OPGW JOINT OVERHEAD;C/W 3 X 12 FIBRE SPLICE TRAY;3 X OPGW CABLE GLAND;1 X POLE MTG BRACKET; | PLP AUST | PREFORMED LINE PRODUCTS (AUST) | CSFFB 3AA | STRATEGIC SPARE | 1
18148 | CLOSURE & SPLICE CASE | 3 WAY,2 X OPGW,1 X U/G OVERHEAD 24 SM FIBRE JOINT;C/W 2 X 12 FIBRE SPLICE TRAY ;2 X OPGW CABLE GLAND;1 X POLE MTG BRACKET; | PLP AUST | PREFORMED LINE PRODUCTS (AUST) | CSLFFB3C1F OFSRB-065B-0A3B0C0D | PURCHASE AS REQUIRED | 1
18150 | PIT,UTILITY | Type LP8, 1365 x 545 x 895mm, HDPE c/w T-Bar, suit Type LP6 Pit Lid & Type 8 Galv Lid, Pallet of 6 | TRI UGRD | TRI UNDERGROUND AUSTRALIA PTY LTD | TRIP8P | CURRENT | 1
18151 | LID,PIT | Type 8, Galv Steel, 1310 x 498 x 48mm, u/w Type P8 Cable Pit Body (supplied in 2 pieces 655 x 498 x 48mm) | PLP AUST | PREFORMED LINE PRODUCTS (AUST) | D-PIT8LST (PAIR X 2 PIECES) | CURRENT | 1
18151 | LID,PIT | Type 8, Galv Steel, 1310 x 498 x 48mm, u/w Type P8 Cable Pit Body (supplied in 2 pieces 655 x 498 x 48mm) | TRI UGRD | TRI UNDERGROUND AUSTRALIA PTY LTD | TRIP8ENGL | CURRENT | 2
18151 | LID,PIT | Type 8, Galv Steel, 1310 x 498 x 48mm, u/w Type P8 Cable Pit Body (supplied in 2 pieces 655 x 498 x 48mm) | TRI UGRD | TRI UNDERGROUND AUSTRALIA PTY LTD | 11552 | CURRENT | 2
18155 | RECLOSER | 12 KV;3 PHASE;630 AMP;SF6;12.5 KA BKG CAP;INSULATED;POLE BRACKET MTG;VACUUM INTERRUPTERS;240 SQ MM CABLE TAILS; CONTROLLER WITH CAPM2-MCP;FIRMWEAR & | NU-LEC | NU-LEC | N12-12S | PURCHASE AS REQUIRED | 1
18156 | TAPE,INSULATION,ELECTRICAL | ADHESIVE BACKED;ETHYLENE/PROPYLENE RUBBER (EPR);MASTIC,BLACK;25 MM W;3 M LG ;PACK OF 1;U/W STOCK CODE 17798; | ATOMSUPP | ATOM SUPPLY | 240493 | CURRENT | 1
18156 | TAPE,INSULATION,ELECTRICAL | ADHESIVE BACKED;ETHYLENE/PROPYLENE RUBBER (EPR);MASTIC,BLACK;25 MM W;3 M LG ;PACK OF 1;U/W STOCK CODE 17798; | HAYMANS | HAYMANS ELECTRICAL | MMM2228-25MM | CURRENT | 2
18156 | TAPE,INSULATION,ELECTRICAL | ADHESIVE BACKED;ETHYLENE/PROPYLENE RUBBER (EPR);MASTIC,BLACK;25 MM W;3 M LG ;PACK OF 1;U/W STOCK CODE 17798; | 3M | 3M AUSTRALIA PTY LTD | MMM2228-25MM | CURRENT | 2
18157 | INSULATION SLEEVING,ELECTRICAL | QTM SILICON RUBBER;COLD SHRINK; 43.0 MM MIN ID,15.0 MM ID RECOVERED; 200 MM LG;GREY;PACK OF 1;U/W STOCK CODE 17798; | HAYMANS | HAYMANS ELECTRICAL | MMMSILICONE-K | CURRENT | 1
18157 | INSULATION SLEEVING,ELECTRICAL | QTM SILICON RUBBER;COLD SHRINK; 43.0 MM MIN ID,15.0 MM ID RECOVERED; 200 MM LG;GREY;PACK OF 1;U/W STOCK CODE 17798; | 3M | 3M AUSTRALIA PTY LTD | MMMLONGK | CURRENT | 2
18158 | CAPACITOR SHUNT INSTALLATION. | 12 KV;3 PHASE;50 HZ;5.4 MVAR @ 11.5 KV; CUBICLE OUTDOOR;C/W FIXED CIRCUIT BREAKER,RELAY PROTECTION 32 V DC;C/W AF BLOCKING FILTER,NO INRUSH REACTOR;C/W | ENERGEX | ENERGEX | CAP BANK | PURCHASE AS REQUIRED | 1
18159 | CAPACITOR SHUNT INSTALLATION. | 12 KV;3 PHASE;50 HZ;5.4 MVAR @ 11.5 KV; CUBICLE OUTDOOR;C/W FIXED CIRCUIT BREAKER,RELAY PROTECTION 32 V DC;C/W AF BLOCKING REACTOR FILTER,0.120 MILLLI | ENERGEX | ENERGEX | CAP BANK | PURCHASE AS REQUIRED | 1
18160 | RACK,CABLE | CABLE RACK INTERIOR;6.0 M LG;150 MM W; CABLE LAYING DEPTH 40 MM;FOR NEMA 12B; PACK OF 1,PACK WEIGHT 20.0 KG; | EZYSTRUT | EZYSTRUT CABLE & PIPE SUPPORTS | N1L1506H | CURRENT | 1
18161 | RACK,CABLE | CABLE RACK INTERIOR;4.0 M LG;300 MM W; CABLE LAYING DEPTH 40 MM;FOR NEMA 12B; PACK OF 1,PACK WEIGHT 15.5 KG; | EZYSTRUT | EZYSTRUT CABLE & PIPE SUPPORTS | N1L3004H | CURRENT | 1
18162 | BRACKET | HOLD DOWN BRACKET;FOR CABLE RACK INTERIOR TYPE;NEMA 12B;PACK OF 25,PACK WEIGHT 1.75 KG; | EZYSTRUT | EZYSTRUT CABLE & PIPE SUPPORTS | N1HDH | CURRENT | 1
18163 | PIT,UTILITY | TYPE 8;1300 MM LG,555 MM W,860 MM D; POLYTHYLENE PIT;C/W CONCRETE LID," T " SECTION MARKED COMMUNICATIONS SPREAD TUBES & ' T ' BAR;FOR STEEL | TRI UGRD | TRI UNDERGROUND AUSTRALIA PTY LTD | P8COMCOMBO | PURCHASE AS REQUIRED | 1
18163 | PIT,UTILITY | TYPE 8;1300 MM LG,555 MM W,860 MM D; POLYTHYLENE PIT;C/W CONCRETE LID," T " SECTION MARKED COMMUNICATIONS SPREAD TUBES & ' T ' BAR;FOR STEEL | TRI UGRD | TRI UNDERGROUND AUSTRALIA PTY LTD | TRIP8P&LC | PURCHASE AS REQUIRED | 2
18163 | PIT,UTILITY | TYPE 8;1300 MM LG,555 MM W,860 MM D; POLYTHYLENE PIT;C/W CONCRETE LID," T " SECTION MARKED COMMUNICATIONS SPREAD TUBES & ' T ' BAR;FOR STEEL | ENVIRO | ENVIRO TUFF PLASTICS PTY LTD | J8 | PURCHASE AS REQUIRED | 2
18164 | LID,PIT | CONCRETE PIT LID TO SUIT TELECOM NO. 8 PIT; T SECTION, MARKED "ELECTRICAL"; C/W 1 X "T" BAR SUPPLIED REFER TO SC18163 FOR BODY PIT;(SPARE LID ONLY); | AQUARIUS | AQUARIUS PRECAST PL | 541QP8E-K | CURRENT | 1
18164 | LID,PIT | CONCRETE PIT LID TO SUIT TELECOM NO. 8 PIT; T SECTION, MARKED "ELECTRICAL"; C/W 1 X "T" BAR SUPPLIED REFER TO SC18163 FOR BODY PIT;(SPARE LID ONLY); | TRI UGRD | TRI UNDERGROUND AUSTRALIA PTY LTD | TRIP8LE | CURRENT | 2
18166 | RACK,CABLE | SPLICE PLATE FOR CABLE RACK INTERIOR; NEMA 12B;PACK OF 1; | EZYSTRUT | EZYSTRUT CABLE & PIPE SUPPORTS | N1SH | CURRENT | 1
18167 | CABLE,POWER,ELECTRICAL | 110 KV;1.3 SQ IN;HOLLOW CORE ALUMINIUM CONDUCTOR;SINGLE CORE;OIL FILLED;PAPER INSULATED;CORRUGATED ALUMINIUM SHEATH; PVC OUTER SHEATH;F809 STRATEGIC SPARES | BICC |  | 0.3 SQ IN | STRATEGIC SPARE | 1
18169 | CABLE,POWER,ELECTRICAL | 132 KV;200 SQ MM;ALUMINIUM CONDUCTOR; SINGLE CORE;XLPE INSULATED SCREENED FOR T8;STOCK HELD AT BANYO; | SHOWA | SHOWA | 132 KV 200 SQ MM | STRATEGIC SPARE | 1
18171 | JOINT,ELECTRICAL POWER CABLE | 110 KV;1.3 SQ IN;COPPER CONDUCTOR;SINGLE CORE;OIL FILLED FOR 809;STOCK HELD AT BANYO; | BICC |  | 110 KV 1.3 SQ IN | STRATEGIC SPARE | 1
18172 | JOINT,ELECTRICAL POWER CABLE | NON-SCREEN BREAK STRAIGHT JOINT WITHOUT OUTER BOX;SINGLE PHASE;FOR ELECTRIC POWER CABLE;132 KV;200 SQ MM COPPER COND;XLPE INSULATED;EX POWERLINK | SHOWA | SHOWA | 110 KV 200 SQ MM | STRATEGIC SPARE | 1
18174 | TERMINATION,ELECTRICAL POWER CABLE | 110 KV;1.3 SQ IN;SINGLE CORE O/D TYPE; OIL FILLED FOR 809;ITEM HELD AT BANYO; | BICC |  | 110 KV 1.3 SQ IN | STRATEGIC SPARE | 1
18176 | TERMINATION,ELECTRICAL POWER CABLE | 110 KV;200 SQ MM;SINGLE CORE O/D TYPE; OIL FILLED FOR T8;ITEM HELD AT BANYO; | SHOWA | SHOWA | 110 KV 200 SQ MM | STRATEGIC SPARE | 1
18177 | CABLE,POWER,ELECTRICAL | 33 KV;3.0 SQ IN;COPPER CONDUCTOR;SINGLE CORE;OIL FILLED FOR TX VPK; | BICC |  | 33 KV 3.0 SQ IN | STRATEGIC SPARE | 1
18179 | CABLE,POWER,ELECTRICAL | 33 KV;0.4 SQ IN;ALUMINIUM CONDUCTOR; 3 CORE;OIL FILLED FOR 679; | DANACHI | DANACHI | 33 KV 0.4 SQ IN | STRATEGIC SPARE | 1
18183 | CLAMP,STRAIN | HELICAL DEAD END;ALUMINIUM AAC;19/4.75 MM;TAURUS;BOX OF 10;PACK WEIGHT 14 KG; | MACLEAN | MACLEAN POWER PL - E15128 | DE-A2375-NC | CURRENT | 2
18183 | CLAMP,STRAIN | HELICAL DEAD END;ALUMINIUM AAC;19/4.75 MM;TAURUS;BOX OF 10;PACK WEIGHT 14 KG; | PLP AUST | PREFORMED LINE PRODUCTS (AUST) | AFG-238-CL | CURRENT | 2
18183 | CLAMP,STRAIN | HELICAL DEAD END;ALUMINIUM AAC;19/4.75 MM;TAURUS;BOX OF 10;PACK WEIGHT 14 KG; | TECONN | TE CONNECTIVITY LTD | FAD2375-2620-8 | CURRENT | 1
18184 | PROTECTOR,ELECTRICAL CABLE | ARMOUR RODS,HELICAL;ALUMINIUM ALLOY; 19/4.75 MM AAC (TAURUS);BOX OF 5;ITEM ENTERED AT ZERO DOLLAR VALUE;$50.00 (EST); | DULMISON | DULMISON (AUST) PTY LTD | AAR2375D/ALUMINIUM ARMOUR RODS | STRATEGIC SPARE | 1
18184 | PROTECTOR,ELECTRICAL CABLE | ARMOUR RODS,HELICAL;ALUMINIUM ALLOY; 19/4.75 MM AAC (TAURUS);BOX OF 5;ITEM ENTERED AT ZERO DOLLAR VALUE;$50.00 (EST); | PLP AUST | PREFORMED LINE PRODUCTS (AUST) | AAR-240/ALUMINIUM ARMOUR RODS | STRATEGIC SPARE | 2
18185 | CONNECTOR,BUSBAR | TUBE CONNECTOR;COPPER;BOLTED CLAMP TYPE;TO SUIT 50.8 MM TO 50.8 MM TEE CONNECTOR;50 MM RUN WITH 50 MM TEE-OFF; PACK OF 1; | PLP AUST | PREFORMED LINE PRODUCTS (AUST) | D-TT85 | PURCHASE AS REQUIRED | 1
18187 | SPLICE,CONDUCTOR | SPLICES,NON-TENSION;ALUMINIUM;19/4.75 MM AAC (TAURUS);ITEM ENTERED AT ZERO DOLLAR VALUE;$28.50 (EST) PER UNIT; BOX OF 1; | TYCO | TYCO | NT94/1 | CURRENT | 1
18187 | SPLICE,CONDUCTOR | SPLICES,NON-TENSION;ALUMINIUM;19/4.75 MM AAC (TAURUS);ITEM ENTERED AT ZERO DOLLAR VALUE;$28.50 (EST) PER UNIT; BOX OF 1; | DULMISON | DULMISON (AUST) PTY LTD | NT94/1 | CURRENT | 2
18189 | CLAMP,STRAIN | COMPRESSION DEAD-END;ALUMINIUM;AAAC 1120;61/3.75 MM;SULPHUR;REFER TO GRANT ELLIS (EXT 5910) BEFORE W/O; | DULMISON | DULMISON (AUST) PTY LTD | HD713/COMPRESSION DEAD END | STRATEGIC SPARE | 1
18189 | CLAMP,STRAIN | COMPRESSION DEAD-END;ALUMINIUM;AAAC 1120;61/3.75 MM;SULPHUR;REFER TO GRANT ELLIS (EXT 5910) BEFORE W/O; | PLP AUST | PREFORMED LINE PRODUCTS (AUST) | CDEAAC-338-1/COMPRESSION | STRATEGIC SPARE | 2
18190 | PROTECTOR,ELECTRICAL CABLE | ARMOUR RODS;HELICAL;ALL ALUMINIUM ALLOY; 1120;61/3.75 MM AAAC;SULPHUR;BOX OF 5; REFER G.ELLIS (EXT 5910) BEFORE ANY W/O OF THIS PRODUCT;ITEM HELD AT ZILLMERE; | DULMISON | DULMISON (AUST) PTY LTD | AAR3375/ARMOUR RODS | STRATEGIC SPARE | 1
18190 | PROTECTOR,ELECTRICAL CABLE | ARMOUR RODS;HELICAL;ALL ALUMINIUM ALLOY; 1120;61/3.75 MM AAAC;SULPHUR;BOX OF 5; REFER G.ELLIS (EXT 5910) BEFORE ANY W/O OF THIS PRODUCT;ITEM HELD AT ZILLMERE; | PLP AUST | PREFORMED LINE PRODUCTS (AUST) | AAR-338/ARMOUR RODS | STRATEGIC SPARE | 2
18191 | SPLICE,CONDUCTOR | SPLICES,FULL COMPRESSION;ALL ALUMINIUM ALLOY;AAAC 1120;61/3.75 (SULPHUR); PACK OF 1;PACK WEIGHT 3.05 KG; EPMSJFT-SULPHUR-47.5AF | PLP AUST | PREFORMED LINE PRODUCTS (AUST) | CMSAAAC-338-4 | STRATEGIC SPARE | 1
18191 | SPLICE,CONDUCTOR | SPLICES,FULL COMPRESSION;ALL ALUMINIUM ALLOY;AAAC 1120;61/3.75 (SULPHUR); PACK OF 1;PACK WEIGHT 3.05 KG; EPMSJFT-SULPHUR-47.5AF | PLP AUST | PREFORMED LINE PRODUCTS (AUST) | D-HM01713 | STRATEGIC SPARE | 2
18192 | SPLICE,CONDUCTOR | SPLICES;NON-TENSION;ALUMINIUM;AAAC 1120; 61/3.75 MM (SULPHUR);ITEM ENTERED AT ZERO DOLLAR VALUE;$31.05 (EST) PER UNIT; REFER G.ELLIS (EXT 5910) BEFORE | DULMISON | DULMISON (AUST) PTY LTD | HM01713/NON-TENSION | STRATEGIC SPARE | 1
18192 | SPLICE,CONDUCTOR | SPLICES;NON-TENSION;ALUMINIUM;AAAC 1120; 61/3.75 MM (SULPHUR);ITEM ENTERED AT ZERO DOLLAR VALUE;$31.05 (EST) PER UNIT; REFER G.ELLIS (EXT 5910) BEFORE | PLP AUST | PREFORMED LINE PRODUCTS (AUST) | CMSA-338-NT/NON-TENSION | STRATEGIC SPARE | 2
18193 | CLAMP,SUSPENSION,ELEC CONDUCTOR | MOO CLAMP;ALUMINIUM;61/3.75 MM (AAAC) 1120;BOX OF 50;REFER G.ELLIS (EXT 5910) BEFORE ANY W/O OF THIS ITEM; | HYLEC | HYLEC PTY LTD | MOO CLAMP AAAC | STRATEGIC SPARE | 1
18194 | SHACKLE | BOW;160 KN;STEEL;GALV;C/W CLEVIS PIN & HUMPBACK SPLIT PIN; | DULHUNTY | DULHUNTY INDUSTRIES PTY LTD | AS-160 | CURRENT | 1
18195 | CLEVIS,TONGUE | STEEL;GALV;160 KN;C/W HEX CLEVIS PIN,FOR U/W FOG SUSPENSION INSULATORS; REFER G.ELLIS (EXT 5910) BEFORE ANY W/O; GRANT TO CHECK CORRECT PART NO | DULHUNTY | DULHUNTY INDUSTRIES PTY LTD | CT-160 | STRATEGIC SPARE | 1
18200 | CONNECTOR,BUSBAR | 50 MM TUBE;BUSBAR SUPPORT CLAMP;COPPER; PACK OF 1; | FULTON | FULTON INDUSTRIES PL | CBS5076 | CURRENT | 1
18200 | CONNECTOR,BUSBAR | 50 MM TUBE;BUSBAR SUPPORT CLAMP;COPPER; PACK OF 1; | PLP AUST | PREFORMED LINE PRODUCTS (AUST) | D-BS60 | CURRENT | 2
18201 | CONNECTOR,BUSBAR | TUBE TO FLAT;25 MM TUBE;COPPER; PACK OF 1; | FULTON | FULTON INDUSTRIES PL | CTF25 | CURRENT | 1
18201 | CONNECTOR,BUSBAR | TUBE TO FLAT;25 MM TUBE;COPPER; PACK OF 1; | PLP AUST | PREFORMED LINE PRODUCTS (AUST) | D-TF45B | CURRENT | 2
18202 | COUNTER,ELECTRICAL | 6 DIGIT;NON RESET;240 V AC;POLYCARBONATE CASE;56 MM W X 40 MM H;IP40;U/W POLE MTG CAPACITORS; | HENGSTR |  | 0-866-190 260-707 | PURCHASE AS REQUIRED | 1
18203 | PRO GROUT | DRY POWDER CEMENT,NON SHRINK; CONSTRUCTION GROUT;FOR STREET LIGHTING BASE PLATES;20 KG BAG; | QCD | QLD CEMENT DISTRIBUTORS PTY LTD | MELCANN/PRO GROUT | PHASING | 1
18205 | CUBICLE,RACK FRAME. | STEEL;SUBSTATION RELAY RACK;19 IN RACK; 205 MM D,600 MM W,2293 MM H;REFER DWG 13901-A1;PACK OF 1,PALLET OF 2,PALLET WEIGHT 56 KG; | GLOBAL | GLOBAL MANUFACTURING GROUP | ENERGEX-13901-A1 | PURCHASE AS REQUIRED | 1
18206 | CONNECTOR BAR,ELECTRICAL | 7 HOLE NEUTRAL LINK;500 V;165 AMP; PACK OF 1; | CNWPL | CNW PL - SLACKS CREEK | CLIBP165/7 | CURRENT | 1
18206 | CONNECTOR BAR,ELECTRICAL | 7 HOLE NEUTRAL LINK;500 V;165 AMP; PACK OF 1; | CLIPSAL | GERARD INDUSTRIES QLD DIVSN P/L | BLUBP165/7 | CURRENT | 2
18206 | CONNECTOR BAR,ELECTRICAL | 7 HOLE NEUTRAL LINK;500 V;165 AMP; PACK OF 1; | CLIPSAL | GERARD INDUSTRIES QLD DIVSN P/L | BP165/7 | CURRENT | 2
18207 | CIRCUIT BREAKER | VACUUM;12 KV;630 AMP;25 KA;FIXED NON- WITHDRAWABLE;FOR CAPACITOR BANK SWITCHING;CONTROL VOLTAGE 32 V DC,CB; U/W STOCK CODES 18158 &18159; | TOSHIBA |  | VK10J25 | PURCHASE AS REQUIRED | 1
18208 | CONNECTOR,BUSBAR | 70 SQ MM TO 150 SQ MM CABLE,TO 25 SQ MM TO 70 SQ MM CABLE;PACK OF 1; | PLP AUST | PREFORMED LINE PRODUCTS (AUST) | D-TC4 | PURCHASE AS REQUIRED | 1
18209 | CONNECTOR,BUSBAR | 25 MM OD TUBE TO 150 SQ MM TO 240 SQ MM CABLE;STRAIGHT;COPPER;PACK OF 1; | PLP AUST | PREFORMED LINE PRODUCTS (AUST) | D-E31C | PURCHASE AS REQUIRED | 1
18211 | CONNECTOR,BUSBAR | TEE-CONNECTOR;150-240 SQ MM CABLE TO 25 -70 SQ MM CABLE;PACK OF 1; | PLP AUST | PREFORMED LINE PRODUCTS (AUST) | D-TC7 | CURRENT | 1
18212 | DRILL,TWIST | HSS;DRILLBIT;IMPERIAL LONG SERIES;1/8 IN (3.17 MM);130 MM LG;PACK OF 1; | BLKWOODS | J BLACKWOOD & SON LTD | 05679106/D1100318 | CURRENT | 2
18212 | DRILL,TWIST | HSS;DRILLBIT;IMPERIAL LONG SERIES;1/8 IN (3.17 MM);130 MM LG;PACK OF 1; | P&NWILT | P&N WILT | DHSLS118 | CURRENT | 2
18212 | DRILL,TWIST | HSS;DRILLBIT;IMPERIAL LONG SERIES;1/8 IN (3.17 MM);130 MM LG;PACK OF 1; | ATOMSUPP | ATOM SUPPLY | 92800025 | CURRENT | 1
18212 | DRILL,TWIST | HSS;DRILLBIT;IMPERIAL LONG SERIES;1/8 IN (3.17 MM);130 MM LG;PACK OF 1; | P&N | P&N AUSTRALIA | DRILL,TWIST 1/8 IN | CURRENT | 2
18212 | DRILL,TWIST | HSS;DRILLBIT;IMPERIAL LONG SERIES;1/8 IN (3.17 MM);130 MM LG;PACK OF 1; | SUTTOOLS |  | 5679106 | CURRENT | 2
18213 | SCREW,TAPPING,THREAD CUTTING | SELF DRILLING POINT;STEEL;CAD-PLATED; PHILLIPS HD DRIVE;TEK SCREW, 7 GAUGE, 50 MM LG;PACK OF 500; | CNWPL | CNW PL - SLACKS CREEK | REEBHP750/B | CURRENT | 2
18213 | SCREW,TAPPING,THREAD CUTTING | SELF DRILLING POINT;STEEL;CAD-PLATED; PHILLIPS HD DRIVE;TEK SCREW, 7 GAUGE, 50 MM LG;PACK OF 500; | CNWPL | CNW PL - SLACKS CREEK | BHP750/B | CURRENT | 1
18213 | SCREW,TAPPING,THREAD CUTTING | SELF DRILLING POINT;STEEL;CAD-PLATED; PHILLIPS HD DRIVE;TEK SCREW, 7 GAUGE, 50 MM LG;PACK OF 500; | REPELEC |  | REEBHP750/B | CURRENT | 5
18214 | SCREW,TAPPING,THREAD FORMING | TYPE 17;GIMLET POINT;GALV;STEEL; HEX HD,C/W WASHER FACE;12 GAUGE 10,35 MM LG;PACK OF 100 | STATEWD | STATEWIDE FSTNERS & ENG SPLS PL | S17G121135 | CURRENT | 2
18214 | SCREW,TAPPING,THREAD FORMING | TYPE 17;GIMLET POINT;GALV;STEEL; HEX HD,C/W WASHER FACE;12 GAUGE 10,35 MM LG;PACK OF 100 | HOBSON | HOBSON ENGINEERING CO PTY LTD 393904 | FST9PW4FH1211035 | CURRENT | 1
18215 | COLLAR,PIT EXTENSION | PLASTIC;PIT EXTENSION P6;U/W P6 PIT; REFER STOCK CODE 18079 FOR PIT; | IPLEX | IPLEX PIPELINES AUSTRALIA PTY LTD | CT99172 | PURCHASE AS REQUIRED | 1
18215 | COLLAR,PIT EXTENSION | PLASTIC;PIT EXTENSION P6;U/W P6 PIT; REFER STOCK CODE 18079 FOR PIT; | DULMISON | DULMISON (AUST) PTY LTD | COLLAR PIT EXT | PURCHASE AS REQUIRED | 2
18216 | LID,PIT | TELECOM NO 6;CONCRETE; 651 MM X 499 MM; MARKING " ELECTRICITY AUTHORITY COMMUNICATION ";TO SUIT STOCK CODE 18079;PACK OF 10,PALLET WEIGHT 395 | AQUARIUS | AQUARIUS PRECAST PL | 541QP6E | CURRENT | 1
18216 | LID,PIT | TELECOM NO 6;CONCRETE; 651 MM X 499 MM; MARKING " ELECTRICITY AUTHORITY COMMUNICATION ";TO SUIT STOCK CODE 18079;PACK OF 10,PALLET WEIGHT 395 | TRI UGRD | TRI UNDERGROUND AUSTRALIA PTY LTD | TRIP6LE | CURRENT | 2
18218 | COMPOUND CLEANING,SOLVENT | SC-SUPERSOLVE;LIQUID;POWERFUL ALL- PURPOSE INDUSTRIAL SOLVENT;BIODEGRADABLE ,MANUFACTURED FROM PLANT SOURCES;USE TO REMOVE OIL,GREASE,TAR,GRAFFITI;5 L BT; | SGS | SAFE GREEN SOLUTIONS EAST BRISBANE | SC-SUPERSOLVE | PURCHASE AS REQUIRED | 1
18219 | LUBRICANT | Lanotec, HD Lanolin, 300g Aerosol, Light Brown Liquid, Water Proofing Preservative, Lubricant & Anti-Corrosion Agent, Do Not use on Locks, Pack of 12 | REXEL | REXEL PTY LTD | ZZZHD/PP-0300 | CURRENT | 1
18219 | LUBRICANT | Lanotec, HD Lanolin, 300g Aerosol, Light Brown Liquid, Water Proofing Preservative, Lubricant & Anti-Corrosion Agent, Do Not use on Locks, Pack of 12 | LANOTEC | LANOTEC AUSTRALIA PTY LTD | HD/PP-0300 | CURRENT | 5
18220 | CORROSION PREVENTIVE COMPOUND | MULTI-PURPOSE LUBRICANT;LIGHT BROWN LIQUID;DISTINCTIVE ODOUR;USES,WATER- PROOFING,TIMBER PRESERVATIVE & CORROSION PROTECTION;4 L OR 5L BOTTLE; | REXEL | REXEL PTY LTD | HD\0005 | CURRENT | 1
18220 | CORROSION PREVENTIVE COMPOUND | MULTI-PURPOSE LUBRICANT;LIGHT BROWN LIQUID;DISTINCTIVE ODOUR;USES,WATER- PROOFING,TIMBER PRESERVATIVE & CORROSION PROTECTION;4 L OR 5L BOTTLE; | BLKWOODS | J BLACKWOOD & SON LTD | 03450820/HD\0005 | CURRENT | 2
18223 | FENCE,PROTECTION,BARRIER | SILT FENCE;SF1000;GREEN/BLACK COLOUR; 100 M LG;860 MM H;COMPOSITE BIDIM NON- WOVEN NEEDLE PUNCHED CONTINUOUS FILAMENT,GEOTEXTILE HIGH STRENGTH WOVEN | GEOFAB | GEOFABRICS AUSTRALASIA PTD LTD. | SF1086100 | CURRENT | 1
18224 | CONNECTOR,BUSBAR | 25 MM TUBE TO 35-95 SQ MM CABLE;COPPER BUSBAR TO CABLE;STRAIGHT;PACK OF 1; | DULMISON | DULMISON (AUST) PTY LTD | E25 | PHASING | 1
18226 | CONNECTOR,BUSBAR | BUSBAR TO CABLE;COPPER;TEE-CONNECTOR; 25 MM TUBE TO 20-95 SQ MM CABLE; PACK OF 1; | PLP AUST | PREFORMED LINE PRODUCTS (AUST) | D-T20 | CURRENT | 1
18228 | RECLOSER | 12 KV;3 PHASE;50 HZ;630 AMP;SF6;12.5 KA BKG CAP;1 AMP-20 AMP;SEF;POLE MTG;VACUUM INTERUPTERS;80 SQ MM ALUMINIUM CABLE TAILS;CONTROLLER WITH CAPM5-DNP3 | NU-LEC | NU-LEC | N12-12S | PHASING | 1
18229 | TRANSDUCER,RESISTANCE | SIGNAL ISOLATOR;240 V AC,AUX SUPPLY; INPUT SELECTABLE,0 TO 20 MA,0 TO 10 V; OUTPUT SELECTABLE,0 TO 20 MA,0 TO 10 V; | APCS | INACO AUTOMATION CONTROLS | SI132-11110 | PURCHASE AS REQUIRED | 1
18231 | CONNECTOR,BUSBAR | FLAT PALM TO CABLE;COPPER;STRAIGHT CONNECTOR;CABLE 70 TO 150 SQ MM;PALM SUPPLIED UNDRILLED;PACK OF 1; | PLP AUST | PREFORMED LINE PRODUCTS (AUST) | D-TL3B22U | CURRENT | 1
18232 | CONNECTOR,BUSBAR | FLAT PALM TO CABLE;COPPER;STRAIGHT CONNECTOR;CABLE 150 TO 240 SQ MM;PALM SUPPLIED UNDRILLED;PACK OF 1; | PLP AUST | PREFORMED LINE PRODUCTS (AUST) | D-TL4B22U | PURCHASE AS REQUIRED | 1
18233 | CROSSARM,METAL | STEEL;GALV;2470 MM LG;125 X 125 MM X 6 MM THK;13 KN PER PHASE;FOR 11 KV & 33 KV TERMINATION AND SHACKLE- FLAT CONSTRUCTION;WHEN STOCK ARE | LIVINGST | LIVINGSTONE ENGINEERING | CROSSARM | PHASING | 1
18233 | CROSSARM,METAL | STEEL;GALV;2470 MM LG;125 X 125 MM X 6 MM THK;13 KN PER PHASE;FOR 11 KV & 33 KV TERMINATION AND SHACKLE- FLAT CONSTRUCTION;WHEN STOCK ARE | ENERGEX | ENERGEX | STEEL;GALV | PHASING | 2
18235 | DAMPER,VIBRATION,TRANSMISSION LINE | Dogbone/Stockbridge Type, for Uranus, Spinel, Selenium & Orange Cable, AAC AAAC & ACSR, 27.1 to 31.0mm Clamp Dia Range, Box of 6 | PLP AUST | PREFORMED LINE PRODUCTS (AUST) | D-DB2B27SS | CURRENT | 1
18235 | DAMPER,VIBRATION,TRANSMISSION LINE | Dogbone/Stockbridge Type, for Uranus, Spinel, Selenium & Orange Cable, AAC AAAC & ACSR, 27.1 to 31.0mm Clamp Dia Range, Box of 6 | MACLEAN | MACLEAN POWER PL - E15128 | 4D40-34.0 | CURRENT | 2
18236 | CONNECTOR,BUSBAR | COPPER;38 MM TUBE TO FLAT; PACK OF 1; | FULTON | FULTON INDUSTRIES PL | CTF38 | CURRENT | 1
18236 | CONNECTOR,BUSBAR | COPPER;38 MM TUBE TO FLAT; PACK OF 1; | PLP AUST | PREFORMED LINE PRODUCTS (AUST) | D-TF56B | CURRENT | 2
18237 | PLATE,BLANKING | Type 2U-BL 2H, 19" Rack Blanking Plate 2U | B&R | B&R ENCLOSURES | XB-586135/33 | CURRENT | 1
18237 | PLATE,BLANKING | Type 2U-BL 2H, 19" Rack Blanking Plate 2U | ENI | ENI INDUSTRIES PL | 84104 | CURRENT | 2
18238 | PLATE,BLANKING | Type 2U Special, 19" Rack Blanking Plate 2U | GLOBAL | GLOBAL MANUFACTURING GROUP | CCSTD-EP001-02 | CURRENT | 1
18238 | PLATE,BLANKING | Type 2U Special, 19" Rack Blanking Plate 2U | ENI | ENI INDUSTRIES PL | 84103 | CURRENT | 2
18238 | PLATE,BLANKING | Type 2U Special, 19" Rack Blanking Plate 2U | GREATWST |  | 18238 | CURRENT | 2
18239 | PLATE,BLANKING | Type 3U-BL, 19" Rack Blanking Plate 3U | ENI | ENI INDUSTRIES PL | 84102 | CURRENT | 2
18239 | PLATE,BLANKING | Type 3U-BL, 19" Rack Blanking Plate 3U | B&R | B&R ENCLOSURES | XB-586135/34 | CURRENT | 1
18241 | PLATE,BLANKING | Type 4U-BL, 19" Rack Blanking Plate 4U | B&R | B&R ENCLOSURES | XB-586135/35 | CURRENT | 1
18241 | PLATE,BLANKING | Type 4U-BL, 19" Rack Blanking Plate 4U | ENI | ENI INDUSTRIES PL | 84100 | CURRENT | 2
18242 | PLATE,BLANKING | Type 5U, 19" Rack Blanking Plate 5U | GLOBAL | GLOBAL MANUFACTURING GROUP | CCSTD-EP001-06 | CURRENT | 1
18242 | PLATE,BLANKING | Type 5U, 19" Rack Blanking Plate 5U | ENI | ENI INDUSTRIES PL | 84099 | CURRENT | 2
18242 | PLATE,BLANKING | Type 5U, 19" Rack Blanking Plate 5U | GREATWST |  | 18242 | CURRENT | 2
18243 | PLATE,BLANKING | Type 6U-BL, 19" Rack Blanking Plate 6U | ENI | ENI INDUSTRIES PL | 84098 | CURRENT | 2
18243 | PLATE,BLANKING | Type 6U-BL, 19" Rack Blanking Plate 6U | B&R | B&R ENCLOSURES | XB-586135/36 | CURRENT | 1
18244 | PANEL,BLANK | 8U BLANKING PANEL;FOR 19 IN MTG RACK; REFER TO DWG CCSTD-EP001-09; PACK OF 1; | ENI | ENI INDUSTRIES PL | 84097 | CURRENT | 1
18244 | PANEL,BLANK | 8U BLANKING PANEL;FOR 19 IN MTG RACK; REFER TO DWG CCSTD-EP001-09; PACK OF 1; | GREATWST |  | 18244 | CURRENT | 2
18245 | PANEL,BLANK | 9U BLANKING PANEL;FOR 19 IN MTG RACK; REFER TO DWG CCSTD-EP001-10; PACK OF 1; | ENI | ENI INDUSTRIES PL | 84096 | PURCHASE AS REQUIRED | 1
18245 | PANEL,BLANK | 9U BLANKING PANEL;FOR 19 IN MTG RACK; REFER TO DWG CCSTD-EP001-10; PACK OF 1; | GREATWST |  | 18245 | PURCHASE AS REQUIRED | 2
18246 | PANEL,BLANK | 10U BLANKING PANEL;FOR 19 IN MTG RACK; REFER TO DWG CCSTD-EP001-11; PACK OF 10; | ENI | ENI INDUSTRIES PL | 84095 | CURRENT | 1
18246 | PANEL,BLANK | 10U BLANKING PANEL;FOR 19 IN MTG RACK; REFER TO DWG CCSTD-EP001-11; PACK OF 10; | GREATWST |  | 18246 | CURRENT | 2
18247 | PANEL,BLANK | 11U BLANKING PANEL;FOR 19 IN MTG RACK; REFER TO DWG CCSTD-EP001-12;PACK OF 1; | GREATWST |  | 18247 | PURCHASE AS REQUIRED | 1
18248 | PANEL,BLANK | 12U BLANKING PANEL;FOR 19 IN MTG RACK; REFER TO DWG CCSTD-EP001-13;PACK OF 1; | GREATWST |  | 18248 | PURCHASE AS REQUIRED | 1
18249 | PANEL,BLANK | 18U BLANKING PANEL;FOR 19 IN MTG RACK; REFER TO DWG CCSTD-EP001-14;PACK OF 1; | GREATWST |  | 18249 | PURCHASE AS REQUIRED | 1
18250 | PANEL,BLANK | BLANKING PANEL;FOR GEC RELAY 1D CUTOUT; REFER TO DWG CCSTD-EP001-16; | ENERGEX | ENERGEX | GEC 1D | PURCHASE AS REQUIRED | 1
18251 | PANEL,BLANK | BLANKING PANEL;FOR GEC RELAY 1.5D CUTOUT ;REFER TO DWG CCSTD-EP001-17; | ENERGEX | ENERGEX | GEC 1.5D | PURCHASE AS REQUIRED | 1
18252 | PANEL,BLANK | BLANKING PANEL;FOR GEC RELAY 2D CUTOUT; REFER TO DWG CCSTD-EP001-18; | ENERGEX | ENERGEX | GEC 2D | PURCHASE AS REQUIRED | 1
18253 | PANEL,BLANK | BLANKING PANEL;FOR GEC RELAY 3D VERTICAL CUTOUT;REFER TO DWG CCSTD-EP001-19; | ENERGEX | ENERGEX | GEC 3D | PURCHASE AS REQUIRED | 1
18253 | PANEL,BLANK | BLANKING PANEL;FOR GEC RELAY 3D VERTICAL CUTOUT;REFER TO DWG CCSTD-EP001-19; | DRAWING | DRAWING NO | CCSTD-EP001-19 | PURCHASE AS REQUIRED | 2
18254 | PANEL,BLANK | BLANKING PANEL;FOR ESP RELAY K3 CUTOUT; REFER TO DWG CCSTD-EP001-20; | ENERGEX | ENERGEX | ESP RELAY K3 | PURCHASE AS REQUIRED | 1
18255 | PANEL,BLANK | BLANKING PANEL;FOR GEC RELAY 0.25N CUTOUT;REFER TO DWG CCSTD-EP001-21; | ENERGEX | ENERGEX | GEC RELAY 0.25N | PURCHASE AS REQUIRED | 1
18256 | PANEL,BLANK | BLANKING PANEL;FOR GEC RELAY 0.5N CUTOUT ;REFER TO DWG CCSTD-EP001-22; | ENERGEX | ENERGEX | GEC RELAY 0.5N | PURCHASE AS REQUIRED | 1
18257 | PANEL,BLANK | BLANKING PANEL;FOR GEC RELAY 3D HORIZONTAL CUTOUT;REFER TO DWG CCSTD-EP001-23; | ENERGEX | ENERGEX | GEC RELAY 3D HORIZONTAL | PURCHASE AS REQUIRED | 1
18258 | PANEL,BLANK | BLANKING PANEL;FOR AEI RELAY SIZE 1 CUTOUT;REFER TO DWG CCSTD-EP001-24; | ENERGEX | ENERGEX | AEI RELAY SIZE 1 | PURCHASE AS REQUIRED | 1
18259 | PANEL,BLANK | BLANKING PANEL;FOR AEI RELAY TYPE A CUTOUT;REFER TO DWG CCSTD-EP001-25; | ENERGEX | ENERGEX | AEI RELAY TYPE A | PURCHASE AS REQUIRED | 1
18260 | PANEL,BLANK | BLANKING PANEL;FOR AEI RELAY TYPE 1B CUTOUT;REFER TO DWG CCSTD-EP001-26; | ENERGEX | ENERGEX | AEI RELAY TYPE 1B | PURCHASE AS REQUIRED | 1
18261 | PANEL,BLANK | BLANKING PANEL;FOR SEAQ RELAY DAR3 CUTOUT;REFER TO DWG CCSTD-EP001-27; | ENERGEX | ENERGEX | SEAQ RELAY DAR3 | PURCHASE AS REQUIRED | 1
18262 | PANEL,BLANK | BLANKING PANEL;FOR AEI RELAY SIZE 2 CUTOUT;REFER TO DWG CCSTD-EP001-28; | ENERGEX | ENERGEX | AEI RELAY SIZE 2 | PURCHASE AS REQUIRED | 1
18263 | PANEL,BLANK | BLANKING PANEL;FOR NILSEN RELAY HALF CASE CUTOUT;REFER TO DWG CCSTD-EP001-29; | ENERGEX | ENERGEX | NILSEN RELAY HALF CASE | PURCHASE AS REQUIRED | 1
18264 | PANEL,BLANK | BLANKING PANEL;FOR MIDOS RELAY 3 X SIZE 4 CUTOUT;REFER TO DWG CCSTD-EP001-30; | ENERGEX | ENERGEX | MIDOS RELAY | PURCHASE AS REQUIRED | 1
18265 | CONNECTOR,BUSBAR | TUBE TO FLAT;50 MM TUBE;COPPER; PACK OF 1; | FULTON | FULTON INDUSTRIES PL | CTF50 | CURRENT | 2
18265 | CONNECTOR,BUSBAR | TUBE TO FLAT;50 MM TUBE;COPPER; PACK OF 1; | PLP AUST | PREFORMED LINE PRODUCTS (AUST) | D-TF65B | CURRENT | 1
18266 | CONNECTOR,BUSBAR | 25 MM TUBE TO 25 MM TUBE;STRAIGHT CONNECTOR;COPPER; | DULMISON | DULMISON (AUST) PTY LTD | D-ST20C | PURCHASE AS REQUIRED | 1
18267 | CONNECTOR,BUSBAR | PALM TO CABLE;35 SQ MM TO 95 SQ MM CABLE ;UNDRILLED PALM;COPPER;PACK OF 1; | PLP AUST | PREFORMED LINE PRODUCTS (AUST) | D-TL2200U | PURCHASE AS REQUIRED | 1
18269 | CONNECTOR,BUSBAR | 50 MM TUBE RUN TO 38 MM TUBE TAP;TEE- CONNECTOR;COPPER;PACK OF 1; | PLP AUST | PREFORMED LINE PRODUCTS (AUST) | D-TT80 | PURCHASE AS REQUIRED | 1
18269 | CONNECTOR,BUSBAR | 50 MM TUBE RUN TO 38 MM TUBE TAP;TEE- CONNECTOR;COPPER;PACK OF 1; | HYLEC | HYLEC PTY LTD | CT5138 | PURCHASE AS REQUIRED | 2
18270 | PLATE,MOUNTING | Flat Plate Fitting, 4 x 14mm Dia Holes, 90 x 138 x 6mm, Galv Steel, Pack of 10 | EZYSTRUT | EZYSTRUT CABLE & PIPE SUPPORTS | E1358H | CURRENT | 1
18271 | CONNECTOR,ELECTRICAL CABLE | 11 KV;LOAD BREAK ELBOW;TO SUIT 33 KV, 95 SQ MM SINGLE CORE CU XLPE CABLE; | ELASMOLD | ELASTIMOLD (MANUFACTURER) | K655LR-K-0260 | PHASING | 1
18273 | CONTROL MODULE. | SICM 2B MODULE;C/W RAIL MTG ENCLOSURE; 24 V DC SUPPLY;16 DIGITAL INPUTS;2 RELAY OUTPUTS;7 ANALOG INPUTS;ON BOARD TEMP SENSOR;U/W SACS EQUIP;ITEM HELD AT | CIRCSOL | CIRCUIT SOLUTIONS PL | 100-0001 | CURRENT | 1
18273 | CONTROL MODULE. | SICM 2B MODULE;C/W RAIL MTG ENCLOSURE; 24 V DC SUPPLY;16 DIGITAL INPUTS;2 RELAY OUTPUTS;7 ANALOG INPUTS;ON BOARD TEMP SENSOR;U/W SACS EQUIP;ITEM HELD AT | EAQ | ELECTRONICS ASSEMBLY QUEENSLAND PTY LTD | ENE30 | CURRENT | 2
18273 | CONTROL MODULE. | SICM 2B MODULE;C/W RAIL MTG ENCLOSURE; 24 V DC SUPPLY;16 DIGITAL INPUTS;2 RELAY OUTPUTS;7 ANALOG INPUTS;ON BOARD TEMP SENSOR;U/W SACS EQUIP;ITEM HELD AT | SURTEK | SURTEK PTY LTD | SICM 2B | CURRENT | 2
18274 | CONTROL MODULE. | SICM 2B MODULE;8 WAY EXT;C/W RAIL ENCLOSURE;24 V DC SUPPLY;16 DIGITAL INPUTS;10 RELAY OUTPUTS;7 ANALOG INPUTS; ON BOARD TEMP SENSOR;U/W SACS EQUIP; | SURTEK | SURTEK PTY LTD | SICM 2B 8 WAY | PHASING | 2
18274 | CONTROL MODULE. | SICM 2B MODULE;8 WAY EXT;C/W RAIL ENCLOSURE;24 V DC SUPPLY;16 DIGITAL INPUTS;10 RELAY OUTPUTS;7 ANALOG INPUTS; ON BOARD TEMP SENSOR;U/W SACS EQUIP; | DIGILIN |  | SICM 2B 8 WAY | PHASING | 1
18277 | STAKE,WOOD. | 50 MM X 20 MM X 900 MM LG;SHARPENED AT ONE END;PAINTED ORANGE;USED BY SURVEYORS; BUNDLE QTY - 12; | AUSPLYWD |  | SURVSTAKES-A | CURRENT | 1
18277 | STAKE,WOOD. | 50 MM X 20 MM X 900 MM LG;SHARPENED AT ONE END;PAINTED ORANGE;USED BY SURVEYORS; BUNDLE QTY - 12; | ENDEVOUR | ENDEVOUR FOUNDATION SOUTHPORT | PAINTED ORANGE | CURRENT | 2
18278 | CLAMP ASSEMBLY,BUS BAR | BUSBAR SUPPORT CLAMP FIXED;50 MM TUBE; COPPER;SUIT 11 KV LINE PIN & 33 KV LINE POST; | ENERGEX | ENERGEX | CLAMP ASSEMBLY | PURCHASE AS REQUIRED | 1
18279 | MESH,BARRICADE | EXPANDED METAL MESH;HOT DIPPED GALVANISED;2400 MM LG,1200 MM W;EXPAMET LV 16 HDG; | EXPAMET | EXPAMET PTY LTD | LV 16 HDG | PURCHASE AS REQUIRED | 1
18282 | KIT,EXTENSION | MK1 LV BD PADMOUNTS;3 ONLY TIN PLATED COPPER BUSBARS;C/W 3 NUTS,3 S/S BOLTS & 6 WASHERS;BUSBARS 136 X 38 X 4 MM THK; 35 MM X M12 S/S BOLT,C/W 3 FLAT & 3 | WEBER | WEBER SOUTH PACIFIC PTY LTD | V-EEK1 | CURRENT | 1
18283 | CONNECTOR,BUSBAR | TUBE CONNECTOR;COPPER;BOLTED CLAMP TYPE;TO SUIT 27 MM OD BUSBAR;10 MM S/S BOLTS;TUBE TO BUSBAR TO FLAT ADAPTOR; PACK OF 1; | FULTON | FULTON INDUSTRIES PL | CTF27 | CURRENT | 1
18283 | CONNECTOR,BUSBAR | TUBE CONNECTOR;COPPER;BOLTED CLAMP TYPE;TO SUIT 27 MM OD BUSBAR;10 MM S/S BOLTS;TUBE TO BUSBAR TO FLAT ADAPTOR; PACK OF 1; | PLP AUST | PREFORMED LINE PRODUCTS (AUST) | D-TF45AB | CURRENT | 2
18284 | CAP, PROTECTIVE | STAR POST/STARTER;BAR CAP;YELLOW; SUIT STAR POST;TRIANGLE STYLE;PACK OF 40; | SHORCO | SHORCO SYKES HIRE BRENDALE QLD | 900 -TRI | CURRENT | 1
18285 | TERMINATION ASSEMBLY | 1800 MM LG;TO SUIT CABLE DIA 14.7 MM - 15.3 MM;C/W STRUCTURAL ROD & DEAD END; USED IN THE INSTALLATION OF FIBRE OPTIC CABLE; | PLP AUST | PREFORMED LINE PRODUCTS (AUST) | OFTFG-147-SG | PURCHASE AS REQUIRED | 1
18286 | CLOSURE & SPLICE CASE | 2 WAY,24 SM FIBRE OVERHEAD JOINT;C/W 2 X 12 FIBRE SPLICE TRAY;1 X ADSS CABLE GLAND;1 X U/G CABLE GLAND;1 X POLE MTG BRACKET; | PLP AUST | PREFORMED LINE PRODUCTS (AUST) | CSFFB-1EF1EG | STRATEGIC SPARE | 1
18287 | RELAY,CURRENT DIFFERENTIAL | 110 V DC;SIEMENS 7SD52;CURRENT DIFF; 2 TERMINAL;SINGLE MODE FIBRE; | SIEMENS | SIEMENS LTD | 7SD5221-4AB09-OBJO+M3C | PURCHASE AS REQUIRED | 1
18288 | RELAY,CURRENT DIFFERENTIAL | 110 V DC;SIEMENS 7SD52;CURRENT DIFF; 3 TERMINAL;SINGLE MODE FIBRE; | SIEMENS | SIEMENS LTD | 7SD5231-4AB09-9BJO+M3C+NOC | PURCHASE AS REQUIRED | 1
18289 | RELAY,CURRENT DIFFERENTIAL | 110 V DC;SIEMENS 7SD52;CURRENT DIFF; 3 TERMINAL;TRANSFORMER FUNCTIONS, SINGLE MODE FIBRE; | SIEMENS | SIEMENS LTD | 7SD5231-4AB09-9BNO+M3C+NOC | PURCHASE AS REQUIRED | 1
18290 | CLAMP,SUSPENSION,ELEC CONDUCTOR | TO SUIT TEAR DROP CLAMP OR MOO CLAMP; ALUMINIUM;19/4.75 MM (AAC); | HYLEC | HYLEC PTY LTD | MOO1834 | CURRENT | 1
18291 | SCREW,TAPPING,THREAD FORMING | PANEL SCREW M3;12 MM LG;STEEL;CAD-PLATED WAFER HD;PHILLIPS DRIVE, Bag of 200 | SUMMIT | SUMMIT GROUP | 3DWCCZ03012 | CURRENT | 1
18291 | SCREW,TAPPING,THREAD FORMING | PANEL SCREW M3;12 MM LG;STEEL;CAD-PLATED WAFER HD;PHILLIPS DRIVE, Bag of 200 | STATEWD | STATEWIDE FSTNERS & ENG SPLS PL | SEWZ312 | CURRENT | 2
18292 | SCREW,TAPPING,THREAD FORMING | PANEL SCREW M3;20 MM LG;STEEL;CAD-PLATED ;WAFER HD;PHILLIPS DRIVE | SUMMIT | SUMMIT GROUP | 3DWCCZ03020 | CURRENT | 1
18292 | SCREW,TAPPING,THREAD FORMING | PANEL SCREW M3;20 MM LG;STEEL;CAD-PLATED ;WAFER HD;PHILLIPS DRIVE | STATEWD | STATEWIDE FSTNERS & ENG SPLS PL | SEWZ320 | CURRENT | 2
18293 | SCREW,TAPPING,THREAD FORMING | PANEL SCREW M3;25 MM LG;STEEL;CAD-PLATED ;WAFER HD;PHILLIPS DRIVE;BAG OF 100; | SUMMIT | SUMMIT GROUP | 3DWCCZ03025 | CURRENT | 1
18293 | SCREW,TAPPING,THREAD FORMING | PANEL SCREW M3;25 MM LG;STEEL;CAD-PLATED ;WAFER HD;PHILLIPS DRIVE;BAG OF 100; | STATEWD | STATEWIDE FSTNERS & ENG SPLS PL | SEWZ325 | CURRENT | 2
18295 | BUSBAR | TUBULAR COPPER BUSBAR; 50 MM DIA X 4.88 MM (6 GAUGE WALLS); 6 M LG; | GEOWEST | GEORGE WESTON & SONS | TUBULAR BUSBAR | PURCHASE AS REQUIRED | 1
18296 | HOOK,SWITCH | HOOK;GUNMETAL ALLOY TYPE;USED TO OPEN & CLOSE SWITCHES; | PENTA | PENTA AUST (TMAC THEW & MCCANN/HYLEC) | PA21532 | CURRENT | 1
18296 | HOOK,SWITCH | HOOK;GUNMETAL ALLOY TYPE;USED TO OPEN & CLOSE SWITCHES; | HYLEC | HYLEC PTY LTD | HVP3 | CURRENT | 2
18296 | HOOK,SWITCH | HOOK;GUNMETAL ALLOY TYPE;USED TO OPEN & CLOSE SWITCHES; | ENERGYNW | THE ENERGY NETWORK | P10431 | CURRENT | 2
18296 | HOOK,SWITCH | HOOK;GUNMETAL ALLOY TYPE;USED TO OPEN & CLOSE SWITCHES; | BRITECH | BRI-TECH PTY LTD | C400-1418 | CURRENT | 2
18296 | HOOK,SWITCH | HOOK;GUNMETAL ALLOY TYPE;USED TO OPEN & CLOSE SWITCHES; | THEWMCAN | TMAC THEW & MCCANN GROUP | USH | CURRENT | 2
18296 | HOOK,SWITCH | HOOK;GUNMETAL ALLOY TYPE;USED TO OPEN & CLOSE SWITCHES; | HYLEC | HYLEC PTY LTD | HHVP-3BU | CURRENT | 2
18297 | EXTRACTOR,FUSECARRIER | PIG TAIL TYPE;FOR REMOVING LV FUSE WEDGES; | ACCULEC | ACCULEC PTY LTD - E18524 | FEH | CURRENT | 1
18297 | EXTRACTOR,FUSECARRIER | PIG TAIL TYPE;FOR REMOVING LV FUSE WEDGES; | THEWMCAN | TMAC THEW & MCCANN GROUP | AD01 | CURRENT | 2
18297 | EXTRACTOR,FUSECARRIER | PIG TAIL TYPE;FOR REMOVING LV FUSE WEDGES; | ACCULEC | ACCULEC PTY LTD - E18524 | LVP1 | CURRENT | 2
18297 | EXTRACTOR,FUSECARRIER | PIG TAIL TYPE;FOR REMOVING LV FUSE WEDGES; | BRITECH | BRI-TECH PTY LTD | FEH | CURRENT | 2
18297 | EXTRACTOR,FUSECARRIER | PIG TAIL TYPE;FOR REMOVING LV FUSE WEDGES; | ENERGYNW | THE ENERGY NETWORK | 5455-10 PTU | CURRENT | 2
18297 | EXTRACTOR,FUSECARRIER | PIG TAIL TYPE;FOR REMOVING LV FUSE WEDGES; | HYLEC | HYLEC PTY LTD | LVP1 | CURRENT | 2
18298 | CAPACITOR UNIT. | 6.93 KV;490 KVAR;SINGLE PHASE;32.5 MICO FARAD;71 AMP CONT @ 50 HZ;NON PCB IMPREG ;2 BUSHINGS PER UNIT;TO SUIT ENERGEX 5.4 & 2.7 MVAR CAPACITOR BANKS; | ABB | ABB FAN PTY LTD | HVC 9005 | PHASING | 1
18299 | CAPACITOR UNIT. | 3.2 KV;75 KVAR;SINGLE PHASE;23.3 MICRO FARAD;23 AMP CONT @ 50 HZ;NON PCB IMPREG 2 BUSHING PER UNIT;FILTER CAPACITOR UNIT TO SUIT ALL ENERGEX CUBICLE CAPACITOR | NOKIAN | NOKIAN CAPACITORS PTY LTD | PILP75 | CURRENT | 1
18300 | CONNECTOR,BUSBAR | FLEXIBLE CONNECTION;CT BRIDGE;TO SUIT 11 KV POLE MTG SHUNT CAPACITOR INSTALLATIONS;REFER ENERGEX DWG LOSTD- EC001-01; | ENERGEX | ENERGEX | FLEXIBLE CONNECTION | PHASING | 1
18301 | CONNECTOR,BUSBAR | FLEXIBLE CONNECTION;C/W LOAD SPREADING PLATE;400 AMP;TOTAL LENGTH 520 MM;TO SUIT33 KV MAGRINI CIRCUIT BREAKERS;REFER ENERGEX DWG LOSTD-EC002-01; | ENERGEX | ENERGEX | FLEXIBLE CONNECTION | PURCHASE AS REQUIRED | 1
18302 | BUSBAR | BUSBAR SUPPORT;ALUMINIUM;FIXED BUSBAR; TO SUIT 110/132 KV INSULATORS;WELDED TO BUSBAR;TO SUIT 80 MM ALUMINIUM BUSBAR; REFER ENERGEX DWG LOSTD-EC003-01; | GLOBAL | GLOBAL MANUFACTURING GROUP | ENERGEX-LOSTD-EC003-01 | PURCHASE AS REQUIRED | 1
18303 | BUSBAR | BUSBAR SUPPORT;ALUMINIUM;FIXED BUSBAR; TO SUIT32 KV INSULATORS;WELDED TO BUSBAR ;TO SUIT 80 MM ALUMINIUM BUSBAR;REFER ENERGEX DWG LOSTD-EC003-02; | ENERGEX | ENERGEX | BUSBAR SUPPORT | PURCHASE AS REQUIRED | 1
18304 | BUSBAR | BUSBAR SUPPORT;ALUMINIUM;SLIDING BUSBAR; ROLLER TYPE;TO SUIT110/132 KV INSULATORS TO SUIT 80 MM ALUMINIUM BUSBAR;REFER ENERGEX DWG LOSTD-EC004-01;PACK OF 3; | GLOBAL | GLOBAL MANUFACTURING GROUP | ENERGEX-LOSTD-EC004-01 | PURCHASE AS REQUIRED | 1
18305 | BUSBAR | BUSBAR SUPPORT;ALUMINIUM;SLIDING BUSBAR; ROLLER TYPE;TOSUIT 33 KV INSULATORS;TO SUIT 80 MM ALUMINIUM BUSBAR;REFER ENERGEX DWG LOSTD-EC004-02; | ENERGEX | ENERGEX | BUSBAR SUPPORT | PURCHASE AS REQUIRED | 1
18306 | BUSBAR | BUSBAR SUPPORT;ALUMINIUM;EXPANSION TYPE; 1600 AMP;TO SUIT 110/132 KV INSULATORS; TO SUIT 80 MM ALUMINIUM BUSBAR;REFER ENERGEX DWG LOSTD-EC005-01; | ENERGEX | ENERGEX | BUSBAR SUPPORT | PURCHASE AS REQUIRED | 1
18307 | BUSBAR | BUSBAR SUPPORT;ALUMINIUM;EXPANSION TYPE; 1600 AMP;TO SUIT33 KV INSULATORS;TO SUIT 80 MM ALUMINIUM BUSBAR;REFER ENERGEX DWG LOSTD-EC005-02; | ENERGEX | ENERGEX | BUSBAR SUPPORT | PURCHASE AS REQUIRED | 1
18308 | CONNECTOR,BUSBAR | ALUMINIUM;TEE-OFF;2000 AMP PALM;WELDED TO BUSBAR;TO SUIT 80 MM ALUMINIUM BUSBAR ;REFER ENERGEX DWG LOSTD-EC006-01; | ENERGEX | ENERGEX | TEE-OFF | PURCHASE AS REQUIRED | 1
18309 | CONNECTOR,BUSBAR | ALUMINIUM;TEE-OFF;1250 AMP PALM;WELDED TO BUSBAR;TO SUIT 80 MM ALUMINIUM BUSBAR ;REFER ENERGEX DWG LOSTD-EC006-02; | ENERGEX | ENERGEX | CONNECTOR BUSBAR | PURCHASE AS REQUIRED | 1
18310 | CONNECTOR,BUSBAR | ALUMINIUM;TEE-OFF;800 AMP PALM;WELDED TO BUSBAR;TO SUIT 80 MM ALUMINIUM BUSBAR ;REFER ENERGEX DWG LOSTD-006-03; PACK OF 3; | GLOBAL | GLOBAL MANUFACTURING GROUP | ENERGEX-LOSTD-EC006-03 | PURCHASE AS REQUIRED | 1
18311 | BUSBAR | CABLE SPACER;ALUMINIUM;TO SUIT 37/3.75 AAC CABLE;REFER ENERGEX DWG LOSTD-EC007- 01;PACK OF 12; | PLP AUST | PREFORMED LINE PRODUCTS (AUST) | SPSD-241-300-070 | CURRENT | 1
18311 | BUSBAR | CABLE SPACER;ALUMINIUM;TO SUIT 37/3.75 AAC CABLE;REFER ENERGEX DWG LOSTD-EC007- 01;PACK OF 12; | GLOBAL | GLOBAL MANUFACTURING GROUP | ENERGEX-LOSTD-EC007-01 | CURRENT | 2
18312 | BUSBAR | CABLE SPACER;ALUMINIUM;TO SUIT 37/0.1261 AAC CABLE;REFER ENERGEX DWG LOSTD-EC007- 02; | ENERGEX | ENERGEX | CABLE SPACER | PURCHASE AS REQUIRED | 1
18313 | CONNECTOR,BUSBAR | CABLE TEE CONNECTOR;ALUMINIUM;TEE-OFF; 100 AMP PALM;COMPRESSION;DOUBLE CABLE TEE-OFF;TO SUIT 37/3.75 AAC ALUMINIUM CABLE;REFER ENERGEX DWG LOSTD-EC008-01; | PLP AUST | PREFORMED LINE PRODUCTS (AUST) | CRPT-263-P2 | PURCHASE AS REQUIRED | 1
18314 | CONNECTOR,BUSBAR | CABLE TEE CONNECTOR;ALUMINIUM;HALF TEE- OFF;1000 AMP PALM;COMPRESSION;SINGLE CABLE TEE-OFF;TO SUIT 37/3.75 AAC ALUM CABLE;REFER ENERGEX DWG LOSTD-EC008-02; | ENERGEX | ENERGEX | CONNECTOR BUSBAR | PURCHASE AS REQUIRED | 1
18315 | TERMINAL,LUG | STRAIGHT PALM TYPE;ALUMINIUM;COMPRESSION TYPE;1000 AMP PALM;TO SUIT 37/3.75 AAC CABLE;EPJT-TRITON-TN11-0;ENERGEX DWG LOSTD-EC009-01;PACK OF 1; | PLP AUST | PREFORMED LINE PRODUCTS (AUST) | CTAW-263-CD220-0000 | CURRENT | 2
18315 | TERMINAL,LUG | STRAIGHT PALM TYPE;ALUMINIUM;COMPRESSION TYPE;1000 AMP PALM;TO SUIT 37/3.75 AAC CABLE;EPJT-TRITON-TN11-0;ENERGEX DWG LOSTD-EC009-01;PACK OF 1; | PLP AUST | PREFORMED LINE PRODUCTS (AUST) | EPJT-TRITON-TN11.0 | CURRENT | 1
18316 | TERMINAL,LUG | STRAIGHT PALM TYPE;ALUMINIUM COMPRESSION TYPE;800 AMP PALM;TO SUIT 37/3.75 AAC CABLE;EPJT-TRITON-TN4-0;DRAWING LOSTD-EC009-02; | PLP AUST | PREFORMED LINE PRODUCTS (AUST) | EPJT-TRITON-TN4-0 | CURRENT | 1
18316 | TERMINAL,LUG | STRAIGHT PALM TYPE;ALUMINIUM COMPRESSION TYPE;800 AMP PALM;TO SUIT 37/3.75 AAC CABLE;EPJT-TRITON-TN4-0;DRAWING LOSTD-EC009-02; | ENERGEX | ENERGEX | STRAIGHT TYPE 800 AMP | CURRENT | 2
18317 | TERMINAL,LUG | STRAIGHT PALM TYPE;ALUMINIUM COMPRESSION TYPE;630 AMP PALM;TO SUIT 37/3.75 AAC CABLE;EPJT-TRITON-TN6-0;PACK OF 1;PACK WEIGHT 1.1 KG;REFER ENERGEX DWG LOSTD- | PLP AUST | PREFORMED LINE PRODUCTS (AUST) | EPJT-TRITON-TN6-0 | CURRENT | 1
18317 | TERMINAL,LUG | STRAIGHT PALM TYPE;ALUMINIUM COMPRESSION TYPE;630 AMP PALM;TO SUIT 37/3.75 AAC CABLE;EPJT-TRITON-TN6-0;PACK OF 1;PACK WEIGHT 1.1 KG;REFER ENERGEX DWG LOSTD- | ENERGEX | ENERGEX | STRAIGHT PALM 630 AMP | CURRENT | 2
18318 | TERMINAL,LUG | STRAIGHT PALM TYPE;ALUMINIUM COMPRESSION TYPE;630 AMP PALM;TO SUIT 37/0.1261 AAC CABLE;REFER ENERGEX DWG LOSTD-EC009-04; | ENERGEX | ENERGEX | STRAIGHT PALM 630 AMP | STRATEGIC SPARE | 1
18319 | TERMINAL,LUG | ANGLE = 30 DEG;ALUMINIUM COMPRESSION TYPE;1000 AMP PALM;TO SUIT 37/3.75 AAC CABLE;EPJT-TRITON-TN11-30;REFER ENERGEX DWG LOSTD-EC010-0;PACK OF 1;PACK WEIGHT | PLP AUST | PREFORMED LINE PRODUCTS (AUST) | EPJT-TRITON-TN11-30 | CURRENT | 1
18319 | TERMINAL,LUG | ANGLE = 30 DEG;ALUMINIUM COMPRESSION TYPE;1000 AMP PALM;TO SUIT 37/3.75 AAC CABLE;EPJT-TRITON-TN11-30;REFER ENERGEX DWG LOSTD-EC010-0;PACK OF 1;PACK WEIGHT | ENERGEX | ENERGEX | ANGLE 30 DEG | CURRENT | 2
18320 | TERMINAL,LUG | ANGLE = 45 DEG;ALUMINIUM COMPRESSION TYPE;1000 AMP PALM;TO SUIT 37/3.75 AAC CABLE;EPJT-TRITON-TN11-45;PACK OF 1; REFER ENERGEX DWG LOSTD-EC010-01; | PLP AUST | PREFORMED LINE PRODUCTS (AUST) | EPJT-TRITON-TN11-45 | CURRENT | 1
18321 | TERMINAL,LUG | ANGLE = 60 DEG;ALUMINIUM COMPRESSION TYPE;1000 AMP PALM;TO SUIT 37/3.75 AAC CABLE;EPJT-TRITON-TN11-60; PACK OF 1; REFER ENERGEX DWG LOSTD-EC010-01; | PLP AUST | PREFORMED LINE PRODUCTS (AUST) | EPJT-TRITON-TN11-60 | CURRENT | 1
18321 | TERMINAL,LUG | ANGLE = 60 DEG;ALUMINIUM COMPRESSION TYPE;1000 AMP PALM;TO SUIT 37/3.75 AAC CABLE;EPJT-TRITON-TN11-60; PACK OF 1; REFER ENERGEX DWG LOSTD-EC010-01; | ENERGEX | ENERGEX | ANGLE 60 DEG | CURRENT | 2
18322 | TERMINAL,LUG | ANGLE = 90 DEG;ALUMINIUM COMPRESSION TRITON TYPE;1000 AMP PALM; 2 HOLES; TO SUIT 37/3.75 AAC CABLE;EPJT-TRITON- TN11-90;REFER ENERGEX DWG LOSTD-EC010-01 | PLP AUST | PREFORMED LINE PRODUCTS (AUST) | EPJT-TRITON-TN11-90 | CURRENT | 1
18322 | TERMINAL,LUG | ANGLE = 90 DEG;ALUMINIUM COMPRESSION TRITON TYPE;1000 AMP PALM; 2 HOLES; TO SUIT 37/3.75 AAC CABLE;EPJT-TRITON- TN11-90;REFER ENERGEX DWG LOSTD-EC010-01 | ENERGEX | ENERGEX | ANGLE 90 DEG | CURRENT | 2
18323 | TERMINAL,LUG | ANGLE = 30 DEG;ALUMINIUM COMPRESSION TYPE;800 AMP PALM;TO SUIT 37/3.75 AAC CABLE;EPJT-TRITON-TN4-30;PACK OF 1; REFER ENERGEX DWG LOSTD-EC010-02; | PLP AUST | PREFORMED LINE PRODUCTS (AUST) | EPJT-TRITON-TN4-30 | CURRENT | 1
18324 | TERMINAL,LUG | ANGLE = 45 DEG;ALUMINIUM COMPRESSION TYPE;800 AMP PALM;TO SUIT 37/3.75 AAC CABLE;REFER ENERGEX DWG LOSTD-EC010-02; EPJT-TRITON-TN4-45; | PLP AUST | PREFORMED LINE PRODUCTS (AUST) | EPJT-TRITON-TN4-45 | CURRENT | 1
18324 | TERMINAL,LUG | ANGLE = 45 DEG;ALUMINIUM COMPRESSION TYPE;800 AMP PALM;TO SUIT 37/3.75 AAC CABLE;REFER ENERGEX DWG LOSTD-EC010-02; EPJT-TRITON-TN4-45; | ENERGEX | ENERGEX | ANGLE 45 DEG 800 AMP | CURRENT | 2
18325 | TERMINAL,LUG | ANGLE = 60 DEG;ALUMINIUM COMPRESSION TYPE;800 AMP;2 HOLE PALM; SUIT 37/3.75 AAC CABLE;REFER ENERGEX DWG LOSTD- -EC010-02;PACK OF 100;PACK WEIGHT 1.1 KG | PLP AUST | PREFORMED LINE PRODUCTS (AUST) | EPJT-TRITON-TN4-60 | CURRENT | 1
18325 | TERMINAL,LUG | ANGLE = 60 DEG;ALUMINIUM COMPRESSION TYPE;800 AMP;2 HOLE PALM; SUIT 37/3.75 AAC CABLE;REFER ENERGEX DWG LOSTD- -EC010-02;PACK OF 100;PACK WEIGHT 1.1 KG | DULMISON | DULMISON (AUST) PTY LTD | HL6216FXC | CURRENT | 2
18325 | TERMINAL,LUG | ANGLE = 60 DEG;ALUMINIUM COMPRESSION TYPE;800 AMP;2 HOLE PALM; SUIT 37/3.75 AAC CABLE;REFER ENERGEX DWG LOSTD- -EC010-02;PACK OF 100;PACK WEIGHT 1.1 KG | ENERGEX | ENERGEX | ANGLE 60 DEG 800 AMP | CURRENT | 2
18326 | TERMINAL,LUG | ANGLE = 90 DEG;ALUMINIUM COMPRESSION TYPE;800 AMP PALM;TO SUIT 37/3.75 AAC CABLE;REFER ENERGEX DWG LOSTD-EC010-02; PACK OF 100;WEIGHT OF PACK 1.1 KG; | PLP AUST | PREFORMED LINE PRODUCTS (AUST) | EPJT-TRITON-TN4-90 | CURRENT | 1
18326 | TERMINAL,LUG | ANGLE = 90 DEG;ALUMINIUM COMPRESSION TYPE;800 AMP PALM;TO SUIT 37/3.75 AAC CABLE;REFER ENERGEX DWG LOSTD-EC010-02; PACK OF 100;WEIGHT OF PACK 1.1 KG; | DULMISON | DULMISON (AUST) PTY LTD | HL6219FXC | CURRENT | 2
18326 | TERMINAL,LUG | ANGLE = 90 DEG;ALUMINIUM COMPRESSION TYPE;800 AMP PALM;TO SUIT 37/3.75 AAC CABLE;REFER ENERGEX DWG LOSTD-EC010-02; PACK OF 100;WEIGHT OF PACK 1.1 KG; | ENERGEX | ENERGEX | ANGLE 90 DEG 800 AMP | CURRENT | 2
18327 | TERMINAL,LUG | ANGLE = 30 DEG;ALUMINIUM COMPRESSION TYPE;800 AMP PALM;TO SUIT 19/3.75 AAC CABLE;EPJT-PLUTO-TN4-30;REFER ENERGEX DWG LOSTD-EC010-03; | PLP AUST | PREFORMED LINE PRODUCTS (AUST) | EPJT-PLUTO-TN4-30 | CURRENT | 1
18328 | TERMINAL,LUG | ANGLE = 45 DEG;ALUMINIUM COMPRESSION TYPE;800 AMP PALM;TO SUIT 19/3.75 AAC CABLE;REFER ENERGEX DWG EC010-03; PACK OF 1; WEIGHT OF PACK 0.4 KG; | PLP AUST | PREFORMED LINE PRODUCTS (AUST) | EPJT-PLUTO-TN4-45 | CURRENT | 1
18328 | TERMINAL,LUG | ANGLE = 45 DEG;ALUMINIUM COMPRESSION TYPE;800 AMP PALM;TO SUIT 19/3.75 AAC CABLE;REFER ENERGEX DWG EC010-03; PACK OF 1; WEIGHT OF PACK 0.4 KG; | ENERGEX | ENERGEX | ANGLE 45 DEG 19/3.75 | CURRENT | 2
18329 | TERMINAL,LUG | ANGLE = 60 DEG;ALUMINIUM COMPRESSION TYPE;800 AMP PALM;TO SUIT 19/3.75 AAC CABLE;REFER ENERGEX DWG LOSTD-EC010-03; PAR;WEIGHT OF PACK 0.4 KG; | PLP AUST | PREFORMED LINE PRODUCTS (AUST) | EPJT-PLUTO-TN4-60 | CURRENT | 1
18329 | TERMINAL,LUG | ANGLE = 60 DEG;ALUMINIUM COMPRESSION TYPE;800 AMP PALM;TO SUIT 19/3.75 AAC CABLE;REFER ENERGEX DWG LOSTD-EC010-03; PAR;WEIGHT OF PACK 0.4 KG; | ENERGEX | ENERGEX | ANGLE 60 DEG 19/3.75 | CURRENT | 2
18330 | TERMINAL,LUG | ANGLE = 90 DEG;ALUMINIUM COMPRESSION TYPE;800 AMP PALM;TO SUIT 19/3.75 AAC CABLE;REFER ENERGEX DWG LOSTD-EC010-03; EPJT-PLUTO-TN4-90; | PLP AUST | PREFORMED LINE PRODUCTS (AUST) | EPJT-PLUTO-TN4-90 | CURRENT | 1
18330 | TERMINAL,LUG | ANGLE = 90 DEG;ALUMINIUM COMPRESSION TYPE;800 AMP PALM;TO SUIT 19/3.75 AAC CABLE;REFER ENERGEX DWG LOSTD-EC010-03; EPJT-PLUTO-TN4-90; | ENERGEX | ENERGEX | ANGLE 90 DEG 19/3.75 | CURRENT | 2
18331 | CONNECTOR,BUSBAR | ALUMINIUM;END CONNECTOR;HORIZONTAL PALM;2000 AMP PALM;WELDED TO BUSBAR;TO SUIT 80 MM & 100 MM ALUMINIUM BUSBAR; REFER ENERGEX DWG LOSTD-EC011-01; | GLOBAL | GLOBAL MANUFACTURING GROUP | ENERGEX-LOSTD-EC011-01 | PURCHASE AS REQUIRED | 1
18332 | CONNECTOR,BUSBAR | ALUMINIUM;END CONNECTOR;HORIZONTAL PALM;WELDED TO BUSBAR;TO SUIT 40 MM BUSBAR;REFER ENERGEX DWG LOSTD-EC011-02 ; | ENERGEX | ENERGEX | END CONNECTOR 800 AMP | PURCHASE AS REQUIRED | 1
18333 | CONNECTOR,BUSBAR | ALUMINIUM;END CONNECTOR;HORIZONTAL PALM;WELDED TO BUSBAR;50 MM X 50 MM CENTRES ON PALM;TO SUIT 80 MM & 100 MM ALUMINIUM BUSBAR;REFER ENERGEX DWG | GLOBAL | GLOBAL MANUFACTURING GROUP | ENERGEX-LOSTD-EC011-03 | PURCHASE AS REQUIRED | 1
18334 | CONNECTOR,BUSBAR | ALUMINIUM;END CONNECTOR;HORIZONTAL PALM; WELDED TO BUSBAR;50 MM X 50 MM CENTRES ON PALM;BUSBAR HEIGHT 185 MM;TO SUIT 80 MM & 100 MM ALUMINIUM BUSBAR;REFER | ENERGEX | ENERGEX | END CONNECTOR 50 X 50 | PURCHASE AS REQUIRED | 1
18335 | CONNECTOR,BUSBAR | ALUMINIUM;END CONNECTOR;VERTICAL PALM; 165 MM LG X 60 MM W;WELDED TO BUSBAR; 50 MM X 50 MM CENTRES ON PALM;TO SUIT 40 MM ALUMINIUM BUSBAR;REFER ENERGEX | ENERGEX | ENERGEX | END CONNECTOR VERTICAL | PURCHASE AS REQUIRED | 1
18337 | BUSBAR | BUSBAR TERMINATION SUPPORT;ALUMINIUM; SLIDING;1600 AMP;TO SUIT 110/132 KV DISCONNECTORS;TO SUIT 80 MM ALUMINIUM BUSBAR;REFER ENERGEX DWG LOSTD-EC013-01; | ENERGEX | ENERGEX | TERMINATION BUSBAR | PURCHASE AS REQUIRED | 1
18338 | BUSBAR | BUSBAR TERMINATION SUPPORT;ALUMINIUM; SLIDING;1600 AMP;TO SUIT 110/132 KV DISCONNECTORS (AEM);60 MM X 60 MM CENTRE SUIT 80 MM ALUMINIUM BUSBAR;REFER | GLOBAL | GLOBAL MANUFACTURING GROUP | ENERGEX-LOSTD-EC013-02 | PURCHASE AS REQUIRED | 1
18339 | BUSBAR | BUSBAR TERMINATION SUPPORT;ALUMINIUM; FIXED;2000 AMP PALM;VERTICAL TYPE;TO SUIT 80 MM ALUMINIUM BUSBAR;REFER ENERGEX DWG LOSTD-EC014-01; | ENERGEX | ENERGEX | TERMINATION SUPPORT FIXED | PURCHASE AS REQUIRED | 1
18340 | BUSBAR | BUSBAR TERMINATION SUPPORT;ALUMINIUM; FIXED;60 MM X 60 MM CENTRES ON PALM; VERTICAL TYPE;TO SUIT 80 MM & 100 MM ALUMINIUM BUSBAR;REFER ENERGEX DWG | ENERGEX | ENERGEX | TERMINATION SUPPORT | PURCHASE AS REQUIRED | 1
18341 | BUSBAR | BUSBAR JOINT SLEEVE 70 MM O/D;ALUMINIUM ;FOR WELDED JOINTS ON ALUMINIUM BUSBAR; TO SUIT 80 MM X 4 MM TUBULAR BUSBAR; 300 MM LG;DIMENSION X = 28 MM;TYPE 1; | ENERGEX | ENERGEX | JOINT SLEEVE | PURCHASE AS REQUIRED | 1
18342 | BUSBAR | BUSBAR JOINT SLEEVE;ALUMINIUM;FOR WELDED JOINTS ON ALUMINIUM BUSBARS;TO SUIT 40 MM X 3 MM TUBULAR BUSBAR;300 MM LG; DIMESION X = 22 MM;TYPE 2;REFER ENERGEX | ENERGEX | ENERGEX | BUSBAR JOINT SLEEVE | PURCHASE AS REQUIRED | 1
18343 | BUSBAR | BUSBAR JOINT SLEEVE;ALUMINIUM;FOR WELDED JOINTS ON ALUMINIUM BUSBAR;TO SUIT 100 MM X 3 MM TUBULAR BUSBAR;300 MM LG; DIMESION X = 22 MM;TYPE 3;REFER ENERGEX | ENERGEX | ENERGEX | JOINT SLEEVE | PURCHASE AS REQUIRED | 1
18344 | BUSBAR | BUSBAR JOINT SLEEVE;ALUMINIUM;FOR WELDED JOINTS ON ALUMINIUM BUSBAR;TO SUIT 100 MM X 4 MM TUBULAR BUSBAR;300 MM LG; DIMESION X 28 MM;TYPE 4;REFER ENERGEX | ENERGEX | ENERGEX | JOINT SLEEVE | PURCHASE AS REQUIRED | 1
18345 | BUSBAR | BUSBAR JOINTSLEEVE;ALUMINIUM;FOR WELDED JOINTS ON ALUMINIUM BUSBAR;TO SUIT 125 MM X 6 MM TUBULAR BUSBAR;300 MM LG; DIMESION X = 33 MM;TYPE 5;REFER ENERGEX | ENERGEX | ENERGEX | JOINT SLEEVE | PURCHASE AS REQUIRED | 1
18346 | BUSBAR | BUSBAR JOINT PLATE;ALUMINIUM;FOR 90 DEG WELDED JOINTS ON ALUMINIUM BUSBAR;TO SUIT 125 MM X 6 MM TUBULAR BUSBAR;REFER ENERGEX DWG LOSTD-EC016-02; | ENERGEX | ENERGEX | JOINT PLATE | PURCHASE AS REQUIRED | 1
18347 | BUSBAR | BUSBAR SUPPORT;A FRAME;ALUMINIUM;BIPOD ARRANGEMENT;TO SUIT 80 MM ALUMINIUM BUSBAR;CAST ALUMINIUM SECTIONS 1 OFF ITEM A,2 OFF ITEM B;FOR WELDING TO | GLOBAL | GLOBAL MANUFACTURING GROUP | ENERGEX-LOSTD-EC017-01 | PURCHASE AS REQUIRED | 1
18348 | BUSBAR | BUSBAR EARTHING POINT ATTACHMENT; ALUMINIUM;TO SUIT ALUMINIUM BUSBAR;FOR WELDING TO BUSBAR ON SITE;REFER ENERGEX DWG LOSTD-EC018-01 | GLOBAL | GLOBAL MANUFACTURING GROUP | ENERGEX-LOSTD-EC018-01 | PURCHASE AS REQUIRED | 1
18349 | BUSBAR | BUSBAR SUPPORT;ALUMINIUM;FIXED BUSBAR;TO SUIT 33 KV INSULATORS;WELDED TO BUSBAR TO SUIT 125 MM ALUMINIUM BUSBAR;REFER ENERGEX DWG LOSTD-EC020-01; | ENERGEX | ENERGEX | BUSBAR SUPPORT | PURCHASE AS REQUIRED | 1
18350 | CONNECTOR,BUSBAR | ALUMINIUM;TEE-OFF;3150 AMP PALM;WELDED TO BUSBAR;TO SUIT 125 MM ALUMINIUM BUSBAR;REFER ENERGEX DWG LOSTD-EC022-01; PACK OF 6; | GLOBAL | GLOBAL MANUFACTURING GROUP | ENERGEX-LOSTD-EC022-01 | PURCHASE AS REQUIRED | 1
18351 | CONNECTOR,BUSBAR | ALUMINIUM;END CONNECTOR;HORIZONTAL PALM; 3150 AMP PALM;WELDED TO BUSBAR;TO SUIT 125 MM ALUMINIUM BUSBAR;REFER ENERGEX DWG LOSTD-EC023-01;PACK OF 30; | GLOBAL | GLOBAL MANUFACTURING GROUP | ENERGEX-LOSTD-EC023-01 | PURCHASE AS REQUIRED | 1
18352 | BUSBAR | BUSBAR SUPPORT;ALUMINIUM;SLIDING BUSBAR; ROLLER TYPE;TO SUIT 33 KV INSULATORS;TO SUIT 125 MM ALUMINIUM BUSBAR;REFER ENERGEX DWG LOSTD-EC021-01;PACK OF 3; | GLOBAL | GLOBAL MANUFACTURING GROUP | ENERGEX-LOSTD-EC021-01 | PURCHASE AS REQUIRED | 1
18353 | CONNECTOR,BUSBAR | ALUMINIUM;CABLE TEE CONNECTOR;HALF TEE- OFF;800 AMP PALM;COMPRESSION;SINGLE CABLE TEE-OFF;TO SUIT 37/3.75 AAC ALUMINIUM CABLE;REFER ENERGEX DWG LOSTD- | ENERGEX | ENERGEX | CABLE TEE CONNECTOR | PURCHASE AS REQUIRED | 1
18355 | CONNECTOR,BUSBAR | ALUMINIUM;END CONNECTOR;VERTICAL PALM; 3150 AMP PALM;WELDED TO BUSBAR;TO SUIT 125 MM ALUMINIUM BUSBAR;REFER ENERGEX DWG LOSTD-EC023-02; | ENERGEX | ENERGEX | VERTICAL PALM | STRATEGIC SPARE | 1
18356 | BUSBAR | BUSBAR SUPPORT;ALUMINIUM;SLIDING BUSBAR; ROLLER TYPE;TO SUIT 33 KV DISCONNECTORS; TO SUIT 125 MM O.D. ALUMINIUM BUSBAR; 2500 AMP;REFER ENERGEX DWG LOSTD- | ENERGEX | ENERGEX | SLIDING BUSBAR 33 KV | PURCHASE AS REQUIRED | 1
18357 | CONNECTOR,BUSBAR | ALUMINIUM;TEE-OFF;1250 AMP PALM;WELDED TO BUSBAR;TO SUIT 125 MM O.D. ALUMINIUM BUSBAR;REFER ENERGEX DWG LOSTD-EC025-01; | ENERGEX | ENERGEX | TEE-OFF 1250 AMP | PURCHASE AS REQUIRED | 1
18358 | BUSBAR | BUSBAR SUPPORT;ALUMINIUM;SLIDING BUSBAR; ROLLER TYPE;TO SUIT 110/132 KV INSULATOR ;TO SUIT 100 MM O.D. ALUMINIUM BUSBAR; REFER ENERGEX DWG LOSTD-EC026-01; | ENERGEX | ENERGEX | SLIDING BUSBAR 100 MM OD | PURCHASE AS REQUIRED | 1
18359 | BUSBAR | BUSBAR SUPPORT;ALUMINIUM;FIXED BUSBAR;TO SUIT 110/132 KV INSULATORS;WELDED TO BUSBAR;TO SUIT 100 MM O.D. ALUMINIUM BUSBAR;REFER ENERGEX DWG LOSTD-EC026-02; | ENERGEX | ENERGEX | FIXED BUSBAR | PURCHASE AS REQUIRED | 1
18360 | BUSBAR | BUSBAR SUPPORT;ALUMINIUM;SLIDING BUSBAR; ROLLER TYPE;TO SUIT 33 KV INSULATORS;TO SUIT 100 MM ALUMINUM BUSBAR;REFER ENERGEX DWG LOSTD-EC026-03;PACK OF 3; | GLOBAL | GLOBAL MANUFACTURING GROUP | ENERGEX-LOSTD-EC026-03 | PURCHASE AS REQUIRED | 1
18361 | BUSBAR | BUSBAR SUPPORT;ALUMINIUM;FIXED BUSBAR; TO SUIT 33 KV INSULATORS;WELDED TO BUSBAR;TO SUIT 100 MM O.D. ALUMINIUM BUSBAR;REFER ENERGEX DWG LOSTD-EC026-04; | GLOBAL | GLOBAL MANUFACTURING GROUP | ENERGEX-LOSTD-EC026-04 | PURCHASE AS REQUIRED | 1
18362 | BUSBAR | BUSBAR SUPPORT;ALUMINIUM;SLIDING BUSBAR; ROLLER TYPE;TO SUIT 132 KV DISCONNECTORS ;TO SUIT 100 MM ALUMINIUM BUSBAR;REFER ENERGEX DWG LOSTD-EC026-05;PACK OF 6; | GLOBAL | GLOBAL MANUFACTURING GROUP | ENERGEX-LOSTD-EC026-05 | PURCHASE AS REQUIRED | 1
18363 | BUSBAR | BUSBAR SUPPORT;ALUMINIUM;EXPANSION TYPE; 1600 AMP;TO SUIT 110/132 KV INSULATORS; TO SUIT 100 MM O.D. ALUMINIUM BUSBAR; REFER ENERGEX DWG LOSTD-EC027-01; | ENERGEX | ENERGEX | EXPANSION TYPE | PURCHASE AS REQUIRED | 1
18364 | BUSBAR | BUSBAR SUPPORT;ALUMINIUM;SLIDING BUSBAR; ROLLER TYPE;1600 AMP;TO SUIT 110/132 KV DISCONNECTORS;TO SUIT 100 MM ALUMINIUM BUSBAR;REFER ENERGEX DWG LOSTD-EC028-01; | ENERGEX | ENERGEX | SLIDING BUSBAR | PURCHASE AS REQUIRED | 1
18365 | BUSBAR | BUSBAR SUPPORT;ALUMINIUM;FLEXIBLE CONNECTOR;1600 AMP;TO SUIT 110/132 KV DISCONNECTORS 37/3.75 AAC ALUMINIUM CABLE;REFER ENERGEX DWG LOSTD-EC028-02; | GLOBAL | GLOBAL MANUFACTURING GROUP | ENERGEX-LOSTD-EC028-02 | PURCHASE AS REQUIRED | 1
18366 | BUSBAR | BUSBAR SUPPORT;ALUMINIUM;FLEXIBLE CONNECTOR;1600 AMP;TO SUIT 33 KV DISCONNECTORS 37/3.75 AAC ALUMINIUM CABLE;REFER ENERGEX DWG LOSTD-EC028-03; | ENERGEX | ENERGEX | FLEXIBLE CONNECTOR 33 KV | PURCHASE AS REQUIRED | 1
18367 | BUSBAR | BUSBAR JOINT OFFSET;ALUMINIUM;OFFSET STRAIGHT WELDED JOINTS ON ALUMINIUM BUSBAR;REFER ENERGEX DWG LOSTD-EC029-01; | ENERGEX | ENERGEX | JOINT OFFSET | PURCHASE AS REQUIRED | 1
18369 | BUSBAR | BUSBAR END PLATE;ALUMINIUM;FOR USE ON ALUMINIUM BUSBAR;BLANKING END PLATE;TO SUIT 125 MM TUBULAR BUSBAR;TYPE 1;REFER ENERGEX DWG LOSTD-EC031-01; | ENERGEX | ENERGEX | BUSBAR END PLATE | PURCHASE AS REQUIRED | 1
18370 | BUSBAR | BUSBAR END PLATE;ALUMINIUM;FOR USE ON ALUMINIUM BUSBAR;BLANKING END PLATE;TO SUIT 100 MM TUBULAR BUSBAR;TYPE 2;REFER ENERGEX DWG LOSTD-EC031-01;PACK OF1; | PLP AUST | PREFORMED LINE PRODUCTS (AUST) | BBEC-120-PLP | PURCHASE AS REQUIRED | 1
18371 | BUSBAR | BUSBAR END PLATE;ALUMINIUM;FOR USE ON ALUMINIUM BUSBAR;BLANKING END PLATE;TO SUIT 80 MM TUBULAR BUSBAR;TYPE 3;REFER ENERGEX DWG LOSTD-EC031-01;PACK OF 9; | GLOBAL | GLOBAL MANUFACTURING GROUP | ENERGEX-LOSTD-EC031-01-03 | PURCHASE AS REQUIRED | 1
18372 | BUSBAR | BUSBAR END PLATE;ALUMINIUM;FOR USE ON ALUMINIUM BUSBAR;BLANKING END PLATE;TO SUIT 40 MM TUBULAR BUSBAR;TYPE 4;REFER ENERGEX DWG LOSTD-EC031-01; | ENERGEX | ENERGEX | BUSBAR END PLATE TYPE 4 | PURCHASE AS REQUIRED | 1
18373 | TERMINAL,LUG | STRAIGHT PALM TYPE;ALUMINIUM COMPRESSION STRAIGHT TYPE;1000 AMP PALM;TO SUIT 37/3.00 AAC CABLE;REFER ENERGEX DWG LOSTD-EC032-01;PACK OF 1; | PLP AUST | PREFORMED LINE PRODUCTS (AUST) | CTA-210-12311 | CURRENT | 1
18373 | TERMINAL,LUG | STRAIGHT PALM TYPE;ALUMINIUM COMPRESSION STRAIGHT TYPE;1000 AMP PALM;TO SUIT 37/3.00 AAC CABLE;REFER ENERGEX DWG LOSTD-EC032-01;PACK OF 1; | TYCO | TYCO | HL618SC7Q | CURRENT | 2
18373 | TERMINAL,LUG | STRAIGHT PALM TYPE;ALUMINIUM COMPRESSION STRAIGHT TYPE;1000 AMP PALM;TO SUIT 37/3.00 AAC CABLE;REFER ENERGEX DWG LOSTD-EC032-01;PACK OF 1; | ENERGEX | ENERGEX | STRAIGHT PALM TYPE 1000 AMP | CURRENT | 2
18374 | TERMINAL,LUG | FLAT PALM;ALUMINIUM;BUSBAR CONNECTOR; 4 X 18 MM HOLES,60 MM CENTRES;TO SUIT MTG ON 110/132 KV INSULATORS;REFER ENERGEX DWG LOSTD-EC033-01; | ENERGEX | ENERGEX | TERMINAL PALM | PURCHASE AS REQUIRED | 1
18375 | TERMINAL,LUG | FLAT PALM;ALUMINIUM;BUSBAR CONNECTOR; 4 X 14 MM HOLES,60 MM CENTRES;TO SUIT MTG ON 110/132 KV INSULATORS;REFER ENERGEX DWG LOSTD-EC033-02; | ENERGEX | ENERGEX | FLAT PALM 110/132 KV | PURCHASE AS REQUIRED | 1
18376 | TERMINAL,LUG | FLAT PALM;ALUMINIUM;BUSBAR CONNECTOR;TO SUIT 110/132 KV SURGE ARRESTORS;REFER ENERGEX DWG LOSTD-EC035-01; | ENERGEX | ENERGEX | FLAT PALM SURGE ARRESTOR | PURCHASE AS REQUIRED | 1
18379 | BOLT,U. | STEEL;GALV;M10;ISO M;65 MM LG;35 MM W; C/W 2 GALV HEX NUTS,2 GALV SPRING WASHERS;CLAMP PLATE CP5;ASSEMBLY ITEM U6 ;REFER ENERGEX DWG LOSTD-FX004-06; | ENERGEX | ENERGEX | 65 MM LG | PURCHASE AS REQUIRED | 1
18387 | BOLT,U. | STEEL;GALV;M10;ISO M;170 MM LG;66 MM W; C/W 2 GALV HEX NUTS,2 GALV SPRING WASHERS;CLAMP PLATE CP1;ASSEMBLY ITEM UB14;REFER ENERGEX DWG LOSTD-FX004-14; | ENERGEX | ENERGEX | 170 MM LG,66 MM W | PURCHASE AS REQUIRED | 1
18399 | MESH,BARRICADE | EXPANDED METAL MESH;ALUMINIUM;1200 MM LG ,2400 MM W;EXPAMET TYPE 07-10A; | EXPAMET | EXPAMET PTY LTD | 07-10A | PURCHASE AS REQUIRED | 1
18402 | SWITCH,ROTARY | 10 AMP;SINGLE POLE;SURFACE MTG;LESS ENCLOSURE;COLOUR WHITE;PACK OF 1; | CNWPL | CNW PL - SLACKS CREEK | CLI56SW110LERW | PURCHASE AS REQUIRED | 1
18402 | SWITCH,ROTARY | 10 AMP;SINGLE POLE;SURFACE MTG;LESS ENCLOSURE;COLOUR WHITE;PACK OF 1; | CLIPSAL | GERARD INDUSTRIES QLD DIVSN P/L | CLI56SW110LERW | PURCHASE AS REQUIRED | 5
18403 | LID,BOX | MTG ENCLOSURE LID;UV STABILISED POLYCARBONATE;192 MM LG X 95 MM W;2 GANG ;COLOUR WHITE;PACK OF 1; | REXEL | REXEL PTY LTD | CLI56L2RW | PURCHASE AS REQUIRED | 1
18403 | LID,BOX | MTG ENCLOSURE LID;UV STABILISED POLYCARBONATE;192 MM LG X 95 MM W;2 GANG ;COLOUR WHITE;PACK OF 1; | CLIPSAL | GERARD INDUSTRIES QLD DIVSN P/L | CLI56L2RW | PURCHASE AS REQUIRED | 2
18405 | RELAY,ELECTROMAGNETIC | 125V DC, Coil, 15 N/O HR Contacts, 5 N/C HR Contacts, 1 HR Flag, Size 4 Modular Case, IEC255, High Speed | RMS | RELAY MONITORING SYSTEMS PL | 2HSM514D2-E-15M5B-4M56-S1 | CURRENT | 1
18406 | COMPOUND CLEANING,SOLVENT | POWER CLEAN;DEGREASING DETERGENT; MILDLY ALAKLINE;LOW FOAMING;WATER BASED; ORGANIC SOLVENT;USED TO REMOVE FATS, GREASES,PETROLEUM OILS & SOLVENTS,IN | ENERGYNW | THE ENERGY NETWORK | RPC 15 | CURRENT | 2
18406 | COMPOUND CLEANING,SOLVENT | POWER CLEAN;DEGREASING DETERGENT; MILDLY ALAKLINE;LOW FOAMING;WATER BASED; ORGANIC SOLVENT;USED TO REMOVE FATS, GREASES,PETROLEUM OILS & SOLVENTS,IN | TEN | THE ENERGY NETWORK | RPC15 | CURRENT | 1
18408 | RACK,CABLE | 90 DEG BEND;300 MM INNER RADIUS; 150 MM W;SUIT NEMA 12B;PACK OF 1,PACK WEIGHT 2.0 KG; | EZYSTRUT | EZYSTRUT CABLE & PIPE SUPPORTS | N1B1503H | CURRENT | 1
18409 | CHANNEL,STRUCTURAL | STEEL;GALV,HOT DIPPED;41.3 MM W; 82.6 MM H;6 M LENGTHS;PACK WEIGHT 31.08 KG; | EZYSTRUT | EZYSTRUT CABLE & PIPE SUPPORTS | E1001H | CURRENT | 1
18413 | BAR,METAL | CLAMP PLATE;STEEL;GALV;75 MM LG;32 MM W; 12 MM THK;C/W 2 X 12 MM HOLES AT 45 MM CENTRES;ITEM CP5;U/W STOCK CODE 18379; REFER ENERGEX DWG LOSTD-FX007-05; | DRAWING | DRAWING NO | LOSTD-FX007-05 | PURCHASE AS REQUIRED | 1
18416 | FRAME,MOUNTING | SUPPORT;STEEL;GALV HOT DIPPED;FOR 11 KV SF6 RING MAIN SWITCHGEAR;3 UNITS 630 AMP FLUOKIT;REFER ENERGEX DWG LOSTD-ST018-02 ; | ENERGEX | ENERGEX | FRAME SUPPORT | PURCHASE AS REQUIRED | 1
18417 | BAR,METAL | AL;6 MM THK GDE 6060;FOR NEUTRAL EARTHING REACTOR;INSULATOR FIXING LUG; REFER ENERGEX DWG LOSTD-ST024-02; | ENERGEX | ENERGEX | FIXING LUG | CURRENT | 1
18419 | BOLT,HOOK | STEEL;GALV;M16;ISO M;150 MM LG;76 MM W HOOK;C/W HEX NUT & SPRING WASHER;ITEMS TO BE SUPPLIED ASSEMBLED;ASSEMBLY ITEM HB4;REFER ENERGEX DWG LOSTD-FX006-04; | ERGON | ERGON ENERGY | BOLT,HOOK | CURRENT | 1
18433 | SUPPORT | ANGLE STEEL;GALV;1200 MM LG;100 MM 75 MM ANGLE;WITH SLOTS & HOLES AS PER DWG ST001-01;U/W RMU'S; | ENERGEX | ENERGEX | 100 X 75 MM ANGLE | PURCHASE AS REQUIRED | 1
18434 | SUPPORT | Angle, Steel, Hot Dip Galv, suit RMU's, for 900 x 900 Box Culvert c/w 2 Bolts per Support in a box, Slots & Holes as per Dwg, Tied as Pairs, Pack of 2 | HAYMAN | HAYMANS INDUSTRIES PTY LTD | 18434 | CURRENT | 1
18434 | SUPPORT | Angle, Steel, Hot Dip Galv, suit RMU's, for 900 x 900 Box Culvert c/w 2 Bolts per Support in a box, Slots & Holes as per Dwg, Tied as Pairs, Pack of 2 | MEFCO | MEFCO AUSTRALIA PTY LTD SUNSHINE VIC | 18434 | CURRENT | 2
18435 | SUPPORT | ANGLE STEEL;GALV;900 MM LG;100 MM X 75 MM ANGLE;WITH HOLES AS PER DWG ST001-03;U/W RMU'S;PACK OF 1,PALLET OF 5 ,PALLET WEIGHT 64 KG; | HAYMAN | HAYMANS INDUSTRIES PTY LTD | 18435 | PURCHASE AS REQUIRED | 1
18435 | SUPPORT | ANGLE STEEL;GALV;900 MM LG;100 MM X 75 MM ANGLE;WITH HOLES AS PER DWG ST001-03;U/W RMU'S;PACK OF 1,PALLET OF 5 ,PALLET WEIGHT 64 KG; | GLOBAL | GLOBAL MANUFACTURING GROUP | ENERGEX-LOSTD-ST001-03 | PURCHASE AS REQUIRED | 2
18436 | FRAME,MOUNTING | SUPPORT;STEEL;GALV HOT DIPPED;FOR 110/ 132 KV 3 PHASE DISCONNECTOR & EARTH SWITCH OPERATING MECHANISM (ABB C90/89); REFER ENERGEX DWG LOSTD-ST002-01; | ENERGEX | ENERGEX | FRAME SUPPORT | PURCHASE AS REQUIRED | 1
18437 | FRAME,MOUNTING | SUPPORT;STEEL;GALV HOT DIPPED;FOR 11 KV POLE MTG CAPACITOR BANK;(300-1200 KVAR); REFER ENERGEX DWG LOSTD-ST003-01; | ENERGEX | ENERGEX | SUPPORT 11 KV | PURCHASE AS REQUIRED | 1
18438 | FRAME,MOUNTING | SUPPORT;STEEL;GALV HOT DIPPED;FOR WALL MTG SHELF TYPE 1;600 MM LG;REFER ENERGEX DWG LOSTD-ST004-01; | ENERGEX | ENERGEX | WALL MTG TYPE 1 | PURCHASE AS REQUIRED | 1
18439 | RUNG,INDIVIDUAL-RUNG LADDER. | STEP RUNG;STEEL;GALV HOT DIPPED; INDIVIDUAL STEP RUNG FOR PIT LADDER; REFER ENERGEX DWG LOSTD-ST005-01; | ENERGEX | ENERGEX | LADDER RUNG | PURCHASE AS REQUIRED | 1
18440 | ANCHOR,PULLING EYE | STEEL;GALV HOT DIPPED;15/33 KN PULLING EYE ANCHOR;REFER ENERGEX DWG LOSTD- ST006-01;PACK OF 1; | HAYMAN | HAYMANS INDUSTRIES PTY LTD | 18440 | CURRENT | 1
18440 | ANCHOR,PULLING EYE | STEEL;GALV HOT DIPPED;15/33 KN PULLING EYE ANCHOR;REFER ENERGEX DWG LOSTD- ST006-01;PACK OF 1; | GREATWST |  | 18440 | CURRENT | 2
18441 | STRIP,METAL | STEEL;GALV,HOT DIPPED;ANTI CLIMB; 2400 MM LG;76 MM W;1.63 MM THK;REFER ENERGEX DWG LOSTD-ST008-01; | ENERGEX | ENERGEX | ANTI CLIMB | PURCHASE AS REQUIRED | 1
18442 | POLE,LIGHTNING MAST | SPIRE;STEEL;HOT DIPPED GALV;2000 MM LG; U/W STOCK CODE 05645;PACK OF 10,PALLET WEIGHT 108 KG; | HAYMAN | HAYMANS INDUSTRIES PTY LTD | 18442 | CURRENT | 1
18442 | POLE,LIGHTNING MAST | SPIRE;STEEL;HOT DIPPED GALV;2000 MM LG; U/W STOCK CODE 05645;PACK OF 10,PALLET WEIGHT 108 KG; | GLOBAL | GLOBAL MANUFACTURING GROUP | ENERGEX-LOSTD-ST009-01 | CURRENT | 2
18443 | LADDER AND GUARD RAIL | STEEL:GALV,HOT DIPPED;FOR SUBSTATION BASEMENT;REFEER ENERGEX DWG LOSTD- ST010-01; | ENERGEX | ENERGEX | LADDER & RAIL | PURCHASE AS REQUIRED | 1
18444 | BRACKET,MOUNTING | SURGE ARRESTOR MTG BRACKET;STEEL; GALV HOT DIPPED;FOR 110/132 KV ARRESTORS ;REFER ENERGEX DWG LOSTD-ST011-01; PALLET OF 5,PACK WEIGHT 41 KG; | GLOBAL | GLOBAL MANUFACTURING GROUP | ENERGEX-LOSTD-ST011-01 | PURCHASE AS REQUIRED | 1
18446 | FRAME,MOUNTING | SUPPORT;STEEL;GALV HOT DIPPED;FOR 110/132 KV DISCONNECTOR 1 X 3 PH NGK STANGER DISCONNECTOR;REFER ENERGEX DWG LOSTD-ST013-01; | ENERGEX | ENERGEX | FRAME SUPPORT | PURCHASE AS REQUIRED | 1
18447 | FRAME,MOUNTING | SUPPORT;STEEL;GALV HOT DIPPED;FOR 110/132 KV DISCONNECTOR EARTHING SWITCH NGK STANGER DISCONNECTOR;REFER ENERGEX DWG LOSTD-ST013-02; | ENERGEX | ENERGEX | SUPPORT FRAME | PURCHASE AS REQUIRED | 1
18448 | FRAME,MOUNTING | SUPPORT;STEEL;GALV HOT DIPPED;FOR 110/132 KV INSULATORS & SURGE ARRESTORS 3 X 1 PH;DIMENSION X = 2600 MM;C/W 2 SUPPORT BEAMS,1 CROSSARM;BAG OF NUTS | ENERGEX | ENERGEX | SUPPORT FRAME | PURCHASE AS REQUIRED | 1
18449 | ADAPTOR | PLATE;STEEL;GALV HOT DIPPED;FOR 110/132 KV INSULATORS TYPE 1;DIMENSION X = 200 MM;REFER ENERGEX DWG LOSTD-ST015-01; PACK OF 1; | HAYMAN | HAYMANS INDUSTRIES PTY LTD | 18449 | CURRENT | 1
18449 | ADAPTOR | PLATE;STEEL;GALV HOT DIPPED;FOR 110/132 KV INSULATORS TYPE 1;DIMENSION X = 200 MM;REFER ENERGEX DWG LOSTD-ST015-01; PACK OF 1; | LIVINGST | LIVINGSTONE ENGINEERING | 18449 | CURRENT | 2
18452 | RELAY,ELECTRONIC | NOVAR N315 CONTROLLER;6 STAGES;110 V AC; 5 AMP;3 PHASE; | ALSTOM | ALSTOM GRID AUSTRALIA LIMITED | NOVAR N31561105CYBA | PURCHASE AS REQUIRED | 1
18453 | RESISTOR | SIEMENS VARISTOR;METAL OXIDE;275 V; 6500 AMP; | FARNELL | FARNELL DISTRIBUTORS - ELEMENT 14 | 1004390 | CURRENT | 2
18453 | RESISTOR | SIEMENS VARISTOR;METAL OXIDE;275 V; 6500 AMP; | SIEMENS | SIEMENS LTD | 1004363 | CURRENT | 1
18454 | TRANSFORMER,VOLTAGE | 240/110 V;25 VA;SCREW TERMINALS;47 MM H, 65 MM W,65 MM LG; | ATCO | ATCO CONTROLS PTY LTD | AT110/25 VA | PURCHASE AS REQUIRED | 1
18455 | CONNECTOR,BUSBAR | 50 MM TUBE TO 50 MM TUBE;STRAIGHT CONNECTOR;COPPER;PACK OF 1; | PLP AUST | PREFORMED LINE PRODUCTS (AUST) | D-ST85 | PURCHASE AS REQUIRED | 1
18457 | CONNECTOR,BUSBAR | 50 MM TUBE TO FLAT PALM;50 MM X 50 MM HOLE CENTRES;COPPER;PACK OF 1; | PLP AUST | PREFORMED LINE PRODUCTS (AUST) | D-BT50-50 | CURRENT | 1
18458 | CONNECTOR,BUSBAR | PALM TO CABLE;240 SQ MM TO 400 SQ MM CABLE,UNDRILLED;COPPER;PACK OF 1; | PLP AUST | PREFORMED LINE PRODUCTS (AUST) | D-TL5U | CURRENT | 1
18459 | CLAMP,TERMINAL,ELECTRICAL CONNECTOR | INSULATION PIERCING;2 PIECE EXTRUDED ALUMINIUM ALLOY,GDE 1350 - F;100 MM LG; 44 MM OD;C/W 4 SHEAR BOLTS;FOR CONNECTION TO 11 KV CCT (SC 16010);U/W | DULMISON | DULMISON (AUST) PTY LTD | CCIPC11120 | CURRENT | 1
18460 | MODIFICATION KIT | Streetlight Terminal Panel UMS, Red PVC Cable 6mm2 x 250mm, Grn/Ylw PVC Cable 6mm2 x 80mm, CB 16A C-Curve 6kA, Rail Mount Term Block, 35mm2 Max.Cable, 3-Way | FLOWLINE | FLOWLINE INDUSTRIES PTY LTD | ESQ074 | CURRENT | 1
18461 | JOINT,ELECTRICAL POWER CABLE | 11 KV;STANDARD MIRP JOINT KIT;FOR UP TO 300 SQ MM TO 300 SQ MM SCREENED PLY CABLE INCLUDING B & H HVBRM225PUTC CONNECTORS;PACK OF 1,PACK SIZE 350 X | SICAME | SICAME AUSTRALIA PTY LTD | WTH52462-68 | CURRENT | 1
18461 | JOINT,ELECTRICAL POWER CABLE | 11 KV;STANDARD MIRP JOINT KIT;FOR UP TO 300 SQ MM TO 300 SQ MM SCREENED PLY CABLE INCLUDING B & H HVBRM225PUTC CONNECTORS;PACK OF 1,PACK SIZE 350 X | SICAME | SICAME AUSTRALIA PTY LTD | MIRP-18461 | CURRENT | 2
18461 | JOINT,ELECTRICAL POWER CABLE | 11 KV;STANDARD MIRP JOINT KIT;FOR UP TO 300 SQ MM TO 300 SQ MM SCREENED PLY CABLE INCLUDING B & H HVBRM225PUTC CONNECTORS;PACK OF 1,PACK SIZE 350 X | ALSTOM | ALSTOM GRID AUSTRALIA LIMITED | 8AE5500-060 | CURRENT | 2
18462 | TERMINATION,ELECTRICAL POWER CABLE | 11 KV;TERMINATION KIT;95 SQ MM TO 185 SQ MM PLY NON-ARMOURED CABLE; | ALSTOM | ALSTOM GRID AUSTRALIA LIMITED | 52404-20 | CURRENT | 1
18464 | CABLE,POWER,ELECTRICAL | 33 KV;95 SQ MM;SINGLE CORE COPPER CONDUCTOR;XLPE INSULATED;HVY DUTY COPPER WIRE SCREEN;PVC INNER LAYER SHEATH & HDPE OUTER LAYER SHEATH;AS1429; | OLEX | OLEX AUSTRALIA PTY LTD | XNHP22AA001CXAA | PURCHASE AS REQUIRED | 1
18465 | BRACKET,ANGLE | GALV;480 LG OVERALL LGTH;420 FLAT LGTH; 41 MM W;PACK OF 10,PACK WEIGHT 9.80 KG; | EZYSTRUT | EZYSTRUT CABLE & PIPE SUPPORTS | E2452H | CURRENT | 1
18466 | BRACKET,ANGLE | GALV; BASE PLATE; 150 MM X 150 MM;C/W 4 HOLES 14 MM DIA;PACK OF 12,PACK WEIGHT 6.35 KG; | EZYSTRUT | EZYSTRUT CABLE & PIPE SUPPORTS | E2072AH | CURRENT | 1
18468 | DISPENSER,HAND CLEANER | VARIO TYPE;WALL MTG;U/W STOCKHAUSEN PRODUCTS,STOCK CODES 16138,16139 & 16140;PACK OF 6,PACK WEIGHT 3.0 KG; | ATOMSUPP | ATOM SUPPLY | HVY2LDP | CURRENT | 2
18468 | DISPENSER,HAND CLEANER | VARIO TYPE;WALL MTG;U/W STOCKHAUSEN PRODUCTS,STOCK CODES 16138,16139 & 16140;PACK OF 6,PACK WEIGHT 3.0 KG; | ATOMSUPP | ATOM SUPPLY | 9012022 | CURRENT | 1
18468 | DISPENSER,HAND CLEANER | VARIO TYPE;WALL MTG;U/W STOCKHAUSEN PRODUCTS,STOCK CODES 16138,16139 & 16140;PACK OF 6,PACK WEIGHT 3.0 KG; | ATOMSUPP | ATOM SUPPLY | 110590 | CURRENT | 2
18469 | BRACKET,ANGLE | CHANNEL CLIP;GALV;57 MM X 41 MM;C/W 2 HOLES 14 MM DIA;90 DEG ANGLE; PACK OF 25,PACK WEIGHT 4.25 KG; | EZYSTRUT | EZYSTRUT CABLE & PIPE SUPPORTS | E1068H | CURRENT | 1
18470 | SHIELD,EXPANSION | STAINLESS STEEL TRUBOLT;12 MM HOLE DIA; M12 X 80 MM LG;EMBEDMENT DEPTH 60 MM; | STATEWD | STATEWIDE FSTNERS & ENG SPLS PL | RT12080SS | CURRENT | 1
18471 | LINK,INSULATING | FOR 33 KV AIR BREAK SWITCH DOWNROD;JOINS 32 NB GALV STEEL PIPE;C/W 2 X 60 MM M12 S/STEEL BOLTS & NYLOC NUTS;PACK OF 50, PALLET WEIGHT 36 KG; | HAYMAN | HAYMANS INDUSTRIES PTY LTD | 18471 | CURRENT | 1
18471 | LINK,INSULATING | FOR 33 KV AIR BREAK SWITCH DOWNROD;JOINS 32 NB GALV STEEL PIPE;C/W 2 X 60 MM M12 S/STEEL BOLTS & NYLOC NUTS;PACK OF 50, PALLET WEIGHT 36 KG; | GLOBAL | GLOBAL MANUFACTURING GROUP | ENERGEX-15169-A1 | CURRENT | 2
18472 | AMMETER | SCALED 0-500 AMP;U/W 400/5 AMP CT;TYPE 244-01AG ES1MA;AMMETER RESISTANCE 42 OHM ;96 SQ MM;QUADRANT SCALE;U/W INSTRUMENTATION MODULE WITH F/S OUTPUT | CROMPTON | CROMPTON INSTRUMENTS (AUST) PTY LTD | 244-01AG ES1MA RESIST 42 OHM | CURRENT | 1
18473 | AMMETER | SCALED 0-750 AMP;U/W 600/5 AMP CT;TYPE 244-01AG ES1MA;AMMETER RESISTANCE 42 OHM ;96 SQ MM;QUADRANT SCALE;U/W INSTRUMENTATION MODULE WITH F/S OUTPUT | CROMPTON | CROMPTON INSTRUMENTS (AUST) PTY LTD | 244-01AG ES1MA RESIST 42 OHM | PHASING | 1
18474 | AMMETER | SCALED 0-1000 AMP;U/W 800/5 AMP CT;TYPE 244-01AG ES1MA;AMMETER RESISTANCE 42 OHM ;96 SQ MM;QUADRANT SCALE;U/W INSTRUMENTATION MODULE WITH F/S OUTPUT | CROMPTON | CROMPTON INSTRUMENTS (AUST) PTY LTD | 244-01AG ES1MA RESIST 42 OHM | STRATEGIC SPARE | 1
18476 | FRAME,MOUNTING | SUPPORT;STEEL;GALV HOT DIPPED;FOR WALL MTG SHELF TYPE 2;1000 MM LG;REFER ENERGEX DWG LOSTD-ST004-01; | ENERGEX | ENERGEX | SUPPORT FRAME | PURCHASE AS REQUIRED | 1
18477 | LINK,ELECTRICAL BRIDGING. | 2 WAY BRIDGING LINK;FOR 18 MM THK TERMINAL BLOCK (UTILUX H2607) U/W STOCK CODE 04733;SUPPLIED IN BAGS OF 10 (STRIPS); | UTILUX |  | H2631-10/100 | PHASING | 1
18489 | ADAPTOR | PLATE;STEEL;GALV HOT DIPPED;FOR 11/33 KV INSULATORS TYPE 9;DIEMENSION X = 50 MM; REFER ENERGEX DWG LOSTD-ST015-03; PACK OF 1; | HAYMAN | HAYMANS INDUSTRIES PTY LTD | 18489 | CURRENT | 1
18489 | ADAPTOR | PLATE;STEEL;GALV HOT DIPPED;FOR 11/33 KV INSULATORS TYPE 9;DIEMENSION X = 50 MM; REFER ENERGEX DWG LOSTD-ST015-03; PACK OF 1; | LIVINGST | LIVINGSTONE ENGINEERING | 18489 | CURRENT | 2
18492 | ADAPTOR | PLATE;STEEL;GALV HOT DIPPED;FOR 110/132 KV COOPER OR BOWTHORPE SURGE ARRESTORS; DIEMENSION X = 185 MM;REFER ENERGEX DWG LOSTD-ST015-06;PACK OF 1; | LIVINGST | LIVINGSTONE ENGINEERING | 18492 | PURCHASE AS REQUIRED | 1
18493 | FRAME,MOUNTING | SUPPORT;STEEL;GALV HOT DIPPED;FOR 110/132 KV SEALING END;1 PH;WITH STRAIN- OFF ATTACHMENT;DIEMENSION X = 3500 MM; REFER ENERGEX DWG LOSTD-ST016-01; | ENERGEX | ENERGEX | FRAME SUPPORT | PURCHASE AS REQUIRED | 1
18494 | FRAME,MOUNTING | SUPPORT;STEEL;GALV HOT DIPPED;FOR 11 KV SF6 RING MAIN SWITCHGEAR;630 AMP FLUOKIT ;REFER ENERGEX DWG LOSTD-ST018-01; | ENERGEX | ENERGEX | FRAME SUPPORT | PURCHASE AS REQUIRED | 1
18495 | FRAME,MOUNTING | SUPPORT;STEEL;GALV,HOT DIPPED FOR 33 KV INSULATORS & 33 KV 2 PH VT;REFER ENERGEX DWG LOSTD-ST019-01; | ENERGEX | ENERGEX | FRAME SUPPORT | PURCHASE AS REQUIRED | 1
18496 | FRAME,MOUNTING | SUPPORT;STEEL;GALV HOT DIPPED;FOR LIGHTING STANDARD 250 MM FIXING CENTRES; M16 BOLT SIZE;REFER ENERGEX DWG LOSTD- ST020-01; | ENERGEX | ENERGEX | FRAME SUPPORT | PURCHASE AS REQUIRED | 1
18497 | FRAME,MOUNTING | SUPPORT;STEEL;GALV HOT DIPPED;FOR LIGHTING STANDARD 250 MM FIXING CENTRES; TO SUIT 500 W HALOGEN FLOOD- LIGHTS; REFER ENERGEX DWG LOSTD-ST020-02; | ENERGEX | ENERGEX | FRAME SUPPORT | CURRENT | 1
18498 | FRAME,MOUNTING | SUPPORT;STEEL;GALV HOT DIPPED;FOR 11 KV SHUNT CAPACITOR BANK 1800 KVAR;POLE MTG; REFER ENERGEX DWG LOSTD-ST022-01; | ENERGEX | ENERGEX | FRAME SUPPORT | PURCHASE AS REQUIRED | 1
18499 | FRAME,MOUNTING | SUPPORT;STEEL;GALV HOT DIPPED;FOR 11 KV SUBSTATION SHUNT CAPICATOR BANK;600-1200 KVAR;POLE MTG;REFER ENERGEX DWG LOSTD- ST022-02; | ENERGEX | ENERGEX | FRAME SUPPORT | PURCHASE AS REQUIRED | 1
18500 | FRAME,MOUNTING | SUPPORT;STEEL;GALV HOT DIPPED;FOR 33 KV INSULATORS & HEATSHRINK TERMINATIONS; 3 PHASE;DIEMENSION X = 2918 MM;REFER ENERGEX DWG LOSTD-ST023-01; | ENERGEX | ENERGEX | FRAME SUPPORT | PURCHASE AS REQUIRED | 1
18501 | FRAME,MOUNTING | SUPPORT;STEEL;GALV HOT DIPPED;FOR 33 KV INSULATOR & HEATSHRINK TERMINATION;1 PH; TYPE 1;DIEMENSION X = 3860 MM;REFER ENERGEX DWG LOSTD-ST023-02; | ENERGEX | ENERGEX | FRAME SUPPORT | PURCHASE AS REQUIRED | 1
18502 | FRAME,MOUNTING | SUPPORT;STEEL;GALV HOT DIPPED;FOR 33 KV INSULATORS & HEATSHRINK TERMINATION;3 PH ;DIEMENSION X = 3760 MM;REFER ENERGEX DWG LOSTD-ST023-02; | ENERGEX | ENERGEX | FRAME SUPPORT | PURCHASE AS REQUIRED | 1
18503 | FRAME,MOUNTING | SUPPORT;STEEL;GALV HOT DIPPED;FOR 33 KV INSULATORS & HEATSHRINK TERMINATION; 3 X 1 PH;DIEMENSION X = 3760 MM;REFER ENERGEX DWG LOSTD-ST023-05; | ENERGEX | ENERGEX | FRAME SUPPORT | PURCHASE AS REQUIRED | 1
18504 | FRAME,MOUNTING | SUPPORT;STEEL;GALV HOT DIPPED;FOR 33 KV HEATSHRINK CABLE SEALING ENDS, TERMINATION,SURGE ARRESTORS & INSULATORS DIEMENSION X = 2918 MM;REFER ENERGEX | ENERGEX | ENERGEX | FRAME SUPPORT | PURCHASE AS REQUIRED | 1
18505 | FRAME,MOUNTING | SUPPORT;STEEL;GALV HOT DIPPED;FOR 33 KV DOUBLE HEATSHRINK TERMINATION & INSULATORS;DIEMENSION X = NOT SPECIFIED; REFER ENERGEX DWG LOSTD-ST026-02; | ENERGEX | ENERGEX | FRAME SUPPORT | PURCHASE AS REQUIRED | 1
18506 | FRAME,MOUNTING | SUPPORT;STEEL;GALV HOT DIPPED;FOR 33 KV INSULATORS;3 X 1 PH;TYPE 1;DIEMENSION X = 2728 MM;REFER ENERGEX DWG LOSTD- ST028-01; | ENERGEX | ENERGEX | FRAME SUPPORT | PURCHASE AS REQUIRED | 1
18507 | FRAME,MOUNTING | SUPPORT;STEEL;GALV HOT DIPPED;FOR 33 KV INSULATORS;3 X 1 PH;TYPE 2; 2 PIECE CONSTRUCTION; 1 X 2400 MM LG STEEL XARM; REFER ENERGEX DWG LOSTD-ST028-01; | ENERGEX | ENERGEX | FRAME SUPPORT | PURCHASE AS REQUIRED | 1
18512 | FRAME,MOUNTING | SUPPORT;STEEL;GALV HOT DIPPED;FOR 33 KV INSULATOR;1 PH;TYPE 3;TO SUIT 4300 MM H ALUMINIUM BUSBAR;DIMENSION X = 2629 MM; REFER ENERGEX DWG LOSTD-ST028-04; | ENERGEX | ENERGEX | FRAME SUPPORT | PURCHASE AS REQUIRED | 1
18513 | FRAME,MOUNTING | SUPPORT;STEEL;GALV HOT DIPPED;FOR 33 KV INSULATORS;1 PH;TYPE 4;TO SUIT 4300 MM H ALUMINIUM BUSBAR;DIMENSION X = 3729 MM; REFER ENERGEX DWG LOSTD-ST028-04; | ENERGEX | ENERGEX | FRAME SUPPORT | PURCHASE AS REQUIRED | 1
18514 | SHEET,METAL | STEEL;16 G ZINC SEAL SHEET;FOR TRANSFORMER DISCONNECTOR ENCLOSURE COVER;BUND WALL MTG;REFER ENERGEX DWG LOSTD-ST030-01; | ENERGEX | ENERGEX | SEAL SHEETING | PURCHASE AS REQUIRED | 1
18515 | FRAME,MOUNTING | SUPPORT;STEEL;GALV HOT DIPPED;FOR TRANSFORMER COMPOUND SWITCHBOARD; REFER ENERGEX DWG LOSTD-ST031-02; PACK OF 5,PALLET OF 5,PACK WEIGHT 120 KG | HAYMAN | HAYMANS INDUSTRIES PTY LTD | 18515 | PURCHASE AS REQUIRED | 1
18515 | FRAME,MOUNTING | SUPPORT;STEEL;GALV HOT DIPPED;FOR TRANSFORMER COMPOUND SWITCHBOARD; REFER ENERGEX DWG LOSTD-ST031-02; PACK OF 5,PALLET OF 5,PACK WEIGHT 120 KG | GLOBAL | GLOBAL MANUFACTURING GROUP | ENERGEX-LOSTD-ST031-02 | PURCHASE AS REQUIRED | 2
18516 | FRAME,MOUNTING | SUPPORT;STEEL;GALV HOT DIPPED;FOR 33 KV SURGE ARRESTOR MTG;3 X 1 PH;MTG ON EXISTING SEALING END STRUCTURE;REFER ENERGEX DWG LOSTD-ST032-01; | ENERGEX | ENERGEX | FRAME SUPPORT | PURCHASE AS REQUIRED | 1
18517 | FRAME,MOUNTING | SUPPORT;STEEL;GALV HOT DIPPED;FOR 33 KV 3 PHASE DISCONNECTOR;MANUAL TYPE; DIMESION X = NOT SPECIFIED;REFER ENERGEX DWG LOSTD-ST033-01; | ENERGEX | ENERGEX | FRAME SUPPORT | PURCHASE AS REQUIRED | 1
18518 | FRAME,MOUNTING | SUPPORT;STEEL;GALV HOT DIPPED;FOR 33 KV 3 PHASE DISCONNECTOR;MANUAL TYPE;WITH SURGE ARRESTORS & STRAIN-OFF ATTACHMENT; DIMESION X = NOT SPECIFIED;REFER ENERGEX | ENERGEX | ENERGEX | FRAME SUPPORT | PURCHASE AS REQUIRED | 1
18519 | FRAME,MOUNTING | SUPPORT;STEEL;GALV HOT DIPPED;FOR 33 KV 3 PHASE DISCONNECTOR;MANUAL TYPE;WITH SURGE ARRESTORS;OPPOSITE STRAIN-OFF ATTACHMENT;DIMENSION X = NOT SPECIFIED; | ENERGEX | ENERGEX | FRAME SUPPORT | PURCHASE AS REQUIRED | 1
18520 | FRAME,MOUNTING | SUPPORT;STEEL;GALV HOT DIPPED;FOR 11 KV HEATSHRINK SEALING ENDS & INSULATORS; TYPE 1;FOR 3200 MM BUSBARS;DIMESION X = 2828 MM;REFER ENERGEX DWG LOSTD-ST034-01 | ENERGEX | ENERGEX | FRAME SUPPORT | PURCHASE AS REQUIRED | 1
18521 | FRAME,MOUNTING | SUPPORT;STEEL;GALV HOT DIPPED;FOR 11 KV HEATSHRINK SEALING ENDS & INSULATORS; TYPE 2;FOR 4300 MM BUSBARS;DIMESION X = 3928 MM;REFER ENERGEX DWG LOSTD-ST034-01 | ENERGEX | ENERGEX | FRAME SUPPORT | PURCHASE AS REQUIRED | 1
18522 | FRAME,MOUNTING | SUPPORT;STEEL;GALV HOT DIPPED;FOR 33 KV PORCELAIN TYPE SEALING ENDS;DIMENSION X = 2440 MM;REFER ENERGEX DWG LOSTD- ST035-01; | ENERGEX | ENERGEX | FRAME SUPPORT | PURCHASE AS REQUIRED | 1
18523 | FRAME,MOUNTING | Support, Steel, Galv Hot Dipped, for 11/33kV Station & Voltage Transformer, Dimension X = 2300mm, refer Energex Dwg LOSTD-ST036-01-AMT F | ENERGEX | ENERGEX | FRAME SUPPORT | STRATEGIC SPARE | 1
18525 | FRAME,MOUNTING | SUPPORT;STEEL;GALV HOT DIPPED;FOR 33 KV; 3 X 1 PH DISCONNECTOR;DIMENSION X = NOT SPECIFIED;REFER ENERGEX DWG LOSTD- ST049-01; | ENERGEX | ENERGEX | DRAME SUPPORT | PURCHASE AS REQUIRED | 1
18526 | FRAME,MOUNTING | SUPPORT;STEEL;GALV HOT DIPPED;FOR CONTROL CUBICLE;1800 MM H;UNIVERSAL MTG FOR MARSHALLING/AUX BOXES;C/W BAG ATTACHED TO EACH BRACKET,CONTAINING 8 X | HAYMAN | HAYMANS INDUSTRIES PTY LTD | 18526 | CURRENT | 1
18526 | FRAME,MOUNTING | SUPPORT;STEEL;GALV HOT DIPPED;FOR CONTROL CUBICLE;1800 MM H;UNIVERSAL MTG FOR MARSHALLING/AUX BOXES;C/W BAG ATTACHED TO EACH BRACKET,CONTAINING 8 X | GLOBAL | GLOBAL MANUFACTURING GROUP | ENERGEX-LOSTD-ST017-02 AMT D | CURRENT | 2
18529 | ADAPTOR | PLATE;STEEL;GALV ;TYPE 1;DIM X = 140 MM;C/W M 12 BOLTS/FLAT & SPRING WASHERS IN INDIVIDUAL KITS;REFER ENERGEX DWG LOSTD-ST015-03; | HAYMAN | HAYMANS INDUSTRIES PTY LTD | 18529 | CURRENT | 1
18529 | ADAPTOR | PLATE;STEEL;GALV ;TYPE 1;DIM X = 140 MM;C/W M 12 BOLTS/FLAT & SPRING WASHERS IN INDIVIDUAL KITS;REFER ENERGEX DWG LOSTD-ST015-03; | GLOBAL | GLOBAL MANUFACTURING GROUP | ENERGEX-LOSTD ST015-03-18529 | CURRENT | 2
18530 | FRAME,MOUNTING | SUPPORT;STEEL;GALV HOT DIPPED;FOR WALL MTG SHELF;TYPE 3;1400 MM LG;REFER ENERGEX DWG LOSTD-ST004-01; | ENERGEX | ENERGEX | FRAME SUPPORT | PURCHASE AS REQUIRED | 1
18538 | RELAY,PROTECTION | FW R112, Distance, 110VDC Logic 6/8 I/O, 125/250VDC Pwr, 5A, 110VAC Input, 2U Horiz Rack, Std Protocols | SEL | SCHWEITZER ENGINEERING LABORATORIES INC. | 0311C00H24253X1 | PHASING | 1
18539 | BRACKET,CANTILEVER | STEEL;GALV HOT DIPPED;470 MM LG; PACK OF 1,PACK WEIGHT 3.0 KG; | EZYSTRUT | EZYSTRUT CABLE & PIPE SUPPORTS | CB4-470H | CURRENT | 1
18540 | BRACKET,CANTILEVER | STEEL;GALV HOT DIPPED;780 MM LG; PACK OF 1,PACK WEIGHT 3 KG. | BURNDY | BURNDY CABLE SUPPORT SYSTEMS | CLB780 | CURRENT | 1
18540 | BRACKET,CANTILEVER | STEEL;GALV HOT DIPPED;780 MM LG; PACK OF 1,PACK WEIGHT 3 KG. | EZYSTRUT | EZYSTRUT CABLE & PIPE SUPPORTS | CB4780H | CURRENT | 1
18540 | BRACKET,CANTILEVER | STEEL;GALV HOT DIPPED;780 MM LG; PACK OF 1,PACK WEIGHT 3 KG. | UNISTRUT | UNISTRUT AUSTRALIA (MANUFACTURER) | UNSPCL600 | CURRENT | 2
18541 | BRACKET,CANTILEVER | STEEL;GALV HOT DIPPED;635 MM LG; PACK OF 1,PACK WEIGHT 3.44 KG; | EZYSTRUT | EZYSTRUT CABLE & PIPE SUPPORTS | CB4-635H | CURRENT | 1
18542 | PLATE,MOUNTING | Flat Plate Fitting, 1 Hole, M12 Bolt Size, 40mm2, 6mm Thk, Galv Steel, Pack of 50 | EZYSTRUT | EZYSTRUT CABLE & PIPE SUPPORTS | E1064H | CURRENT | 1
18543 | MODEM,FIBRE OPTIC | RS232 TO DUAL FIBRE OPTIC INTERFACE;C/W RAIL MTG ENCLOSURE;24 V DC SUPPLY;U/W SACS EQUIP; | DIGILIN |  | 9926 | CURRENT | 1
18544 | MODEM,FIBRE OPTIC | RS232 TO QUAD FIBRE OPTIC INTERFACE;C/W RAIL MTG ENCLOSURE;24 V DC SUPPLY;U/W SACS EQUIP; | DIGILIN |  | 8 | CURRENT | 1
18545 | MODEM,FIBRE OPTIC | RS485 TO FIBRE OPTIC INTERFACE;C/W ONBOARD POWER SUPPLY & RAIL MTG ENCLOSURE;30-130 V AC/DC INPUT;24 V DC OUTPUT;U/W SACS EQUIPMENT; | DIGILIN |  | PCB 4021B | CURRENT | 1
18546 | FLOODLIGHT,ELECTRIC | 500 W;TUNGSTEN HALOGEN;DIE CAST ALUMINIUM BODY;C/W MTG BRACKET; | GERARD | GERARD PROFESSIONAL SOLUTIONS PL | FMH500 | PHASING | 1
18547 | BOLT,MACHINE | M16 x 100mm, Hex, S/Steel Gde 316 Bolt c/w S/Steel Gde 304 Hex Nut, Aust Std | STATEWD | STATEWIDE FSTNERS & ENG SPLS PL | HBNS4M16100 | CURRENT | 2
18547 | BOLT,MACHINE | M16 x 100mm, Hex, S/Steel Gde 316 Bolt c/w S/Steel Gde 304 Hex Nut, Aust Std | HOBSON | HOBSON ENGINEERING CO PTY LTD 393904 | XEKBH16XCM160100 | CURRENT | 1
18548 | CONNECTOR,BUSBAR | STRAIGHT CONNECTOR; FLAT PALM TO 150-240 SQ MM CABLE; ALUMINIUM; PACK OF 1; | PLP AUST | PREFORMED LINE PRODUCTS (AUST) | D-ATL4187 | CURRENT | 1
18549 | RELAY,ELECTROMAGNETIC | ABB TYPE RXSF1;RK271018-AD;24 V DC COIL; 3 NO CONTACTS;HR FLAG;DUAL RELAY;PLUG-IN ONE SEAT BASE;FOR USE ON 32 V CIRCUITS WITH RESISTOR,STOCK CODE 13597; | ABB | ABB FAN PTY LTD | RXSF1 RK271018-AD | CURRENT | 1
18550 | RELAY,ELECTROMAGNETIC | ABB TYPE RXSF1;RK271019-AD;24 V DC COIL; 1 NO,2 NC CONTACTS;SELF R FLAGS;DUAL RELAY;NO VOLT RELAY;PLUG-IN ON SEAT BASE ;FOR USE ON 32 V CIRCUITS WITH RESISTOR, | ABB | ABB FAN PTY LTD | RXSF1 RK271019-AD | MAINTENANCE STOCK | 1
18551 | POWER SUPPLY | 85-132 V DC;170-264 V AC INPUT;24 V DC 2.1 AMP OUTPUT;PLASTIC HOUSING;DIN RAIL SURFACE MTG; | ALSTOM | ALSTOM GRID AUSTRALIA LIMITED | PS5R-VD24 | CURRENT | 2
18551 | POWER SUPPLY | 85-132 V DC;170-264 V AC INPUT;24 V DC 2.1 AMP OUTPUT;PLASTIC HOUSING;DIN RAIL SURFACE MTG; | IPD | IPD GROUP LIMITED | PS5R-VD24 | CURRENT | 1
18553 | SWITCH FUSE GEAR | 12 KV;3 PHASE;20 KA FOR 3 SEC;400 AMP SWITCH;630 AMP BUSBAR;2 BUSBAR CABLE BOXES;SUITABLE FOR 3 CORE 300 SQ MM CABLE;TYPE SD; | ABB | ABB FAN PTY LTD | SD | PURCHASE AS REQUIRED | 1
18554 | RACK,CABLE | CROSS;300 MM INNER RADIUS;300 MM W; SUIT NEMA 12B;PACK OF 1,PACK WEIGHT 7 KG; | EZYSTRUT | EZYSTRUT CABLE & PIPE SUPPORTS | N1C3003H | PURCHASE AS REQUIRED | 1
18555 | RACK,CABLE | EXTERNAL RISER;300 MM INNER RADIUS; 300 MM W;SUIT NEMA 12B;PACK OF 1, PACK WEIGHT 2.4 KG; | EZYSTRUT | EZYSTRUT CABLE & PIPE SUPPORTS | N1ER3003H | CURRENT | 1
18556 | RACK,CABLE | INTERNAL RISER;300 MM INNER RADIUS; 300 MM W;SUIT NEMA 12B;PACK OF 1,PACK WEIGHT 2.4 KG; | EZYSTRUT | EZYSTRUT CABLE & PIPE SUPPORTS | N1IR3003H | CURRENT | 1
18557 | RACK,CABLE | FLAT BEND,90 DEG;300 MM INNER RADIUS; 300 MM W;SUIT NEMA 12B;PACK OF 1,PACK WEIGHT 3.7 KG; | EZYSTRUT | EZYSTRUT CABLE & PIPE SUPPORTS | N1B3003H | CURRENT | 1
18558 | RACK,CABLE | TEE;300 MM INNER RADIUS;300 MM W;SUIT NEMA 12B;PACK OF 1,PACK WEIGHT 5.5 KG; | EZYSTRUT | EZYSTRUT CABLE & PIPE SUPPORTS | N1T3003H | CURRENT | 1
18559 | SETSCREW | SPLICE SCREW;SUIT NEMA 12B;BOX OF 100, PACK WEIGHT 1.20 KG; | EZYSTRUT | EZYSTRUT CABLE & PIPE SUPPORTS | HS825H | CURRENT | 1
18561 | SWITCH,ROTARY | 660 V AC;20 AMP NOM;2 POLE DT,3 POSN; OLTC RAISE/OFF/LOWER;PACK OF 1; | KRAUSNMR | KRAUS & NAIMER (MANUFACTURER) | CA20BA715-E/PRL | PURCHASE AS REQUIRED | 1
18562 | CONNECTOR,BUSBAR | PALM TO CABLE;150 SQ MM TO 300 SQ MM CABLE,PALM 105 MM LONG,50 MM WIDE,12 MM THICK, UNDRILLED, ALUMINIUM; | PENTA | PENTA AUST (TMAC THEW & MCCANN/HYLEC) | PA22873 | CURRENT | 1
18562 | CONNECTOR,BUSBAR | PALM TO CABLE;150 SQ MM TO 300 SQ MM CABLE,PALM 105 MM LONG,50 MM WIDE,12 MM THICK, UNDRILLED, ALUMINIUM; | HYLEC | HYLEC PTY LTD | AHCTL19-T4 | CURRENT | 2
18563 | INSULATION SLEEVING,ELECTRICAL | CABLE REPAIR SLEEVE;WITH ADHESIVE COATING;DIAMETER RANGE 143 MM TO 36 MM; 1500 MM LG; | LEGEND | LEGEND POWER SYSTEMS | ZT136/30-1500 | CURRENT | 2
18563 | INSULATION SLEEVING,ELECTRICAL | CABLE REPAIR SLEEVE;WITH ADHESIVE COATING;DIAMETER RANGE 143 MM TO 36 MM; 1500 MM LG; | TECONN | TE CONNECTIVITY LTD | CRSM-143/36-1500/239(S1) | CURRENT | 1
18564 | INSULATION SLEEVING,ELECTRICAL | CABLE REPAIR SLEEVE;WITH ADHESIVE COATING;DIAMETER RANGE 198 MM TO 55 MM; 1500 MM LG; | TECONN | TE CONNECTIVITY LTD | CRSM-198/55-1500/239(B5) | CURRENT | 1
18565 | INSULATION SLEEVING,ELECTRICAL | CABLE REPAIR SLEEVE;WITH ADHESIVE COATING;DIAMETER RANGE 250 MM TO 98 MM; 1500 MM LG;ZIP UP STYLE;PACK OF 1; | TECONN | TE CONNECTIVITY LTD | CRSM-250/98-1500/239(S1) | CURRENT | 1
18565 | INSULATION SLEEVING,ELECTRICAL | CABLE REPAIR SLEEVE;WITH ADHESIVE COATING;DIAMETER RANGE 250 MM TO 98 MM; 1500 MM LG;ZIP UP STYLE;PACK OF 1; | LEGEND | LEGEND POWER SYSTEMS | ZT260/75-1500 | CURRENT | 2
18566 | INSULATION SLEEVING,ELECTRICAL | RE-INFORCED CABLE REPAIR SLEEVE;WITH ADHESIVE COATING;DIAMETER RANGE 205 MM TO 65 MM;1500 MM LG;REFER SC16641 FOR REPLACEMENT; | RAYCHEM | RAYCHEM (AUSTRALIA) PTY LTD | KL-RFSM-205/65-1500/123 | PHASING | 1
18567 | INSULATION SLEEVING,ELECTRICAL | MEDIUM WALL INSULATING TUBING,WITH ADHESIVE COATING;DIAMETER RANGE 50 MM TO 16 MM;1200 MM LG;PACK OF 10; | LEGEND | LEGEND POWER SYSTEMS | SMDW56/17TK | CURRENT | 2
18567 | INSULATION SLEEVING,ELECTRICAL | MEDIUM WALL INSULATING TUBING,WITH ADHESIVE COATING;DIAMETER RANGE 50 MM TO 16 MM;1200 MM LG;PACK OF 10; | TECONN | TE CONNECTIVITY LTD | MWTM-50/16-1200/S(S10) | CURRENT | 1
18568 | INSULATION SLEEVING,ELECTRICAL | MEDIUM WALL INSULATING TUBING,WITH ADHESIVE COATING;DIAMETER RANGE 63 MM TO 19 MM;1200 MM LG;PACK OF 10; | LEGEND | LEGEND POWER SYSTEMS | SMDW65/19TK | CURRENT | 2
18568 | INSULATION SLEEVING,ELECTRICAL | MEDIUM WALL INSULATING TUBING,WITH ADHESIVE COATING;DIAMETER RANGE 63 MM TO 19 MM;1200 MM LG;PACK OF 10; | TECONN | TE CONNECTIVITY LTD | MWTM-63/19-1200/S(S10) | CURRENT | 1
18569 | INSULATION SLEEVING,ELECTRICAL | HEAVY WALL INSULATING SLEEVE,WITH ADHESIVE COATING;DIAMETER RANGE 130 MM TO 36 MM;1200 MM LG;PACK OF 5; | LEGEND | LEGEND POWER SYSTEMS | STDW130-36PA | CURRENT | 2
18569 | INSULATION SLEEVING,ELECTRICAL | HEAVY WALL INSULATING SLEEVE,WITH ADHESIVE COATING;DIAMETER RANGE 130 MM TO 36 MM;1200 MM LG;PACK OF 5; | TECONN | TE CONNECTIVITY LTD | WCSM-130/35-1200/S(S5) | CURRENT | 1
18570 | INSULATION SLEEVE,ELEC,BRANCHED | SML 3 FINGER CABLE BREAKOUT;WITH INTERNAL ADHESIVE;PACK OF 5; | SICAME | SICAME AUSTRALIA PTY LTD | LVH3B60/22-C | CURRENT | 1
18571 | INSULATION SLEEVE,ELEC,BRANCHED | LG 3 FINGER CABLE BREAKOUT;WITH INTERNAL ADHESIVE;PACK OF 5; | TECONN | TE CONNECTIVITY LTD | 402W439/S(S5) | CURRENT | 1
18572 | CORD,ELECTRICAL | 300 MM LG;TERMINATED AT EACH END WITH 9 PIN MALE CONNECTORS;FOR CONNECTION BETWEEN ADAM CONVERTER TO SEL RELAYS; USED FOR PROTECTION REMOTE COMMUNICATION | MILSPEC | MIL-SPEC AUSTRALIA (MSA) | CA446(PROT RELAY CABLE 300 MM) | PURCHASE AS REQUIRED | 1
18573 | TRANSFORMER,POWER,FIXED | 240 V PRIMARY;32 V SECONDARY,60 VA; ENCLOSED WITH CONDUIT ENTRY;FOR USE WITH FROG PROTECTION; | GAYRAD | JJ ELECTRICAL MANUFACTURING T/A GAYRAD | TE60/240032 | PURCHASE AS REQUIRED | 1
18574 | BRACKET,MOUNTING | ELECTRICAL;WEIDMULLER MOUNTING BRACKET PACK OF 100; | HAYMANS | HAYMANS ELECTRICAL | KLI0334900000 | CURRENT | 1
18575 | TERMINATION,ELECTRICAL POWER CABLE | 11 KV;OUTDOOR KIT;SINGLE PHASE;FOR 35 TO 70 SQ MM ALUMINIUM CONDUCTOR,SCREENED, XLPE SINGLE CORE (INC HVABC); | RAYCHEM | RAYCHEM (AUSTRALIA) PTY LTD | OXSU-F3121 | STRATEGIC SPARE | 1
18579 | EARTHING EQUIPMENT | PORTABLE;11 KV - 33 KV;OVERHEAD MAINS EARTH SET 35 MM PHASE CABLES (2.6 M), 25 MM TAILS (6 & 16 M);C/W CLP520S PHASE CLAMPS WITH SHOTGUN RINGS & HANGER BAR | PENTA | PENTA AUST (TMAC THEW & MCCANN/HYLEC) | PA12831 | CURRENT | 1
18579 | EARTHING EQUIPMENT | PORTABLE;11 KV - 33 KV;OVERHEAD MAINS EARTH SET 35 MM PHASE CABLES (2.6 M), 25 MM TAILS (6 & 16 M);C/W CLP520S PHASE CLAMPS WITH SHOTGUN RINGS & HANGER BAR | HAYMANS | HAYMANS ELECTRICAL | T&MTSOH3B2.6A6/16STZ | CURRENT | 2
18579 | EARTHING EQUIPMENT | PORTABLE;11 KV - 33 KV;OVERHEAD MAINS EARTH SET 35 MM PHASE CABLES (2.6 M), 25 MM TAILS (6 & 16 M);C/W CLP520S PHASE CLAMPS WITH SHOTGUN RINGS & HANGER BAR | THEWMCAN | TMAC THEW & MCCANN GROUP | TS0H3B2.6A6/16STZ | CURRENT | 2
18579 | EARTHING EQUIPMENT | PORTABLE;11 KV - 33 KV;OVERHEAD MAINS EARTH SET 35 MM PHASE CABLES (2.6 M), 25 MM TAILS (6 & 16 M);C/W CLP520S PHASE CLAMPS WITH SHOTGUN RINGS & HANGER BAR | THEWMCAN | TMAC THEW & MCCANN GROUP | 18579 | CURRENT | 2
18583 | BATTERY,STORAGE | VALVE REGULATED SEALED BATTERY;12 V;55 AMP/HR NOMINAL 35AH-45AH;PACK OF 1,PACK WEIGHT 15 KG; | LEGEND | LEGEND POWER SYSTEMS | BAT-HZB12/44F-AGM | CURRENT | 1
18584 | SAFETY,BOLLARD,TRAFFIC | 101.6 x 4.0 CHS Galv Finish, 1325mm Lg, Fitted One End with Galv Drive-on Cap (scm) | SEWELFRG | GREG SEWELL FORGINGS PTY LTD | 6386 | CURRENT | 1
18586 | VIRACLEAN | DISINFECTANT;SPECIFICALLY FOR CLEANING RESUSCITATION MASKS; | WHITELY | WHITELY INDUSTRIES | VIRACLEAN | PURCHASE AS REQUIRED | 1
18587 | ANCHOR,MASONRY | Clawbolt Wedge Anchor, 6mm Hole Dia, M6 x 60mm Lg, Embedment 32mm D, S/Steel Trubolt | HOBSON | HOBSON ENGINEERING CO PTY LTD 393904 | EAW16PD70M060060 | CURRENT | 5
18587 | ANCHOR,MASONRY | Clawbolt Wedge Anchor, 6mm Hole Dia, M6 x 60mm Lg, Embedment 32mm D, S/Steel Trubolt | SEWELFRG | GREG SEWELL FORGINGS PTY LTD | C00334 | CURRENT | 1
18588 | MANHOLE TOP ASSEMBLY | Footpath Access, Single Cover, Class B, 750mm2 Clear Opening, 1mm Concrete Filled Shim, Ductile Iron, Rigid Frame, 80kN Load Capacity, AS3996, 5 per Pallet | ICONSEPT | ICON-SEPTECH | 301C77B | PURCHASE AS REQUIRED | 2
18588 | MANHOLE TOP ASSEMBLY | Footpath Access, Single Cover, Class B, 750mm2 Clear Opening, 1mm Concrete Filled Shim, Ductile Iron, Rigid Frame, 80kN Load Capacity, AS3996, 5 per Pallet | EJAUST | EJ AUSTRALIA PTY LTD | A77B | PURCHASE AS REQUIRED | 1
18589 | MANHOLE TOP ASSEMBLY | Roadway Access, Single Cover, Class D, 750mm2 Clear Opening, 1mm Concrete Filled Shim, Ductile Iron, Rigid Frame, 210kN Load Capacity AS3996, 5 per Pallet | ICONSEPT | ICON-SEPTECH | 301C77D | PHASING | 2
18589 | MANHOLE TOP ASSEMBLY | Roadway Access, Single Cover, Class D, 750mm2 Clear Opening, 1mm Concrete Filled Shim, Ductile Iron, Rigid Frame, 210kN Load Capacity AS3996, 5 per Pallet | AJAUST | A J AUSTRALIA PTY LTD | A77D | PHASING | 1
18590 | MANHOLE TOP ASSEMBLY | Footpath Access, 2 Part Cover, Class B, 750 x 1245mm Clear Opening, 1mm Concrete Filled Shim, Ductile Iron, Rigid Frame, 80kN Load Capacity, AS3996, 5 per Pallet | ICONSEPT | ICON-SEPTECH | 302C7612B | PURCHASE AS REQUIRED | 2
18590 | MANHOLE TOP ASSEMBLY | Footpath Access, 2 Part Cover, Class B, 750 x 1245mm Clear Opening, 1mm Concrete Filled Shim, Ductile Iron, Rigid Frame, 80kN Load Capacity, AS3996, 5 per Pallet | EJAUST | EJ AUSTRALIA PTY LTD | B210E | PURCHASE AS REQUIRED | 1
18594 | CHARGER,BATTERY | SINGLE PHASE,240 V AC INPUT;48 V DC,10 AMP OUTPUT;FREE STANDING CUBICLE;C/W A SET OF 4 X 20 AMP DOUBLE POLE CIRCUIT BREAKERS AND AUXILIARY CONTACTS FOR | CENTURYY | CENTURY YUASA | CENTURY YUASA 48 V DC 10 AMP | PURCHASE AS REQUIRED | 1
18595 | CONNECTOR,BUSBAR | 100 MM TUBE RUN TO 100 MM TUBE TAP;TEE CONNECTOR;ALUMINIUM;PACK OF 1; | FULTON | FULTON INDUSTRIES PL | APP100100 | PURCHASE AS REQUIRED | 1
18595 | CONNECTOR,BUSBAR | 100 MM TUBE RUN TO 100 MM TUBE TAP;TEE CONNECTOR;ALUMINIUM;PACK OF 1; | PLP AUST | PREFORMED LINE PRODUCTS (AUST) | D-ATT100100 | PURCHASE AS REQUIRED | 2
18596 | STRAIN,BEAM | STEEL;GALV,HOT DIPPED;9000 MM LG;200 MM X 200 MM RHS;110 KV/132 KV LINE TERMINATION STRUCTURE;FABRICATED AS PER DWG LOSTD-CV013-04;PACK OF 1; | HAYMAN | HAYMANS INDUSTRIES PTY LTD | 18596 | PURCHASE AS REQUIRED | 1
18596 | STRAIN,BEAM | STEEL;GALV,HOT DIPPED;9000 MM LG;200 MM X 200 MM RHS;110 KV/132 KV LINE TERMINATION STRUCTURE;FABRICATED AS PER DWG LOSTD-CV013-04;PACK OF 1; | GREATWST |  | 18596 | PURCHASE AS REQUIRED | 2
18597 | CLAMP,LOOP | STEEL;GALV,HOT DIPPED;STRAIN-OFF CLAMP; 3000 MM LG;110 KV/132 KV LINE TERMINATION STRUCTURE;FABRICATED AS PER DWG LOSTD-CV013-05; | ENERGEX | ENERGEX | LOOP CLAMP STRAIN OFF | PURCHASE AS REQUIRED | 1
18598 | ANCHOR,GUY | HAULING BOLLARD;STEEL;GALV,HOT DIPPED; 3000 MM LG;FABRICATED AS PER DWG LOSTD- CV025-03;PALLET OF 5,PALLET WEIGHT 114 KG; | GLOBAL | GLOBAL MANUFACTURING GROUP | ENERGEX-LOSTD-CV025-03 | PURCHASE AS REQUIRED | 1
18600 | STRAP,METAL | FOR EARTHING SUBSTATION GATES & AFLC CUBICLES;2 X 400 MM FLEXIBLE COPPER BRAIDS JOINED W/COPPER TERMINALS AT EACH END;TYPE 2;REFER ENERGEX DWG | GLOBAL | GLOBAL MANUFACTURING GROUP | ENERGEX-LOSTD-EG002-02 | CURRENT | 1
18601 | STRAP,METAL | FOR EARTHING SUBSTATION GATES & AFLC CUBICLES;FLEXIBLE COPPER BRAID;COPPER TERMINAL AT EACH END;500 MM LG;TYPE 3; REFER ENERGEX DWG LOSTD-EG002-03; | ENERGEX | ENERGEX | STRAP,METAL | PURCHASE AS REQUIRED | 1
18602 | STRAP,METAL | FOR EARTHING SUBSTATION GATES & AFLC CUBICLES;FLEXIBLE COPPER BRAID;W/COPPER TERMINAL AT EACH END;600 MM LG;TYPE 4; REFER ENERGEX DWG LOSTD-EG002-04; | ENERGEX | ENERGEX | STRAP,METAL | PURCHASE AS REQUIRED | 1
18603 | STRAP,METAL | FOR EARTHING SUBSTATION GATES & AFLC CUBICLES;FLEXIBLE COPPER BRAID;W/COPPER TERMINAL AT EACH END;TERMINAL IN CENTRE; 600 MM LG;TYPE 5;REFER ENERGEX DWG | ENERGEX | ENERGEX | STRAP,METAL | PURCHASE AS REQUIRED | 1
18604 | PLATE,EARTHING | DISCONNECTOR OPERATING MECHANISM EARTHING PLATE;ALUMINIUM TREAD PLATE; 1500 MM X 1000 MM;REFER ENERGEX DWG LOSTD-EG004-02;PACK OF 1,PALLET OF 20, | ENI | ENI INDUSTRIES PL | 84165 | CURRENT | 1
18607 | TRANSFORMER,POWER | 33/11 KV;22 MVA;3 PHASE;TRAILER MOUNTING ;HV 90 LV;MINERAL OIL INSULATED;ODAF;DYN 11;AS2374;FREE STANDING UNIT COOLER;PLUG IN HV & LV FIBRE OPTIC PROBES;FOR MOBILE | WILSONTR | WILSON POWER TRANSFORMER | 22 MVA | PURCHASE AS REQUIRED | 1
18609 | SPECTACLES,INDUSTRIAL | FULL BLUE MIRROR;CYBRIC STYLE; POLYCARBONATE LENS;WITH 5 POSITION ADJ RATCHET LENS;ADJ FRAME;W/O CASE; AS1337-1992;REFER SC21169 FOR LENS | ATOMSUPP | ATOM SUPPLY | 90080142 | PHASING | 1
18609 | SPECTACLES,INDUSTRIAL | FULL BLUE MIRROR;CYBRIC STYLE; POLYCARBONATE LENS;WITH 5 POSITION ADJ RATCHET LENS;ADJ FRAME;W/O CASE; AS1337-1992;REFER SC21169 FOR LENS | BLKWOODS | J BLACKWOOD & SON LTD | 05471338/9188-507 | PHASING | 2
18609 | SPECTACLES,INDUSTRIAL | FULL BLUE MIRROR;CYBRIC STYLE; POLYCARBONATE LENS;WITH 5 POSITION ADJ RATCHET LENS;ADJ FRAME;W/O CASE; AS1337-1992;REFER SC21169 FOR LENS | UVEX | UVEX SAFETY GROUP | 9188-507 | PHASING | 2
18610 | SPECTACLES,INDUSTRIAL | GREY SCT;CYBRIC STYLE;POLYCARBONATE LENS;WITH 5 POSITION ADJ RATCHET;ADJ FRAME;W/O CASE;ANTI-FOG;AS1337-1992; REFER SC16970 FOR LENS CLEANER; | BLKWOODS | J BLACKWOOD & SON LTD | 05471219/9188-305 | PHASING | 1
18610 | SPECTACLES,INDUSTRIAL | GREY SCT;CYBRIC STYLE;POLYCARBONATE LENS;WITH 5 POSITION ADJ RATCHET;ADJ FRAME;W/O CASE;ANTI-FOG;AS1337-1992; REFER SC16970 FOR LENS CLEANER; | UVEX | UVEX SAFETY GROUP | 9188-305 | PHASING | 2
18618 | CABINET,TELEPHONE | TELEPHONE LINE ISOLATION ENCLOSURE; FABRICATED 16 MM MDF CABINET;USED FOR THE MTG OF TELEPHONE LINE ISOLATION EQUIPMENT; | INWOOD | IN-WOOD CUSTOM DESIGN FURNISHING | CABINET TELEPHONE | CURRENT | 1
18620 | METER,LOGGER | SMARTWAY PULSE INPUT MODULE; REFER STOCK CODE 19026 FOR DATA LOGGER ENCLOSURE; | SURTEK | SURTEK PTY LTD | SMARTWAY MK2 PULSE INPUT MOD | PHASING | 1
18621 | TRANSFORMER,DISTRIBUTION | STEP UP TYPE,415/11000 V;2000 KVA; 3 PHASE;GROUND MTG;BSH HV 180 LV AIR; OIL INSULATED;ONAN;DYN 11; | ABB | ABB FAN PTY LTD | STEP UP | PURCHASE AS REQUIRED | 1
18622 | TRANSFORMER,DISTRIBUTION | STEP UP TYPE,415/22000 V;2000 KVA; 3 PHASE;GROUND MTG;BSH HV 180 LV AIR; OIL INSULATED;ONAN;DYN 11; | ABB | ABB FAN PTY LTD | STEP UP | PURCHASE AS REQUIRED | 1
18623 | TRANSFORMER,DISTRIBUTION | STEP UP TYPE,415/11000 V;1000 KVA; 3 PHASE;GROUND MTG;BSH HV 180 LV;OIL INSULATED;ONAN;DYN 11;AS2374; | ABB | ABB FAN PTY LTD | STEP UP | PURCHASE AS REQUIRED | 1
18624 | TRANSFORMER,DISTRIBUTION | STEP UP TYPE,415/22000 V;1000 KVA; 3 PHASE;GROUND MTG;BSH HV 180 LV AIR; OIL INSULATED;ONAN;DYN 11;AS2374; | ABB | ABB FAN PTY LTD | STEP UP | PURCHASE AS REQUIRED | 1
18625 | TRANSFORMER,DISTRIBUTION | STEP UP TYPE;415/11000 V;1500 KVA; 3 PHASE;GROUND MTG;BSH HV 180 LV AIR; OIL INSULATED;ONAN;DYN 11;AS2374; | ABB | ABB FAN PTY LTD | STEP UP | PURCHASE AS REQUIRED | 1
18626 | FUSE BOX | ELECTRICAL;ALUMINIUM;400 MM H,600 MM W, 300 MM D;C/W 3 X 200 AMP FUSES & NEUTRAL LINK; LOCAL TRANSFORMER ASSEMBLY; | ENERGEX | ENERGEX | FUSE BOX | PURCHASE AS REQUIRED | 1
18627 | BOX,ELECTRICAL,MULTIAPPLICATION. | ALUMINIUM;600 MM W,400 MM H,300 MM D; CT MARSHALLING;3 CT ASSEMBLY;PACK OF 1, PACK WEIGHT 16 KG;SUPPLIED COMPLETE WITH SC15869 WEATHERPROOF BOX; | GLOBAL | GLOBAL MANUFACTURING GROUP | ENERGEX-CCSTD-AR064-02 | PURCHASE AS REQUIRED | 1
18629 | BOX,ELECTRICAL,MULTIAPPLICATION. | ALUMINIUM;800 MM H,600 MM W,400 MM D; CT MARSHALLING;BUS ZONE CT ASSEMBLY;PACK OF 1,PACK WEIGHT 16 KG;SUPPLIED COMPLETE WITH SC15871 WEATHERPROOF BOX; | ENI | ENI INDUSTRIES PL | 85287 | CURRENT | 1
18630 | BOX,ELECTRICAL,MULTIAPPLICATION. | ALUMINIUM;400 MM H,600 MM W,300 MM D; CT MARSHALLING;4 CT ASSEMBLY;PACK OF 1, PACK WEIGHT 16 KG;SUPPLIED COMPLETE WITH SC15869 WEATHERPROOF BOX; | GLOBAL | GLOBAL MANUFACTURING GROUP | ENERGEX-CCSTD-064-05 | CURRENT | 1
18633 | BOX,ELECTRICAL,MULTIAPPLICATION. | ALUMINIUM;400 MM H,600 MM W,300 MM D; J BOX ASSEMBLY;PACK OF 1,PACK WEIGHT 16 KG;SUPPLIED COMPLETE WITH SC15869 WEATHERPROOF BOX; | ENI | ENI INDUSTRIES PL | 85286 | CURRENT | 1
18634 | CAPACITOR SHUNT INSTALLATION. | 12 KV;3 PHASE;50 HZ;3.6 MVAR @ 11.5 KV; CUBICLE OUTDOOR;C/W FIXED CIRCUIT BREAKER;RELAY PROTECTION 110 V DC;C/W AF BLOCKING REACTOR;INRUSH REACTORS;C/W | ENERGEX | ENERGEX | 12 KV,3.6 MVAR | PURCHASE AS REQUIRED | 1
18635 | ANCHOR,ROCKFACE | STEEL;GALV;18 MM HOLE DIA;M10;130 MM LG; PACK OF 10; | HOBSON | HOBSON ENGINEERING CO PTY LTD 393904 | MCA58GCM100130H | CURRENT | 1
18635 | ANCHOR,ROCKFACE | STEEL;GALV;18 MM HOLE DIA;M10;130 MM LG; PACK OF 10; | STATEWD | STATEWIDE FSTNERS & ENG SPLS PL | RM10130G | CURRENT | 2
18635 | ANCHOR,ROCKFACE | STEEL;GALV;18 MM HOLE DIA;M10;130 MM LG; PACK OF 10; | COVENTRY | COVENTRY FASTENERS QLD | CS10130GH | CURRENT | 2
18636 | BRACKET,MOUNTING | SUSPENSION ISOLATOR;SHAPE B;C/W RUBBER INSERT;METAL OUTER CASING; M12 STUD;M12 THREADED INSERT; | BLKWOOD | J BLACKWOOD & SON LTD | 01048431 (M535622-60) | CURRENT | 1
18640 | MORTAR,PREMIX | GENERAL PURPOSE MORTAR;FOR CONDUIT PITS;20 KG BAG,PALLET OF 48,PALLET WEIGHT 1320 KG; | QCD | QLD CEMENT DISTRIBUTORS PTY LTD | 17881 | CURRENT | 1
18640 | MORTAR,PREMIX | GENERAL PURPOSE MORTAR;FOR CONDUIT PITS;20 KG BAG,PALLET OF 48,PALLET WEIGHT 1320 KG; | QCD | QLD CEMENT DISTRIBUTORS PTY LTD | 32508 | CURRENT | 2
18641 | BRACKET,ANGLE | CHANNEL CLIP;U SHAPED FITTING,GALVANISED ;96 MM X 48 MM;PACK OF 15,PACK WEIGHT 4.50 KG; | EZYSTRUT | EZYSTRUT CABLE & PIPE SUPPORTS | E1044H | CURRENT | 1
18642 | TERMINAL,LUG | DRILLED PLAM,TINNED COPPER;FOR 70 SQ MM, 19/2.14 COND;M16 PALM HOLE;BOX OF 25; PACK WEIGHT 0.63 KG; | TYCO | TYCO | CG70M16/25 (H1423A/25 | CURRENT | 1
18642 | TERMINAL,LUG | DRILLED PLAM,TINNED COPPER;FOR 70 SQ MM, 19/2.14 COND;M16 PALM HOLE;BOX OF 25; PACK WEIGHT 0.63 KG; | PLP AUST | PREFORMED LINE PRODUCTS (AUST) | EPTCU-70-11.5AF-M16 | CURRENT | 2
18643 | BAR,METAL | COPPER;ROUND,12.7 MM;HARD DRAWN; ALLOY 110;3.6 M LG;PACK OF 1; | GEOWEST | GEORGE WESTON & SONS | CROD 12.7-110 | PURCHASE AS REQUIRED | 2
18643 | BAR,METAL | COPPER;ROUND,12.7 MM;HARD DRAWN; ALLOY 110;3.6 M LG;PACK OF 1; | PRIMETA | PRIMARY METALS & ALLOYS | 1530369 | PURCHASE AS REQUIRED | 1
18643 | BAR,METAL | COPPER;ROUND,12.7 MM;HARD DRAWN; ALLOY 110;3.6 M LG;PACK OF 1; | GEOWEST | GEORGE WESTON & SONS | 12.7 MM | PURCHASE AS REQUIRED | 2
18644 | CHANNEL,STRUCTURAL | STEEL;GALV,HOT DIPPED;41.3 MM W;41.3 MM H;2.5 MM THK;600 MM LG;WEIGHT 2.70 KG/M; | UNISTRUT | UNISTRUT AUSTRALIA (MANUFACTURER) | P1000/HG 600 MM LG | PHASING | 1
18645 | CHANNEL,STRUCTURAL | STEEL;GALV,HOT DIPPED;41.3 MM W;41.3 MM H;2.5 MM THK;850 MM LG;WEIGHT 2.70 KG/M; PACK OF 1,PACK WEIGHT 2.26 KG; | EZYSTRUT | EZYSTRUT CABLE & PIPE SUPPORTS | E1000850H | CURRENT | 1
18646 | CHANNEL,STRUCTURAL | STEEL;GALV,HOT DIPPED;41.3 MM W;41.3 MM H;2.5 MM THK;900 MM LG;WEIGHT 2.30 KG/M; | EZYSTRUT | EZYSTRUT CABLE & PIPE SUPPORTS | E1000900H | PURCHASE AS REQUIRED | 1
18647 | CHANNEL,STRUCTURAL | STEEL;GALV,HOT DIPPED;41.3 MM W;41.3 MM H;2.5 MM THK;1000 MM LG;WEIGHT 2.70 KG/M ;PACK OF 1,PACK WEIGHT 2.65 KG; | EZYSTRUT | EZYSTRUT CABLE & PIPE SUPPORTS | E1000 1000MM H | PURCHASE AS REQUIRED | 1
18647 | CHANNEL,STRUCTURAL | STEEL;GALV,HOT DIPPED;41.3 MM W;41.3 MM H;2.5 MM THK;1000 MM LG;WEIGHT 2.70 KG/M ;PACK OF 1,PACK WEIGHT 2.65 KG; | UNISTRUT | UNISTRUT AUSTRALIA (MANUFACTURER) | P1000H | PURCHASE AS REQUIRED | 2
18648 | CHANNEL,STRUCTURAL | STEEL;GALV,HOT DIPPED;41.3 MM W;41. 3 MM H;2.5 MM THK;1200 MM LG;WEIGHT 2.70 KG/M ;PACK OF 1,PACK WEIGHT 3.18 KG; | CNWPL | CNW PL - SLACKS CREEK | E1000 1200MM H | CURRENT | 2
18648 | CHANNEL,STRUCTURAL | STEEL;GALV,HOT DIPPED;41.3 MM W;41. 3 MM H;2.5 MM THK;1200 MM LG;WEIGHT 2.70 KG/M ;PACK OF 1,PACK WEIGHT 3.18 KG; | CNWPL | CNW PL - SLACKS CREEK | E10001200H | CURRENT | 1
18648 | CHANNEL,STRUCTURAL | STEEL;GALV,HOT DIPPED;41.3 MM W;41. 3 MM H;2.5 MM THK;1200 MM LG;WEIGHT 2.70 KG/M ;PACK OF 1,PACK WEIGHT 3.18 KG; | UNISTRUT | UNISTRUT AUSTRALIA (MANUFACTURER) | P1000H 1200 MM H | CURRENT | 2
18648 | CHANNEL,STRUCTURAL | STEEL;GALV,HOT DIPPED;41.3 MM W;41. 3 MM H;2.5 MM THK;1200 MM LG;WEIGHT 2.70 KG/M ;PACK OF 1,PACK WEIGHT 3.18 KG; | EZYSTRUT | EZYSTRUT CABLE & PIPE SUPPORTS | E1000 1200MM H | CURRENT | 5
18649 | CHANNEL,STRUCTURAL | STEEL;GALV,HOT DIPPED;41.3 MM W;41.3 MM H;2.5 MM THK;1800 MM LG;WEIGHT 2.70 KG/M ;PACK OF 1,PACK WEIGHT 4.77 KG; | EZYSTRUT | EZYSTRUT CABLE & PIPE SUPPORTS | E10001800H | PURCHASE AS REQUIRED | 1
18650 | CHANNEL,STRUCTURAL | STEEL;GALV,HOT DIPPED;41.3 MM W;41.3 MM H;2.5 MM THK;2000 MM LG;WEIGHT 2.70 KG/M ;PACK OF 1,PACK WEIGHT 5.30 KG; | EZYSTRUT | EZYSTRUT CABLE & PIPE SUPPORTS | E10002000H | CURRENT | 1
18651 | CHANNEL,STRUCTURAL | STEEL;GALV,HOT DIPPED;41.3 MM W;41.3 MM H;2.5 MM THK;3000 MM LG;WEIGHT 2.70 KG/M ;PACK OF 1,PACK WEIGHT 7.95 KG; | EZYSTRUT | EZYSTRUT CABLE & PIPE SUPPORTS | E10003000H | CURRENT | 1
18652 | TERMINAL,LUG | UNDRILLED PALM;TINNED COPPER;100 MM LG; 46 MM W;FOR 300 SQ MM;PACK OF 1;PACK WEIGHT 0.452 KG; | CABLACES | CABLACES | CAL300LB | PHASING | 1
18652 | TERMINAL,LUG | UNDRILLED PALM;TINNED COPPER;100 MM LG; 46 MM W;FOR 300 SQ MM;PACK OF 1;PACK WEIGHT 0.452 KG; | UTILUX |  | CG300LPMB/1 | PHASING | 2
18654 | CONNECTOR,BUSBAR | 19 MM TUBE TO FLAT;UNDRILLED PALM; 83 MM LG;83 MM W;PACK OF 1; | FULTON | FULTON INDUSTRIES PL | CCS19-4U | STRATEGIC SPARE | 1
18654 | CONNECTOR,BUSBAR | 19 MM TUBE TO FLAT;UNDRILLED PALM; 83 MM LG;83 MM W;PACK OF 1; | PLP AUST | PREFORMED LINE PRODUCTS (AUST) | D-CS5U | STRATEGIC SPARE | 2
18655 | BRACKET | HANGER TYPE;FITTED TO 11 KV REGULATORS; STEEL;GALV;PACK OF 5,PACK WEIGHT 232.3 KG;FOR U/W REGULATOR POLE BRACKET SC13776; | HAYMAN | HAYMANS INDUSTRIES PTY LTD | 18655 | CURRENT | 1
18655 | BRACKET | HANGER TYPE;FITTED TO 11 KV REGULATORS; STEEL;GALV;PACK OF 5,PACK WEIGHT 232.3 KG;FOR U/W REGULATOR POLE BRACKET SC13776; | GREATWST |  | 18655 | CURRENT | 2
18656 | TERMINATION,ELECTRICAL POWER CABLE | 36 KV;630 SQ MM XLPE HEATSHRINK TERMINATION;3 X 33 KV SINGLE CORE XLPE INSULATED CABLES;LEAD SHEATH,OUTDOOR TERMINATION 630 SQ MM-800 SQ MM; | RAYCHEM | RAYCHEM (AUSTRALIA) PTY LTD | AUST-SQB-62 | PHASING | 1
18657 | FRAME,MOUNTING | POLE TERMINATION FRAME;33 KV;HEATSHRINK TYPE TERMINATION FRAME;PACK OF 10,PACK WEIGHT 102 KG; | HAYMAN | HAYMANS INDUSTRIES PTY LTD | 18657 | CURRENT | 1
18657 | FRAME,MOUNTING | POLE TERMINATION FRAME;33 KV;HEATSHRINK TYPE TERMINATION FRAME;PACK OF 10,PACK WEIGHT 102 KG; | GLOBAL | GLOBAL MANUFACTURING GROUP | ENERGEX-12589-A3 | CURRENT | 2
18659 | TERMINAL,LUG | LONG BARREL,DRILLED PALM;COPPER; 1 X 13 MM HOLE;630 SQ MM;115 MM LG BARREL; PACK OF 1,PACK WEIGHT1.0 KG; | LEGEND | LEGEND POWER SYSTEMS | CAL630LB-12 | CURRENT | 1
18659 | TERMINAL,LUG | LONG BARREL,DRILLED PALM;COPPER; 1 X 13 MM HOLE;630 SQ MM;115 MM LG BARREL; PACK OF 1,PACK WEIGHT1.0 KG; | TYCO | TYCO | SEG630M12EX/1 | CURRENT | 2
18659 | TERMINAL,LUG | LONG BARREL,DRILLED PALM;COPPER; 1 X 13 MM HOLE;630 SQ MM;115 MM LG BARREL; PACK OF 1,PACK WEIGHT1.0 KG; | CABLACES | CABLACES | CAL630LB-12 | CURRENT | 2
18663 | RUBBER,INSERT | INSERTION RUBBER FOR LUDOWICI EPDM RUBBER STRAP,TO DIE 249-60-70 DURO; 6 M COILS; | LUDOWICI |  | DIE 249 60-70 DURO | CURRENT | 1
18667 | JOINT BOX,ELECTRIC CABLE | SCREEN BREAK STRAIGHT JOINT WITH F/GLASS OUTER BOX;SINGLE PHASE;FOR ELECTRICAL POWER CABLE;63.5/110 KV;1000 SQ MM COPPER COND;XLPE INSULATED;FOR F833 & | PRYSMIAN | PRYSMIAN POWER CABLES & SYSTEMS AUST | GMS 1170 CA | STRATEGIC SPARE | 1
18668 | TERMINATION,ELECTRICAL POWER CABLE | 63.5/110 KV;OUTDOOR;SINGLE PHASE; 1000 SQ MM;XLPE COPPER CONDUCTOR;FOR ELECTRIC POWER CABLE;PACK SIZE 137 MM X 72 MM X 60 MM,PACK WEIGHT 270 KG; | PRYSMIAN | PRYSMIAN POWER CABLES & SYSTEMS AUST | TPE 1170/203 | STRATEGIC SPARE | 1
18669 | TERMINATION,ELECTRICAL POWER CABLE | INDOOR;63.5/110 KV;SF6;SINGLE PHASE; 1000 SQ MM;XLPE COPPER CONDUCTOR; FOR ELECTRIC POWER CABLE; DRY TYPE; ITEM ENTERED AT ZERO DOLLAR VALUE, | PRYSMIAN | PRYSMIAN POWER CABLES & SYSTEMS AUST | EGS 1170/072 | STRATEGIC SPARE | 1
18671 | OUTREACH ARM | Estate Minor Road, 0.5m Single, 0 Deg Upcast, Galv Steel, Black, EQTS 05-02-01 (scm) | GM POLES | GM POLES PTY LTD | SL-AVE-S-BL | CURRENT | 2
18671 | OUTREACH ARM | Estate Minor Road, 0.5m Single, 0 Deg Upcast, Galv Steel, Black, EQTS 05-02-01 (scm) | IUPOLE | INTERNATIONAL UTILITY POLES PTY LTD | EX-18671 | CURRENT | 2
18671 | OUTREACH ARM | Estate Minor Road, 0.5m Single, 0 Deg Upcast, Galv Steel, Black, EQTS 05-02-01 (scm) | INGALEPS | INGAL EPS (CONTRACTOR) | GEX18671 | CURRENT | 1
18672 | OUTREACH ARM | Estate Minor Road, 0.5m Single, 0 Deg Upcast, Galv Steel, Green, EQTS 05-02-01 (scm) | GM POLES | GM POLES PTY LTD | SL-AVE-S-GR | CURRENT | 2
18672 | OUTREACH ARM | Estate Minor Road, 0.5m Single, 0 Deg Upcast, Galv Steel, Green, EQTS 05-02-01 (scm) | IUPOLE | INTERNATIONAL UTILITY POLES PTY LTD | EX-18672 | CURRENT | 2
18672 | OUTREACH ARM | Estate Minor Road, 0.5m Single, 0 Deg Upcast, Galv Steel, Green, EQTS 05-02-01 (scm) | INGALEPS | INGAL EPS (CONTRACTOR) | GEX18672 | CURRENT | 1
18673 | OUTREACH ARM | Estate Minor Road, 0.5m Single, 0 Deg Upcast, Galv Steel, Blue/Grey, EQTS 05-02-01 (scm) | GM POLES | GM POLES PTY LTD | SL-AVE-S-BG | CURRENT | 2
18673 | OUTREACH ARM | Estate Minor Road, 0.5m Single, 0 Deg Upcast, Galv Steel, Blue/Grey, EQTS 05-02-01 (scm) | IUPOLE | INTERNATIONAL UTILITY POLES PTY LTD | EX-18673 | CURRENT | 2
18673 | OUTREACH ARM | Estate Minor Road, 0.5m Single, 0 Deg Upcast, Galv Steel, Blue/Grey, EQTS 05-02-01 (scm) | INGALEPS | INGAL EPS (CONTRACTOR) | GEX18673 | CURRENT | 1
18674 | CONNECTOR,BUSBAR | 40 MM OD BUSBAR;SUPPORT CLAMP;76 MM PCD MTG;ALUMINIUM; | HYLEC | HYLEC PTY LTD | ABS4176 | PURCHASE AS REQUIRED | 1
18675 | CHANNEL,STRUCTURAL | STEEL;GALV,HOT DIPPED;41.3 MM W;82.6 MM H;2.5 MM THK;1200 MM LG;WEIGHT 5.4 KG/M; PACK OF 1,PACK WEIGHT 6.36 KG; | EZYSTRUT | EZYSTRUT CABLE & PIPE SUPPORTS | E10011200H | CURRENT | 1
18676 | CHANNEL,STRUCTURAL | STEEL;GALV,HOT DIPPED;41.3 MM W;41. 3 MM H;2.5 MM THK;2000 MM LG;WEIGHT 5.4 KG/M; | EZYSTRUT | EZYSTRUT CABLE & PIPE SUPPORTS | E10002000H | PURCHASE AS REQUIRED | 1
18679 | PROBE-LEAD ASSEMBLY,TEST | Trailing Earth Lead, 4mm Retractable Plug, Nylon Bar Reel, Earth Spike, Flexible Earth Lead Cable, Green Colour, 15-20mm Crimping Ferrule Sleeve, Joint | PENTA | PENTA AUST (TMAC THEW & MCCANN/HYLEC) | PA12659 | CURRENT | 1
18679 | PROBE-LEAD ASSEMBLY,TEST | Trailing Earth Lead, 4mm Retractable Plug, Nylon Bar Reel, Earth Spike, Flexible Earth Lead Cable, Green Colour, 15-20mm Crimping Ferrule Sleeve, Joint | THEWMCAN | TMAC THEW & MCCANN GROUP | TM12659 | CURRENT | 2
18680 | INSULATOR,STRAIN | LONG ROD,SYNTHETIC COMPOSITE;132 KV NOM V;160 KN SML;TWIN;AS4435.2 D24 EYE ENDS; 1550 MM NOM COUPLING;3650 MM MIN CREEPAGE;USED FOR PROJECTS;PACK OF 10 | PENTA | PENTA AUST (TMAC THEW & MCCANN/HYLEC) | PA30084 | CURRENT | 1
18680 | INSULATOR,STRAIN | LONG ROD,SYNTHETIC COMPOSITE;132 KV NOM V;160 KN SML;TWIN;AS4435.2 D24 EYE ENDS; 1550 MM NOM COUPLING;3650 MM MIN CREEPAGE;USED FOR PROJECTS;PACK OF 10 | PENTA | PENTA AUST (TMAC THEW & MCCANN/HYLEC) | PA00725 | CURRENT | 2
18680 | INSULATOR,STRAIN | LONG ROD,SYNTHETIC COMPOSITE;132 KV NOM V;160 KN SML;TWIN;AS4435.2 D24 EYE ENDS; 1550 MM NOM COUPLING;3650 MM MIN CREEPAGE;USED FOR PROJECTS;PACK OF 10 | THEWMCAN | TMAC THEW & MCCANN GROUP | TM00725 | CURRENT | 2
18680 | INSULATOR,STRAIN | LONG ROD,SYNTHETIC COMPOSITE;132 KV NOM V;160 KN SML;TWIN;AS4435.2 D24 EYE ENDS; 1550 MM NOM COUPLING;3650 MM MIN CREEPAGE;USED FOR PROJECTS;PACK OF 10 | DULHUNTY | DULHUNTY INDUSTRIES PTY LTD | S699063VX02 | CURRENT | 2
18681 | INSULATOR,STANDOFF | LINE POST;SYNTHETIC COMPOSITE;132 KV NOM V;1550 MM NOM LG;HORIZONTAL;W/ CIRCULAR 4 BOLT FLANGE,127 MM PCD; C/W GDE 8.8 GALV BOLTS,FLAT WASHERS & | PENTA | PENTA AUST (TMAC THEW & MCCANN/HYLEC) | PA30089 | CURRENT | 1
18681 | INSULATOR,STANDOFF | LINE POST;SYNTHETIC COMPOSITE;132 KV NOM V;1550 MM NOM LG;HORIZONTAL;W/ CIRCULAR 4 BOLT FLANGE,127 MM PCD; C/W GDE 8.8 GALV BOLTS,FLAT WASHERS & | THEWMCAN | TMAC THEW & MCCANN GROUP | 132500A.5-01 | CURRENT | 2
18681 | INSULATOR,STANDOFF | LINE POST;SYNTHETIC COMPOSITE;132 KV NOM V;1550 MM NOM LG;HORIZONTAL;W/ CIRCULAR 4 BOLT FLANGE,127 MM PCD; C/W GDE 8.8 GALV BOLTS,FLAT WASHERS & | THEWMCAN | TMAC THEW & MCCANN GROUP | 9134104 | CURRENT | 2
18682 | INSULATOR,STANDOFF | LINE POST;SYNTHETIC COMPOSITE;132 KV NOM V;1550 MM NOM LG;HORIZONTAL; CIRCULAR 4 BOLT FLANGE,127 MM PCD;C/W 4 OFF 2- 1/2 IN X 5/8 IN UNC GALV BOLTS | GRAPHSOL | GRAPH SOLUTIONS PTY LTD | 150502A.01 | CURRENT | 1
18682 | INSULATOR,STANDOFF | LINE POST;SYNTHETIC COMPOSITE;132 KV NOM V;1550 MM NOM LG;HORIZONTAL; CIRCULAR 4 BOLT FLANGE,127 MM PCD;C/W 4 OFF 2- 1/2 IN X 5/8 IN UNC GALV BOLTS | DULHUNTY | DULHUNTY INDUSTRIES PTY LTD | H351060VX04 | CURRENT | 2
18683 | INSULATOR,STANDOFF | LINE POST;SYNTHETIC COMPOSITE;1550 MM NOM LG;HORIZONTAL;C/W BENDABLE GAIN BASE & ASSY BOLTS;305 MM POLE MTG CENTRES;FITTED TO INSULATORS MTG;2 HOLE | GRAPHSOL | GRAPH SOLUTIONS PTY LTD | 132500C.5 | CURRENT | 1
18684 | CLAMP,ELEC PWR CABLE,SUPPORT | TRUNNION TYPE; HOT DIPPED GALV MALLEABLE IRON OR ALUMINIUM ALLOY; FOR 18.0-35.0MM DIA ALUMINIUM CONDUCTORS TO BE USED ON COMPOSITE POST INSULATORS | PENTA | PENTA AUST (TMAC THEW & MCCANN/HYLEC) | PA00729 | CURRENT | 2
18684 | CLAMP,ELEC PWR CABLE,SUPPORT | TRUNNION TYPE; HOT DIPPED GALV MALLEABLE IRON OR ALUMINIUM ALLOY; FOR 18.0-35.0MM DIA ALUMINIUM CONDUCTORS TO BE USED ON COMPOSITE POST INSULATORS | PENTA | PENTA AUST (TMAC THEW & MCCANN/HYLEC) | PA30090 | CURRENT | 1
18684 | CLAMP,ELEC PWR CABLE,SUPPORT | TRUNNION TYPE; HOT DIPPED GALV MALLEABLE IRON OR ALUMINIUM ALLOY; FOR 18.0-35.0MM DIA ALUMINIUM CONDUCTORS TO BE USED ON COMPOSITE POST INSULATORS | THEWMCAN | TMAC THEW & MCCANN GROUP | TM00729 | CURRENT | 2
18686 | ADAPTOR | LIVE LINE;BAYONET;CLAMP OPERATING HEAD FOR UP TO 16 MM SPINDLES;U/W HV OPERATING STICK (SHOTGUN) STOCK CODES 18267 & 18281; | PENTA | PENTA AUST (TMAC THEW & MCCANN/HYLEC) | PA22880 | CURRENT | 1
18686 | ADAPTOR | LIVE LINE;BAYONET;CLAMP OPERATING HEAD FOR UP TO 16 MM SPINDLES;U/W HV OPERATING STICK (SHOTGUN) STOCK CODES 18267 & 18281; | HYLEC | HYLEC PTY LTD | LDT 1016 | CURRENT | 2
18687 | ADAPTOR | UNIVERSAL TOOL ADAPTOR;U/W HV OPERATING STICK (SHOTGUN) STOCK CODES 18267 & 18281; | PENTA | PENTA AUST (TMAC THEW & MCCANN/HYLEC) | PA22878 | CURRENT | 1
18687 | ADAPTOR | UNIVERSAL TOOL ADAPTOR;U/W HV OPERATING STICK (SHOTGUN) STOCK CODES 18267 & 18281; | HYLEC | HYLEC PTY LTD | GAAM-1 | CURRENT | 2
18689 | CUBICLE,PILOT CABLE ISOLATION | OUTDOOR;5 KV ISOLATION;4 X 20 PR CABLE; 785 MM W,320 MM D,1775 MM H; | ENERGEX | ENERGEX | CUBICLE 5 KV | MAINTENANCE STOCK | 1
18690 | FUSE ELEMENT,ELEC | 3 AMP;36 KV;DROPOUT ELEMENT TYPE;CLASS K ;TYPE SMU-20;S & C CAT NO. 704003;U/W SMD-20 DROPOUT UNIT;TO BE ISSUED IN SETS OF 3;PACK OF 12; | S & C |  | 704003 | CURRENT | 1
18691 | FUSE ELEMENT,ELEC | 6 AMP;36 KV;DROPOUT ELEMENT TYPE;CLASS K ;TYPE SMU-20;S & C CAT NO. 704006;U/W SDM-20 DROPOUT UNIT;TO BE ISSUED IN SETS OF 3;PACK OF 6; | S & C |  | 704006 | MAINTENANCE STOCK | 1
18692 | FUSE ELEMENT,ELEC | 8 AMP;36 KV;DROPOUT ELEMENT TYPE;CLASS K ;TYPE SMU-20;S & C CAT NO. 704008;U/W SMD-20 DROPOUT UNIT;CAN BE USED IN SETS OF 3,BUT ISSUED AS ONE ONLY (EA) | S & C |  | 704008 | CURRENT | 1
18693 | CABLE,POWER,ELECTRICAL | 76/132 KV;400 SQ MM;STRANDED COMPACTED PLAIN ANNEALED COPPER;SEMICONDUCTIVE XLPE CONDUCTOR SCREEN;SUPERCLEAN XLPE INSULATED;SEMICONDUCTIVE XLPE INSULATION | OLEX | OLEX AUSTRALIA PTY LTD | 5633,000400,99,3081 | VENDOR HELD | 1
18694 | CABLE,POWER,ELECTRICAL | 6.35/11 KV;800 SQ MM;COMPACTED STRANDED; COPPER CONDUCTOR;SINGLE CORE XLPE INSULATED;STRANDED COPPER SCREEN 13 KA FOR 1 SEC;PVC OUTER SHEATH; | OLEX | OLEX AUSTRALIA PTY LTD | XJIP33RP001CXAA | MAINTENANCE STOCK | 1
18695 | BUSBAR | NULEC PMR BUSBAR EXT;33 KV;N36 RECLOSER; 800 AMP;RD COPPER ROD;SINGLE BUSHING EXT ;CONSISTING OF M16 HEX NUT & M16 S/S SPRING WASHER;U/W SC 18654 CABLE | ENERGEX | ENERGEX | BUSBAR EXT | CURRENT | 1
18702 | CABLE,POWER,ELECTRICAL | 19/33 KV XLPE INSULATED;3 CONDUCTORS, 95 SQ MM STRANDED COMPACTED PLAIN ANNEALED COPPER;SEMICONDUCTIVE XLPE CONDUCTOR SCREEN;STRIPPOLEX INSULATION | OLEX | OLEX AUSTRALIA PTY LTD | XNHP22AA003CXAA | PURCHASE AS REQUIRED | 1
18706 | WIRE,ELECTRICAL | FIRE PROTECTION;1.5 MM;7/0.50;RED TWIN WITH THICK SHEATH; | BROOKS | BROOKS AUSTRALIA PO BOX 511 ARCHERFIELD | BAC0896 | PURCHASE AS REQUIRED | 1
18707 | BASE,SMOKE DETECTOR | PHOTO ELECTRIC SMOKE DECTECTOR BASE; | BROOKS | BROOKS AUSTRALIA PO BOX 511 ARCHERFIELD | "BAZ6-BS1 | CURRENT | 1
18708 | ALARM,SMOKE,AUTOMATIC | PHOTO ELECTRIC SMOKE DETECTOR HEAD; 24 V DC; | BROOKS | BROOKS AUSTRALIA PO BOX 511 ARCHERFIELD | BA-Z630 | CURRENT | 1
18709 | ALARM-MONITOR | ROSHNI SOUNDER-DEEP BASE; | BROOKS | BROOKS AUSTRALIA PO BOX 511 ARCHERFIELD | MRSCD | CURRENT | 1
18710 | FUSE ELEMENT,ELEC | 12 KV;10 AMP HRC FUSE;FOR SF6/AIR/EPOXY INSULATED SWITCHGEAR;100 KVA TRANSFORMER;PACK OF 3,PACK WEIGHT 1.6 KG; | FUSECO | FUSECO PTY LTD | 3000403/10 | CURRENT | 1
18714 | FUSE ELEMENT,ELEC | 12 KV;63 AMP HRC FUSE;FOR SF6/AIR/EPOXY INSULATED SWITCHGEAR;750 KVA LOW IMPEDANCE TRANSFORMER;PACK OF 1, PACK WEIGHT 2.0 KG; | FUSECO | FUSECO PTY LTD | 3001203/63 | CURRENT | 1
18715 | TRANSFORMER,VOLTAGE | 11 KV TO 27.8 V;100 VA;POLE MTG;C/W POLE MTG BRACKET;PRIMARY CONNECTION TAILS & FUSED SECONDARY CONNECTION LOOM; | NU-LEC | NU-LEC | 99000081/94 | PURCHASE AS REQUIRED | 1
18717 | POST,FENCE,METAL | STEEL;BITUMASTIC PAINTED;STAR SHAPED PICKET,W/POINTED END;1650 MM LG;USED AS A SUPPORT POST FOR BARRIERS; | SIGNET | SIGNET PTY LTD | 34807 | CURRENT | 2
18717 | POST,FENCE,METAL | STEEL;BITUMASTIC PAINTED;STAR SHAPED PICKET,W/POINTED END;1650 MM LG;USED AS A SUPPORT POST FOR BARRIERS; | ATOMSUPP | ATOM SUPPLY | 91090000 | CURRENT | 1
18719 | CABLE,FIBRE OPTIC | 24 SINGLE MODE (OPGW) GROUNDWIRE COMPOSITE FIBRE OPTICAL CABLE;CENTRAL CORE,WITHIN A PROTECTIVE TUBE;CABLE DIA 14.48 MM;LEFT HAND LAY;DRUM SIZE 3000 M, | SFPOC | SUZHOU FURUKAWA POWER OPTIC CABLE CO LTD | J1215 | PHASING | 1
18720 | CABLE,POWER,ELECTRICAL | 240 SQ MM;CONCENTRIC BONDING CABLE; INNER COND COMP ANNEAL,WB 91/1.78 CU; XLPE INS 4.6 MIN AV WALL (MAV);OUTER COND;PLAIN ANNEAL WB 59/1.53 + 65/1.53 | MIDLANDS | MIDLAND METALS | MMO-CBL1X240CXCWCTCWFRM | CURRENT | 1
18720 | CABLE,POWER,ELECTRICAL | 240 SQ MM;CONCENTRIC BONDING CABLE; INNER COND COMP ANNEAL,WB 91/1.78 CU; XLPE INS 4.6 MIN AV WALL (MAV);OUTER COND;PLAIN ANNEAL WB 59/1.53 + 65/1.53 | NANELECT | NAN ELECTRICAL CABLE AUSTRALIA PL | 1CB240CBLHJEX | CURRENT | 2
18720 | CABLE,POWER,ELECTRICAL | 240 SQ MM;CONCENTRIC BONDING CABLE; INNER COND COMP ANNEAL,WB 91/1.78 CU; XLPE INS 4.6 MIN AV WALL (MAV);OUTER COND;PLAIN ANNEAL WB 59/1.53 + 65/1.53 | MIDLANDS | MIDLAND METALS | MMOP17450/08 | CURRENT | 1
18720 | CABLE,POWER,ELECTRICAL | 240 SQ MM;CONCENTRIC BONDING CABLE; INNER COND COMP ANNEAL,WB 91/1.78 CU; XLPE INS 4.6 MIN AV WALL (MAV);OUTER COND;PLAIN ANNEAL WB 59/1.53 + 65/1.53 | OLEX | OLEX AUSTRALIA PTY LTD | 5099,999999.01,645/TXWP26WB001 | CURRENT | 2
18723 | TRANSFORMER,CURRENT | PROTECTION TOROIDAL;OUTDOOR; 2.5 KV; 2000/1600/800/5 AMP;CLASS5P20;15 VA ON 800/5 AMP;SINGLE PHASE;50 HZ;U/W STABILISING RESISTOR;SC18101; | STEMAR |  | BCT220/60ID | CURRENT | 1
18726 | TRANSFORMER,EARTHING | 11 KV;3 PHASE;50 HZ;ONAN;INTERCONNECTED STAR;2500 AMP FOR 10 SEC;9 OHMS PER PHASE;C/W 1 X 400/200/5 AMP CT & 1 X 2000/1600/800/1 AMP CT'S; | ABB | ABB FAN PTY LTD | 11 KV | STRATEGIC SPARE | 1
18727 | CONNECTOR,ELEC,PARALLEL COMPRESSION | COMPRESSION TYPE;COPPER;70-120 MM RUN TO 10-70 MM TAP;FOR EARTH GRIDS; PACK OF 1;REFER SC11429 FOR DIE; | LEGEND | LEGEND POWER SYSTEMS | CACE70/120 | CURRENT | 1
18727 | CONNECTOR,ELEC,PARALLEL COMPRESSION | COMPRESSION TYPE;COPPER;70-120 MM RUN TO 10-70 MM TAP;FOR EARTH GRIDS; PACK OF 1;REFER SC11429 FOR DIE; | CNWPL | CNW PL - SLACKS CREEK | CABCACE70/120 | CURRENT | 2
18727 | CONNECTOR,ELEC,PARALLEL COMPRESSION | COMPRESSION TYPE;COPPER;70-120 MM RUN TO 10-70 MM TAP;FOR EARTH GRIDS; PACK OF 1;REFER SC11429 FOR DIE; | BURNDY | BURNDY CABLE SUPPORT SYSTEMS | BURYGHC29C26 | CURRENT | 2
18728 | CONNECTOR,COMPRESSION | C Crimp, Hyground, 120-120mm2, Wide Jaw, IEEE Std 837, Dwg EESS-10031-04 | NVENT | NVENT THERMAL MANAGEMENT | ELT-3 | CURRENT | 1
18728 | CONNECTOR,COMPRESSION | C Crimp, Hyground, 120-120mm2, Wide Jaw, IEEE Std 837, Dwg EESS-10031-04 | CNWPL | CNW PL - SLACKS CREEK | CABCACD120 | CURRENT | 2
18728 | CONNECTOR,COMPRESSION | C Crimp, Hyground, 120-120mm2, Wide Jaw, IEEE Std 837, Dwg EESS-10031-04 | PHOENIXS | PHOENIX STEEL SALES PTY LTD | YGHC29C29 | CURRENT | 5
18728 | CONNECTOR,COMPRESSION | C Crimp, Hyground, 120-120mm2, Wide Jaw, IEEE Std 837, Dwg EESS-10031-04 | LEGEND | LEGEND POWER SYSTEMS | CACD120 | CURRENT | 2
18728 | CONNECTOR,COMPRESSION | C Crimp, Hyground, 120-120mm2, Wide Jaw, IEEE Std 837, Dwg EESS-10031-04 | BURNDY | BURNDY CABLE SUPPORT SYSTEMS | BURYGHC29C29 | CURRENT | 2
18730 | TRANSFORMER,METERING | OUTDOOR TYPE;FREE STANDING;22 KV;AIR INSULATED ENCLOSURE;NO HV FUSES;2 CT'S, CLASS 0.5 M,OUTPUT 15 VA;RATIO 100/50/5 AMP;3 VT'S,CLASS 0.5 M,OUTPUT 50 VA/ | ABB | ABB FAN PTY LTD | METERING UNIT | PURCHASE AS REQUIRED | 1
18731 | SHADE BRIM,SAFETY CAP | 100% COTTON; FLURO YELLOW COLOUR; FULL BRIM,C/W NECK & EAR FLAP PROTECTION:EXTENSION BRIM FOR SAFETY CAP,SC14294; | ATOMSUPP | ATOM SUPPLY | HHBNF-FY | CURRENT | 2
18731 | SHADE BRIM,SAFETY CAP | 100% COTTON; FLURO YELLOW COLOUR; FULL BRIM,C/W NECK & EAR FLAP PROTECTION:EXTENSION BRIM FOR SAFETY CAP,SC14294; | ATOMSUPP | ATOM SUPPLY | 479274 | CURRENT | 2
18731 | SHADE BRIM,SAFETY CAP | 100% COTTON; FLURO YELLOW COLOUR; FULL BRIM,C/W NECK & EAR FLAP PROTECTION:EXTENSION BRIM FOR SAFETY CAP,SC14294; | ATOMSUPP | ATOM SUPPLY | 79912412 | CURRENT | 1
18733 | BIT,AUGER | High Carbon Steel;Scotch Pattern; 11 MM Dia;305 MM O/A LG;6 MM Hex Shank;Pack of 1. | CNWPL | CNW PL - SLACKS CREEK | DEWDT90211-QZ | CURRENT | 1
18733 | BIT,AUGER | High Carbon Steel;Scotch Pattern; 11 MM Dia;305 MM O/A LG;6 MM Hex Shank;Pack of 1. | CNWPL | CNW PL - SLACKS CREEK | IRW20/000619111 | CURRENT | 2
18736 | INSULATION SLEEVING,ELEC,SPEC | CORRIGATED;HV,NON-HEAT SHRINK;FOR 35 TO 400 SQ MM CABLE TERMINATIONS TO ABB SAFELINK RMU'S;KIT OF 3; | PLP AUST | PREFORMED LINE PRODUCTS (AUST) | CPA-PLP-CUB-2 | CURRENT | 2
18736 | INSULATION SLEEVING,ELEC,SPEC | CORRIGATED;HV,NON-HEAT SHRINK;FOR 35 TO 400 SQ MM CABLE TERMINATIONS TO ABB SAFELINK RMU'S;KIT OF 3; | JBJOINT | JB JOINTING SUPPLIES PTY LTD | JB-SBC-11 | CURRENT | 2
18736 | INSULATION SLEEVING,ELEC,SPEC | CORRIGATED;HV,NON-HEAT SHRINK;FOR 35 TO 400 SQ MM CABLE TERMINATIONS TO ABB SAFELINK RMU'S;KIT OF 3; | TECONN | TE CONNECTIVITY LTD | RCAB-4120 | CURRENT | 1
18738 | SLEEVE,COMPRESSION | FT, suit 30/7/2.50 ACSR, 30/7/.102 ACSR, 19/3.75 AAAC, 19/3.75 AAC, 37/.102 AAC, Hex Die A/F 26.2mm | PLP AUST | PREFORMED LINE PRODUCTS (AUST) | CMS AAAC-188-1 | CURRENT | 2
18738 | SLEEVE,COMPRESSION | FT, suit 30/7/2.50 ACSR, 30/7/.102 ACSR, 19/3.75 AAAC, 19/3.75 AAC, 37/.102 AAC, Hex Die A/F 26.2mm | MACLEAN | MACLEAN POWER PL - E15128 | CMJ-NEON | CURRENT | 2
18738 | SLEEVE,COMPRESSION | FT, suit 30/7/2.50 ACSR, 30/7/.102 ACSR, 19/3.75 AAAC, 19/3.75 AAC, 37/.102 AAC, Hex Die A/F 26.2mm | PLP AUST | PREFORMED LINE PRODUCTS (AUST) | CMSJ-175 | CURRENT | 1
18738 | SLEEVE,COMPRESSION | FT, suit 30/7/2.50 ACSR, 30/7/.102 ACSR, 19/3.75 AAAC, 19/3.75 AAC, 37/.102 AAC, Hex Die A/F 26.2mm | ADAPT | ADAPT AUSTRALIA PTY LTD | CMS AAAC-188-1 | CURRENT | 2
18738 | SLEEVE,COMPRESSION | FT, suit 30/7/2.50 ACSR, 30/7/.102 ACSR, 19/3.75 AAAC, 19/3.75 AAC, 37/.102 AAC, Hex Die A/F 26.2mm | UTILUX |  | FT80R/1 | CURRENT | 2
18740 | FRAME,MOUNTING | FOR SUBSTATION TO ALLOW HEIGHT OF SURGE ARRESTOR BRACKET TO BE 2565 MM FROM GROUND LEVEL; | NU-LEC | NU-LEC | FOR SUBSTATION | PURCHASE AS REQUIRED | 1
18741 | ANCHOR,ROCKFACE | STEEL GALV;M12;160 MM LG;C/W NUT,USED IN CONJUNCTION WITH STOCK CODE 17889; PACK OF 10; | HOBSON | HOBSON ENGINEERING CO PTY LTD 393904 | MCA58GCM120160H | CURRENT | 1
18741 | ANCHOR,ROCKFACE | STEEL GALV;M12;160 MM LG;C/W NUT,USED IN CONJUNCTION WITH STOCK CODE 17889; PACK OF 10; | COVENTRY | COVENTRY FASTENERS QLD | CS12160GH | CURRENT | 2
18741 | ANCHOR,ROCKFACE | STEEL GALV;M12;160 MM LG;C/W NUT,USED IN CONJUNCTION WITH STOCK CODE 17889; PACK OF 10; | STATEWD | STATEWIDE FSTNERS & ENG SPLS PL | RM12160G | CURRENT | 2
18742 | CLAMP, PIPE | STEEL GALV,SUIT PIPE 60 MM OD,114 MM MOUNTING CENTRES;PACK OF 1; | EZYSTRUT | EZYSTRUT CABLE & PIPE SUPPORTS | E16-60H | PURCHASE AS REQUIRED | 1
18743 | RECLOSER | 36 KV;3 PHASE;800 AMP;STRUCTURE MTG; 16 KA BKG CAP;TERMINAL PALM CONNECTIONS; NU-LEC CONTROLLER,C/W DNP3 PROTOCOL- CAPM5;IOEX INTERFACE CARD;FAST TRIP | NU-LEC | NU-LEC | STRUCTURED MTG | PURCHASE AS REQUIRED | 1
18744 | RECLOSER | 36 KV;3 PHASE;800 AMP;POLE MTG-LEFT/ RIGHT;16 KA BKG CAP;240 SQ MM ALUMINIUM WATER BLOCKED CABLE;4 M LG;NU-LEC CONTROLLER,C/W DNP3 PROTOCOL-CAPM5; | NU-LEC | NU-LEC | LEFT/RIGHT | PURCHASE AS REQUIRED | 2
18745 | RECLOSER | 12 KV;3 PHASE;630 AMP;SF6;NU-LEC;C/W CAPM5;DNP3;IOEX,FAST TRIP MODULE, 800/400/1 CT;STRUCTURE MTG;TERMINAL PALM CONNECTIONS;REFER SC18695 FOR | NU-LEC | NU-LEC | N12 | STRATEGIC SPARE | 1
18746 | RECLOSER | 12 KV;3 PHASE;630 AMP;SF6;12.5 KA;NU-LEC C/W CAPM5;DNP3;IOEX,FAST TRIP MODULE, 800/400/1 CT;POLE MTG;4 M LG,185 SQ MM ALUMINIUM;WATER BLOCKED LEADS; | NU-LEC | NU-LEC | N12 | MAINTENANCE STOCK | 1
18747 | RECLOSER | 36 KV;3 PHASE;800 AMP;SF6;POLE MTG-FRONT /REAR;16 KA BKG CAP;240 SQ MM ALUMINIUM WATER BLOCKED CABLE,3 M LG; NU-LEC CONTROLLER WITH DNP3.0 PROTOCOL CAPM5; | NU-LEC | NU-LEC | FRONT/REAR | PURCHASE AS REQUIRED | 1
18748 | RECLOSER | 12 KV;3 PHASE;630 AMP;VACUUM INTERRUPTER NULEC N12;POLE MTG-FRONT-REAR;12.5 KA BKG CAP;AUX SUPPLY FROM 11 KV/27.8 V EXT POLE MTD VT C/W POLE MTG BRACKET & | NU-LEC | NU-LEC | FRONT-REAR | CURRENT | 1
18750 | CONVERTER | 24 V DC INPUT;48 V DC OUTPUT;4 AMP;C/W; 3U;U/W SACS; EQUIPMENT; | AMTEX | AMTEX ELECTRONICS | DCW200-48FT | CURRENT | 1
18754 | SENSOR, TEMPERATURE | CONSISTING OF SIGNAL CONDITIONER;PT100 SENSOR IN RADITATION SHIELD & BRACKET; RTD JUNCTION BOX;CABLE LENGTH 5 M;ITEM TO BE INDIVIDUALLY SUPPLIED AS A KIT; | PACDATA | PACIFIC DATA SYSTEMS QLD | PDS-SIGCON-PT100-KIT | CURRENT | 1
18755 | HOOK | Safloc Hook, Hauling Line, 12mm, S/Steel Gde 304, Stamped "WLL 720kg" | BULIVANT | BULLIVANTS LIFTING & SAFETY SPECIALISTS | WSNH-0120-SS2431X12LR | CURRENT | 1
18757 | FRAME,MOUNTING | SUPPORT STRUCTURE FOR TRANSFORMER COMPOUND;MULTICORE CABLING;PACK OF 10,ENERGEX-LOSTD-ST048-01;PACK OF 3, PACK WEIGHT 15 KG; | HAYMAN | HAYMANS INDUSTRIES PTY LTD | 18757 | PURCHASE AS REQUIRED | 1
18757 | FRAME,MOUNTING | SUPPORT STRUCTURE FOR TRANSFORMER COMPOUND;MULTICORE CABLING;PACK OF 10,ENERGEX-LOSTD-ST048-01;PACK OF 3, PACK WEIGHT 15 KG; | GLOBAL | GLOBAL MANUFACTURING GROUP | ENERGEX-LOSTD-ST048-01 | PURCHASE AS REQUIRED | 2
18758 | SCREW,TAPPING,THREAD FORMING | PANEL SCREW M3;35 MM LG;STEEL;CAD-PLATED ;WAFER HD PHILLIPS DRIVE; | SUMMIT | SUMMIT GROUP | 3DWCCZ03035 | CURRENT | 1
18758 | SCREW,TAPPING,THREAD FORMING | PANEL SCREW M3;35 MM LG;STEEL;CAD-PLATED ;WAFER HD PHILLIPS DRIVE; | STATEWD | STATEWIDE FSTNERS & ENG SPLS PL | SEWZ335 | CURRENT | 2
18759 | TAPE,INSULATION,ELECTRICAL | ADHESIVED BACKED;VINYL,PLASTIC,BLACK; 19 MM W;6 M LG;0.63 MM THK;PACK OF 10; | REXEL | REXEL PTY LTD | 3MSSCO33-19X6M | CURRENT | 1
18759 | TAPE,INSULATION,ELECTRICAL | ADHESIVED BACKED;VINYL,PLASTIC,BLACK; 19 MM W;6 M LG;0.63 MM THK;PACK OF 10; | 3M | 3M AUSTRALIA PTY LTD | MMMVM-19MM | CURRENT | 2
18760 | CABLE,CONTROL,ELECTRICAL | 20 CORE;10 PR;TWISTED 7/0.5,1.5 MM; NUMBERED BLACK & WHITE INSULATED CORES; BLACK PVC SHEATH;AS2373;DRUM SIZE 500 M, DRUM WEIGHT 442 KG; | MIDLANDS | MIDLAND METALS | MMO-20X1.5 CU PE CTS PVC | PURCHASE AS REQUIRED | 1
18760 | CABLE,CONTROL,ELECTRICAL | 20 CORE;10 PR;TWISTED 7/0.5,1.5 MM; NUMBERED BLACK & WHITE INSULATED CORES; BLACK PVC SHEATH;AS2373;DRUM SIZE 500 M, DRUM WEIGHT 442 KG; | OLEX | OLEX AUSTRALIA PTY LTD | IBK184AU010CXAA | PURCHASE AS REQUIRED | 2
18761 | FUSEHOLDER | 440 V,400 AMP SINGLE PHASE;HVY DUTY SERVICE FUSEHOLDER;FOR INDOOR USE ON INDUSTRIAL SERVICES;J TYPE FUSE LINK CARTRIDGE,SC04466,04474 & 04480 SUIT | ALSTOM | ALSTOM GRID AUSTRALIA LIMITED | FUSEHOLDER. | PURCHASE AS REQUIRED | 2
18761 | FUSEHOLDER | 440 V,400 AMP SINGLE PHASE;HVY DUTY SERVICE FUSEHOLDER;FOR INDOOR USE ON INDUSTRIAL SERVICES;J TYPE FUSE LINK CARTRIDGE,SC04466,04474 & 04480 SUIT | HENLEY |  | 54427-15 | PURCHASE AS REQUIRED | 1
18762 | RELAY,OVERCURRENT AND EARTH FAULT | REYROLLE ARGUS1;2 OC EF & SEF;5/1 AMP; 110/125 V DC AUX,110 V DC LOGIC INPUTS; MTG FLUSH & RACK;ORDER ON PROTECTION MANAGER APPROVAL ONLY; | RMS | RELAY MONITORING SYSTEMS PL | 2434H6425A | PHASING | 1
18762 | RELAY,OVERCURRENT AND EARTH FAULT | REYROLLE ARGUS1;2 OC EF & SEF;5/1 AMP; 110/125 V DC AUX,110 V DC LOGIC INPUTS; MTG FLUSH & RACK;ORDER ON PROTECTION MANAGER APPROVAL ONLY; | REYROLLE |  | 234H6425A | PHASING | 2
18763 | RELAY,OVERCURRENT AND EARTH FAULT | REYROLLE ARGUS 1;2OC EF & SEF;5/1 AMP; 32/48 V DC AUX,32 V DC LOGIC INPUTS; MTG FLUSH & RACK; | RMS | RELAY MONITORING SYSTEMS PL | DCD-421A | PHASING | 1
18764 | RELAY,DIRECTIONAL OVERCURR & EARTH FAULT | REYROLLE ARGUS 2;3 DOC DEF;5/1 AMP; 110/125 V DC AUX,110 V DC DI;MTG FLUSH & RACK;ORDER ON PROTECTION MANAGER APPROVAL ONLY; | REYROLLE |  | DCD-815B | STRATEGIC SPARE | 1
18765 | RELAY,DIRECTIONAL OVERCURR & EARTH FAULT | REYROLLE ARGUS 2;3 DOC DEF;5/1 AMP; 32/48 V DC AUX,32 V DC DI;MTG FLUSH & RACK;ORDER ON PROTECTION MANAGER APPROVAL ONLY; | REYROLLE |  | DCD-811B | PHASING | 1
18766 | RELAY,SENSITIVE EARTH FAULT | RMS 2C137;SEF;5 AMP; 10S RESET, 32 /48 V DC AUX;MTG FLUSH & RACK; ORDER ON PROTECTION MANAGER APPROVAL ONLY; | RELMONSY | RELAY MONITORING SYSTEMS PTY LTD | 2C137-ABAAB10 | PURCHASE AS REQUIRED | 1
18767 | RELAY,ELECTROMAGNETIC | MULTIRIP;RMS 2HSM514;FLAG;9 N/O 1 N/C LATCHED;110 V DC AUX;MTG FLUSH & RACK;ORDER ON PROTECTION MANAGER APPROVAL ONLY; | RMS | RELAY MONITORING SYSTEMS PL | 2HSM514B2-D-9M1B-2M28-S1 | CURRENT | 1
18768 | RELAY,TRANSFORMER DIFFERENTIAL | ALSTOM KBCH120;1 AMP;32/48/110/125 V DC AUX; 48 V DC DI;MTG FLUSH & RACK;ORDER ON PROTECTION MANAGER APPROVAL ONLY; | AREVA | AREVA T&D AUSTRALIA LIMITED | KBCH12001W12LEL | STRATEGIC SPARE | 1
18769 | RELAY,TRANSFORMER DIFFERENTIAL | ALSTOM KBCH140;1 AMP;32/48/110/125 V DC AUX;48 V DC DI;MTG FLUSH & RACK;ORDER ON PROTECTION MANAGER APPROVAL ONLY; | ALSTOM | ALSTOM GRID AUSTRALIA LIMITED | KBCH14001W12LEL | STRATEGIC SPARE | 1
18771 | RELAY,FEEDER DIFFERENTIAL SUPERVISION | AREVA MRTP03;PLIOT WIRE,SPVSN ISOL/TRFM 240 V AC & 110/125 V DC AUX;MRTP03-MTG FLUSH & RACK;SPVSN ISOL/TRFM-MTG SURFACE;ORDER ON PROTECTION MANAGER | AREVA | AREVA T&D AUSTRALIA LIMITED | MRTP03T1CE0761 & ZC0243003 | STRATEGIC SPARE | 1
18772 | RELAY,OVERCURRENT AND EARTH FAULT | AREVA MCRI;INST;2 0C EF;5 AMP; 110/125 V DC AUX;MTG FLUSH & RACK;ORDER ON PROTECTION MANAGER APPROVAL ONLY; | AREVA | AREVA T&D AUSTRALIA LIMITED | MCRI01T1CD0751 | MAINTENANCE STOCK | 1
18774 | RELAY,FEEDER DIFFERENTIAL. | REYROLLE SOLKOR N;RS485;5/1 AMP;110/ 125 V DC AUX,110/125 V DC DI;MTG FLUSH & RACK;ORDER ON PROTECTION MANAGER APPROVAL ONLY; | REYROLLE |  | SO1-131DA | PURCHASE AS REQUIRED | 1
18775 | BOX,ELECTRICAL,MULTIAPPLICATION. | ALUMINIUM;800 MM W,600 MM H,400 MM D; CT MARSHALLING;2 CT ASSEMBLY; | ENERGEX | ENERGEX | 6 CT MARSHALLING | PURCHASE AS REQUIRED | 1
18776 | TRANSFORMER,CURRENT | INTERPOSING;MEASUREMENT,PRIMARY WOUND;INDOOR;RATIO 2-2.5-3/5 AMP; CLASS 2M;FORM NS SERIES 28;W3180;C/W MTG BOLT; | WFENERGY | WF ENERGY CONTROLS | W3180 | PURCHASE AS REQUIRED | 1
18777 | TRANSFORMER,CURRENT | INTERPOSING;MEASUREMENT,PRIMARY WOUND;INDOOR;RATIO 3.5-4-4.5/5 AMP; CLASS 2M;FORM NS SERIES 28;W3181;C/W MTG BOLT; | WFENERGY | WF ENERGY CONTROLS | W3181 | PURCHASE AS REQUIRED | 1
18778 | BATTERY,NONRECHARGEABLE | ALKALINE;1.5 V, A76 OR EQUIV;U/W TESTER PROXIMITY SC18678;BOX OF 12,CARTON OF 12 ; | BLKWOOD | J BLACKWOOD & SON LTD | 4561358 | CURRENT | 1
18778 | BATTERY,NONRECHARGEABLE | ALKALINE;1.5 V, A76 OR EQUIV;U/W TESTER PROXIMITY SC18678;BOX OF 12,CARTON OF 12 ; | HAYMANS | HAYMANS ELECTRICAL | EVRA76BP-2 | CURRENT | 2
18778 | BATTERY,NONRECHARGEABLE | ALKALINE;1.5 V, A76 OR EQUIV;U/W TESTER PROXIMITY SC18678;BOX OF 12,CARTON OF 12 ; | EVEREADY |  | EVRA76BP-2 | CURRENT | 2
18796 | BAR,METAL | STEEL;FLAT SHAPE;50 MM X 25 MM;GDE 300; AS3679.1;6 M LG; | SMORGON | SMORGON ARC | BAR METAL | VENDOR HELD | 1
18828 | BAR,METAL | STEEL;RD SHAPE;6.35 MM DIA;BRIGHT FINISH ;GDE M1020;AS1443;6 M LG; | SMORGON | SMORGON ARC | BAR RD | VENDOR HELD | 1
18844 | BAR,METAL | STEEL;CHANNEL;150 MM X 75 MM;PARALLEL FLANGE;AS3679.1; 9 M LG; | BLUESCOP | BLUESCOPE STEEL | CH-150-75-L300-9000 | PURCHASE AS REQUIRED | 1
18844 | BAR,METAL | STEEL;CHANNEL;150 MM X 75 MM;PARALLEL FLANGE;AS3679.1; 9 M LG; | SMORGON | SMORGON ARC | BAR CHANNEL | PURCHASE AS REQUIRED | 2
18921 | STRAP,SPECTACLE FRAME | COTTON LEASH;BLACK;U/W SC18608,SC18609, SC18610,SC18611 & SC18612; | BLKWOODS | J BLACKWOOD & SON LTD | 05942408/1066 | CURRENT | 1
18921 | STRAP,SPECTACLE FRAME | COTTON LEASH;BLACK;U/W SC18608,SC18609, SC18610,SC18611 & SC18612; | UVEX | UVEX SAFETY GROUP | 1066 | CURRENT | 2
18923 | SWITCH FUSE GEAR | 12 KV;3 PHASE;630 AMP;SF6;I/D;OIL-LESS; C/W 2 X 630 AMP SW;C/W 1 X 630 AMP CB TEE-OFF & ASSOC EQUIP;SCHNIDER RMU; SH TIME CURR; | SCHNEDER | SCHNEIDER PTY LTD | RM6/2 NE-IBI | PHASING | 1
18926 | KIT,CONNECTION | 11 KV,ELECTRICAL POWER CABLE;INDOOR; 3 PHASE;185 SQ MM TO 300 SQ MM CABLES; FOR RECONNECTING CABLES CONVERTING FROM KRONE KES 10 TO HAZMYER MAGNEFIX | HOLEC | HOLEC | 502.107 | CURRENT | 1
18928 | RELAY,TIME | ALSTOM MVTT14;32 V DC AUX;MTG FLUSH & BACK;ORDER ON PROTECTION MANAGER APPROVAL ONLY; | ALSTOM | ALSTOM GRID AUSTRALIA LIMITED | MVTT14J1NB0251 | PHASING | 1
18930 | LINK,ELECTRICAL BRIDGING. | COPPER BUSBAR PARALLELING LINK;FOR USE ON LV SWITCHBOARDS WITH ABB TYPE SWITCH FUSE UNITS;C/W PROTECTIVE SHROUDS;WEBER V-BKABB;PACK OF 1,PACK WEIGHT3.0 KG; | WEBER | WEBER SOUTH PACIFIC PTY LTD | V-BKABB | CURRENT | 1
18933 | BATTERY,STORAGE | VALVE REGULATED SEALED BATTERY BANK; 48 V;110 A/HR NOMINAL (70-100 A/HR); 8 X 6 V INDIVIDUAL BATTERIES;C/W INTERCELL CONNECTORS & FASTENERS; | LEGEND | LEGEND POWER SYSTEMS | BAT-HZB6/110F-AGM | PURCHASE AS REQUIRED | 1
18934 | BATTERY,STORAGE | VRLA Battery Bank, 110V, 160Ah, 18 X 6V Cells = (1 Bank), If Stand Required ref SC25445, c/w Intercell Connectors & Fasteners | LEGEND | LEGEND POWER SYSTEMS | BAT-HZB6/160F-AGM | PURCHASE AS REQUIRED | 1
18935 | BATTERY,STORAGE | VALVE REGULATED SEALED BATTERY BANK; 110 V;110 A/HR NOMINAL (70-100 A/HR); 18 X 6 V INDIVIDUAL BATTERIES = (1 BANK) ; C/W INTERCELL CONNECTORS & FASTENERS | LEGEND | LEGEND POWER SYSTEMS | BAT-HZB6/110F-AGM | PURCHASE AS REQUIRED | 1
18935 | BATTERY,STORAGE | VALVE REGULATED SEALED BATTERY BANK; 110 V;110 A/HR NOMINAL (70-100 A/HR); 18 X 6 V INDIVIDUAL BATTERIES = (1 BANK) ; C/W INTERCELL CONNECTORS & FASTENERS | EXIDE | EXIDE TECHNOLOGIES - SALISBURY | L6V110 | PURCHASE AS REQUIRED | 2
18937 | METER,ENERGY | SEC REGN;CLASS 0.5;SOLID STATE PROGRAMMABLE;3 PHASE TRANSFORMER CONNECTED;NOMINAL 5 AMP;57-240 V;3 OR 4 WIRE;ORDERING CODE 2000-0600-111-H-J-240 | EDMI | EDMI PTY LTD | 2000-0600-111-H-J-240 | PURCHASE AS REQUIRED | 1
18938 | CORD,ELECTRICAL | 240 V; 10 AMP;3 M LG;EXTENSION CORD; | BLKWOOD | J BLACKWOOD & SON LTD | 2836556 | CURRENT | 2
18938 | CORD,ELECTRICAL | 240 V; 10 AMP;3 M LG;EXTENSION CORD; | CNWPL | CNW PL - SLACKS CREEK | GTSR3ELWE | CURRENT | 2
18938 | CORD,ELECTRICAL | 240 V; 10 AMP;3 M LG;EXTENSION CORD; | CNWPL | CNW PL - SLACKS CREEK | KIMELD3W | CURRENT | 1
18938 | CORD,ELECTRICAL | 240 V; 10 AMP;3 M LG;EXTENSION CORD; | GENERAL | GENERAL TRADE SUPPLIES | R3ELWE | CURRENT | 2
18939 | AMMETER | SCALED 0-49.99 AMP; DC;ELECTRONIC; DIGITAL;3 1/2 LED; 110 VDC AUX SUPPLY; BI-POLAR;INPUT 50MV;96 MM W X48 MM H; FLUSH PANEL MTG;U/W EXTERNAL SHUNT STOCK | CROMPTON | CROMPTON INSTRUMENTS (AUST) PTY LTD | 262-DDAW-EC-NT-110VDC | PURCHASE AS REQUIRED | 1
18941 | CLEVIS SOCKET ASSEMBLY | FORGED STEEL;GALV;120 KN MIN FAILING LOAD;U/W BALL & SOCKET INSULATORS; PACK OF 10,PACK WEIGHT 14 KG; | DULHUNTY | DULHUNTY INDUSTRIES PTY LTD | SC-120 | CURRENT | 1
18942 | CLEVIS BALL ASSEMBLY | FORGED STEEL;GALV;120 KN MIN FAILING LOAD;U/W BALL & SOCKET INSULATORS; ROUND PIN BOLT STYLE; | DULHUNTY | DULHUNTY INDUSTRIES PTY LTD | BC-120 | CURRENT | 1
18946 | RELAY,ELECTROMAGNETIC | 240 V AC COIL;240 V AC CONT;5 AMP NOM; 2 C/O CONT;BI-STABLE LATCHING OPERATION; PLUG-IN TO RAIL MOUNT SOCKET STOCK CODE 16593;PACK OF 1; | CNWPL | CNW PL - SLACKS CREEK | IDERR2KP-UAC240 | CURRENT | 2
18946 | RELAY,ELECTROMAGNETIC | 240 V AC COIL;240 V AC CONT;5 AMP NOM; 2 C/O CONT;BI-STABLE LATCHING OPERATION; PLUG-IN TO RAIL MOUNT SOCKET STOCK CODE 16593;PACK OF 1; | IZUMIDEN |  | IDCRR2KP-UAC240 | CURRENT | 2
18946 | RELAY,ELECTROMAGNETIC | 240 V AC COIL;240 V AC CONT;5 AMP NOM; 2 C/O CONT;BI-STABLE LATCHING OPERATION; PLUG-IN TO RAIL MOUNT SOCKET STOCK CODE 16593;PACK OF 1; | CNWPL | CNW PL - SLACKS CREEK | RR2KP-UAC240 | CURRENT | 1
18950 | DISCONNECTOR,HIGH VOLTAGE | 145kV, 1600A, 40kA/1Sec, 3Ph, 2 x Earth Switch Type SE145, Motorised 110VDC, Outdoor Rotary Double Break Type DB145, Busbar Mtg Height 4300mm (No Insulators) | PLP AUST | PREFORMED LINE PRODUCTS (AUST) | A-A9303 | PHASING | 1
18951 | DISCONNECTOR,HIGH VOLTAGE | 36kV, 800A, 25kA/3Sec, 3Ph, Motorised 110VDC, Outdoor Rotary Double Break Type DB36, Steel Structure c/w Insulators (part A & B) | PLP AUST | PREFORMED LINE PRODUCTS (AUST) | A-A8029-03 | PHASING | 1
18955 | CUTTER,CABLE,HAND OPERATED | 77 KN OUTPUT FORCE;HAND OPERATED TWO STAGE HYDRAULIC PUMP;REPLACEABLE BLADES,SUITS STRANDED CU,AL & ACSR UP TO 24 MM DIA,STAY WIRE UP TO 20 MM DIA,180 | REXEL | REXEL PTY LTD | SFCIZU S-200 | CURRENT | 2
18955 | CUTTER,CABLE,HAND OPERATED | 77 KN OUTPUT FORCE;HAND OPERATED TWO STAGE HYDRAULIC PUMP;REPLACEABLE BLADES,SUITS STRANDED CU,AL & ACSR UP TO 24 MM DIA,STAY WIRE UP TO 20 MM DIA,180 | SPECFORC | SPECIALISED FORCE | S-240 | CURRENT | 2
18955 | CUTTER,CABLE,HAND OPERATED | 77 KN OUTPUT FORCE;HAND OPERATED TWO STAGE HYDRAULIC PUMP;REPLACEABLE BLADES,SUITS STRANDED CU,AL & ACSR UP TO 24 MM DIA,STAY WIRE UP TO 20 MM DIA,180 | TECONN | TE CONNECTIVITY LTD | S-200 | CURRENT | 1
18958 | WRENCH,IMPACT,HYDRAULIC | HYDRAULIC DRIVEN IMPACT DRILL;C/W 11 MM (7/16 IN) QUICK CHANGE HEXAGON CHUCK; TRIGGER GUARD;DUAL OPEN/CLOSED CENTRE POWER SYSTEM;6.9 TO 13.8 MPA WORKING | STATEWD | STATEWIDE FSTNERS & ENG SPLS PL | CMSS1WDT716TGC | PURCHASE AS REQUIRED | 2
18958 | WRENCH,IMPACT,HYDRAULIC | HYDRAULIC DRIVEN IMPACT DRILL;C/W 11 MM (7/16 IN) QUICK CHANGE HEXAGON CHUCK; TRIGGER GUARD;DUAL OPEN/CLOSED CENTRE POWER SYSTEM;6.9 TO 13.8 MPA WORKING | MSS PWR | MSS POWER SYSTEMS | MSS-IW-DT716-TG-C | PURCHASE AS REQUIRED | 2
18958 | WRENCH,IMPACT,HYDRAULIC | HYDRAULIC DRIVEN IMPACT DRILL;C/W 11 MM (7/16 IN) QUICK CHANGE HEXAGON CHUCK; TRIGGER GUARD;DUAL OPEN/CLOSED CENTRE POWER SYSTEM;6.9 TO 13.8 MPA WORKING | LEGEND | LEGEND POWER SYSTEMS | MSS-IW-DT716-TG-C | PURCHASE AS REQUIRED | 1
18958 | WRENCH,IMPACT,HYDRAULIC | HYDRAULIC DRIVEN IMPACT DRILL;C/W 11 MM (7/16 IN) QUICK CHANGE HEXAGON CHUCK; TRIGGER GUARD;DUAL OPEN/CLOSED CENTRE POWER SYSTEM;6.9 TO 13.8 MPA WORKING | STANLEY |  | ID07810 | PURCHASE AS REQUIRED | 2
18958 | WRENCH,IMPACT,HYDRAULIC | HYDRAULIC DRIVEN IMPACT DRILL;C/W 11 MM (7/16 IN) QUICK CHANGE HEXAGON CHUCK; TRIGGER GUARD;DUAL OPEN/CLOSED CENTRE POWER SYSTEM;6.9 TO 13.8 MPA WORKING | SPECFORC | SPECIALISED FORCE | ID04810 | PURCHASE AS REQUIRED | 2
18961 | CONNECTOR,BUSBAR | PALM TO CABLE;ALUMINIUM;70 SQ MM TO 150 SQ MM CABLE;PALM UNDRILLED; | DULMISON | DULMISON (AUST) PTY LTD | ATL3U | PHASING | 1
18962 | LABEL | MATT VINYL;YELLOW BACKGROUND;LEGEND- 4A MODEM SUPPLY FUSE BEHIND TERMINAL COVER; BLACK PRINT; SELF ADHESIVE; (JAC-SPLIT) 60 x 15 MM. | ARTCRAFT | ARTCRAFT PTY LTD | SE02495-Q | PURCHASE AS REQUIRED | 1
18962 | LABEL | MATT VINYL;YELLOW BACKGROUND;LEGEND- 4A MODEM SUPPLY FUSE BEHIND TERMINAL COVER; BLACK PRINT; SELF ADHESIVE; (JAC-SPLIT) 60 x 15 MM. | CUTLER | CUTLER BRANDS PTY LTD | ENERGE-18962 | PURCHASE AS REQUIRED | 2
18964 | RELAY,ELECTROMAGNETIC | 48 V DC COIL;30 V DC/110 V AC CONT; 10 AMP NOM;4 C/O CONT;PLUG-IN TO RAIL MTG BASE,STOCK CODE 07338; PACK OF 1; | CNWPL | CNW PL - SLACKS CREEK | IZUIDCRH48BUDC48V | CURRENT | 2
18964 | RELAY,ELECTROMAGNETIC | 48 V DC COIL;30 V DC/110 V AC CONT; 10 AMP NOM;4 C/O CONT;PLUG-IN TO RAIL MTG BASE,STOCK CODE 07338; PACK OF 1; | IZUMIDEN |  | IDCRH4B-UDC48V | CURRENT | 2
18964 | RELAY,ELECTROMAGNETIC | 48 V DC COIL;30 V DC/110 V AC CONT; 10 AMP NOM;4 C/O CONT;PLUG-IN TO RAIL MTG BASE,STOCK CODE 07338; PACK OF 1; | CNWPL | CNW PL - SLACKS CREEK | RH4B-UDC48 | CURRENT | 1
18968 | COVER,TERMINAL | GREY;PVC;TO SUIT ABB 600/400 SLBM LOW VOLTAGE SWITCHGEAR IN PADMOUNT TRANSFORMERS V-KU-ABB OR EQUIV;PACK OF 1,PACK WEIGHT 3 KG; | WEBER | WEBER SOUTH PACIFIC PTY LTD | V-KU ABB | CURRENT | 1
18969 | INSULATOR,SPREADER | Long Rod, to 33kV Nom Voltage, 1600mm Min Creepage, 1000mm Lg Nom Coupling, Synthetic Composite, Bi-Metallic End Fittings, suit 9-21mm OD Conductor Range | K-LINE | K-LINE GROUP | KLPS038U05 | CURRENT | 1
18970 | BOX,ELECTRICAL,MULTIAPPLICATION. | ALUMINIUM;1000 MM H,800 MM W,400 MM D; WAETHERPROOF TO IP55;HINGED DOOR; REMOVABLE EQUIP PLATE;HINGED ADJUSTABLE EQUIP PLATE;HINGED ADJUSTABLE EQUIP | ENERGEX | ENERGEX | BOX MULTIAPPLICATION | CURRENT | 1
18971 | BOX,ELECTRICAL,MULTIAPPLICATION. | ALUMINIUM;1000 MM H,800 MM W,400 MM D; WEATHERPROOF TO IP55;HINGED DOOR; REMOVABLE DOOR;REMOVABLE EQUIP PLATE; FOR USE IN SUBSTATION SWITCHYARDS; | ENERGEX | ENERGEX | BOX MULTIAPPLICATION | CURRENT | 1
18973 | TRANSFORMER,CURRENT | OUTDOOR;33 KV;STRUCTURE MTG,OIL FILLED; RATIO 400/200/5 AMP,CLASS 2.5P100F10; 25 KA /1 SEC;OVERALL HEIGHT 1370 MM; BS2046/1953;ITEM ENTERED AT ZERO DOLLAR | AEI |  | 33 KV 5 AMP | PURCHASE AS REQUIRED | 1
18979 | FUSE ELEMENT,ELEC | 12 KV;80 AMP HRC FUSE;FOR SF6/AIR/EPOXY INSULATED SWITCHGEAR;1000 KVA LOW IMPEDANCE TRANSFORMER;PACK OF 1,PACK WEIGHT 4.0 KG; | FUSECO | FUSECO PTY LTD | 3002003/80 | CURRENT | 2
18979 | FUSE ELEMENT,ELEC | 12 KV;80 AMP HRC FUSE;FOR SF6/AIR/EPOXY INSULATED SWITCHGEAR;1000 KVA LOW IMPEDANCE TRANSFORMER;PACK OF 1,PACK WEIGHT 4.0 KG; | COOPELEC | COOPER ELECTRICAL AUSTRALIA PTY LTD | 12FXLSJ80 | CURRENT | 1
18980 | FUSE ELEMENT,ELEC | 12 KV;100 AMP HRC FUSE;FOR SF6/AIR/EPOXY INSULATED SWITCHGEAR;1500 KVA LOW INPEDANCE TRANSFORMER;PACK OF 1,PACK WEIGHT 4.0 KG; | FUSECO | FUSECO PTY LTD | 3052103/100 | CURRENT | 1
18980 | FUSE ELEMENT,ELEC | 12 KV;100 AMP HRC FUSE;FOR SF6/AIR/EPOXY INSULATED SWITCHGEAR;1500 KVA LOW INPEDANCE TRANSFORMER;PACK OF 1,PACK WEIGHT 4.0 KG; | COOPELEC | COOPER ELECTRICAL AUSTRALIA PTY LTD | 12FXLSJ100 | CURRENT | 2
18981 | CABLE,POWER,ELECTRICAL | 19/33 KV;185 SQ MM;SINGLE CORE STRANDED CU;XLPE INSULATED;LEAD ALLOY SHEATHED; HDPE OVERSHEATH;AS/NZS1429.1;600 M DRUM OR CUT TO ORDER PROJECT; | OLEX | OLEX AUSTRALIA PTY LTD | 19/33 KV 185 SQ MM | PURCHASE AS REQUIRED | 1
18983 | CABLE,POWER,ELECTRICAL | 6.35/11 KV;185 SQ MM;3 CORE COMPACTED STRANDED CU;XLPE INSULATED;CU SCREEN; HDPE OVERSHEATH;AS/NZS1429.1;450 M DRUM OR CUT TO ORDER FOR PROJECT; | OLEX | OLEX AUSTRALIA PTY LTD | XJNP25RP003CXAA | VENDOR HELD | 1
18984 | CABLE,POWER,ELECTRICAL | 6.35/11 KV;240 SQ MM;3 CORE COMPACTED STRANDED CU;XLPE INSULATED;CU SCREEN; HDPE OVERSHEATH;AS/NZS1429.1;350 M DRUM OR CUT TO ORDER FOR PROJECT; | OLEX | OLEX AUSTRALIA PTY LTD | XJNP26RP003CXAA | PURCHASE AS REQUIRED | 1
18985 | CABLE,POWER,ELECTRICAL | 76/132 KV;1600 SQ MM;SINGLE CORE MILLIKEN STRANDED COMPACTED CU;XLPE INSULATED;CORRUGATED CU SHEATH;PVC/HDPE OVERSHEATH;IEC 60840;600-750 M DRUM OR | OLEX | OLEX AUSTRALIA PTY LTD | 5699,029996,01.2533 | STRATEGIC SPARE | 1
18987 | CONNECTOR,BUSBAR | 30.2 MM OD TUBE TO FLAT;TERMINAL PALM UNDRILLED;PACK OF 1; | DULMISON | DULMISON (AUST) PTY LTD | CS28CU | PURCHASE AS REQUIRED | 1
18987 | CONNECTOR,BUSBAR | 30.2 MM OD TUBE TO FLAT;TERMINAL PALM UNDRILLED;PACK OF 1; | HYLEC | HYLEC PTY LTD | CCS30 | PURCHASE AS REQUIRED | 2
18988 | PLATE,MOUNTING | Flat Plate Fitting, 2 x 14mm Dia Holes, 90 x 40 x 6mm, Galv Steel, Pack of 30 | EZYSTRUT | EZYSTRUT CABLE & PIPE SUPPORTS | E1065H | CURRENT | 1
18989 | CABLE TIE | 360 MM LG;STAINLESS STEEL;GDE 304 HVY DUTY;PACK OF 100;U/W SC16655 & SC16656; | REXEL | REXEL PTY LTD | TABLSY-7.9-360B | CURRENT | 2
18989 | CABLE TIE | 360 MM LG;STAINLESS STEEL;GDE 304 HVY DUTY;PACK OF 100;U/W SC16655 & SC16656; | GENERAL | GENERAL TRADE SUPPLIES | LSY-7.9-360B | CURRENT | 2
18989 | CABLE TIE | 360 MM LG;STAINLESS STEEL;GDE 304 HVY DUTY;PACK OF 100;U/W SC16655 & SC16656; | CNWPL | CNW PL - SLACKS CREEK | SST360X7.9 | CURRENT | 1
18990 | CLAMP,SUSPENSION | Straight-Line, LVABC, Fully Supported, Al Alloy, 2 x 95mm2, 30 to 33mm Dia Circ c/w Insulating Insert Clamp to have Roller Attachment Holes, Pack of 20 | SICAME | SICAME AUSTRALIA PTY LTD | SC470 | CURRENT | 1
18991 | TRANSFORMER,CURRENT | MEASUREMENT;TOROIDAL;INDOOR;RATIO 200/5 AMP;CLASS 2M;10 VA;FORM 32S; 145 MM H,60 MM LG,32 MM ID,114 MM OD; C/W MTG PLATE; | WFENERGY | WF ENERGY CONTROLS | 250 32S0 200/5 | STRATEGIC SPARE | 1
18992 | VEST,HIGH VISIBILITY. | POLYESTER;FASTEN-UP FRONT,W/VELCO FASTENERS;FLUORO ORANGE; SIZE XXL (117 CM);DAYTIME USE ONLY; | ATOMSUPP | ATOM SUPPLY | 90010439 | CURRENT | 1
18992 | VEST,HIGH VISIBILITY. | POLYESTER;FASTEN-UP FRONT,W/VELCO FASTENERS;FLUORO ORANGE; SIZE XXL (117 CM);DAYTIME USE ONLY; | PROTECTR |  | 0432 4280 | CURRENT | 2
18993 | VEST,HIGH VISIBILITY. | POLYESTER;FASTEN-UP FRONT,W/VELCO FASTENERS;FLUORO ORANGE; SIZE XXXL (122 CM);DAYTIME USE ONLY; | PROTECTR |  | 3200462 | CURRENT | 2
18993 | VEST,HIGH VISIBILITY. | POLYESTER;FASTEN-UP FRONT,W/VELCO FASTENERS;FLUORO ORANGE; SIZE XXXL (122 CM);DAYTIME USE ONLY; | BLKWOOD | J BLACKWOOD & SON LTD | 3200462 | CURRENT | 1
18994 | CIRCUIT BREAKER | INDOOR SWITCHGEAR & CONTROLGEAR PANEL;12 KV;800 AMP;20 KA;95 KV BIL; I POWER BV (MODEL A);FEEDER & CAPACITOR CIRCUITS; | IPSOL | I POWER SOLUTIONS HEMMANT QLD 4174 | BV MODEL A | PURCHASE AS REQUIRED | 1
18995 | CIRCUIT BREAKER | INDOOR SWITCHGEAR & CONTROLGEAR PANEL;12 KV;800 AMP;20 KA;95 KV BIL; I POWER BV (MODEL A);DOUBLE FEEDER CIRCUITS; | IPSOL | I POWER SOLUTIONS HEMMANT QLD 4174 | BV MODEL A | PURCHASE AS REQUIRED | 1
18996 | CIRCUIT BREAKER | INDOOR SWITCHGEAR & CONTROLGEAR PANEL;12 KV;800 AMP;20 KA;95 KV BIL; I POWER BV (MODEL A);DOUBLE FEEDER CIRCUITS; | IPSOL | I POWER SOLUTIONS HEMMANT QLD 4174 | BV MODEL A | PURCHASE AS REQUIRED | 1
19003 | CIRCUIT BREAKER | INDOOR SWITCHGEAR & CONTROLGEAR PANEL;12 KV;2000 AMP;20 KA;95 KV BIL; I POWER BV (MODEL A);TRANSFORMER CB; METERING CT'S,DOUBLE SECONDARY VT; | IPSOL | I POWER SOLUTIONS HEMMANT QLD 4174 | BV MODEL A | PURCHASE AS REQUIRED | 1
19009 | MICROCIRCUIT,DIGITAL | PLUG-IN;E2 PROM;STORES INDIVIDUAL PARAMETERS FOR SICM HARDWARE; | SEMICO | SEMICO COMPONENTS PL | DS-1201 | PURCHASE AS REQUIRED | 1
19010 | TERMINAL,LUG | LONG BARREL,UNDRILLED PALM,SUITABLE FOR 2 BOLTS;TINNED COPPER;CRIMP TYPE;FOR 300 SQ MM,61/2.52 MM COPPER CONDUCTOR; MIN 60 MM LG BARREL;PACK OF 1; | LEGEND | LEGEND POWER SYSTEMS | CAL300LPB | CURRENT | 1
19010 | TERMINAL,LUG | LONG BARREL,UNDRILLED PALM,SUITABLE FOR 2 BOLTS;TINNED COPPER;CRIMP TYPE;FOR 300 SQ MM,61/2.52 MM COPPER CONDUCTOR; MIN 60 MM LG BARREL;PACK OF 1; | UTILUX |  | CG300LPMB | CURRENT | 1
19010 | TERMINAL,LUG | LONG BARREL,UNDRILLED PALM,SUITABLE FOR 2 BOLTS;TINNED COPPER;CRIMP TYPE;FOR 300 SQ MM,61/2.52 MM COPPER CONDUCTOR; MIN 60 MM LG BARREL;PACK OF 1; | CABLACES | CABLACES | CAL300LPB | CURRENT | 2
19011 | TERMINAL,LUG | LONG BARREL,UNDRILLED PALM,SUITABLE FOR 2 BOLTS;TINNED COPPER;CRIMP TYPE;FOR 185 SQ MM,37/2.52 MM COPPER CONDUCTOR; MIN 55 MM LG BARREL;PACK OF 1,PACK | LEGEND | LEGEND POWER SYSTEMS | CAL185LPB | CURRENT | 1
19011 | TERMINAL,LUG | LONG BARREL,UNDRILLED PALM,SUITABLE FOR 2 BOLTS;TINNED COPPER;CRIMP TYPE;FOR 185 SQ MM,37/2.52 MM COPPER CONDUCTOR; MIN 55 MM LG BARREL;PACK OF 1,PACK | UTILUX |  | CG185LPMB/1 | CURRENT | 2
19015 | DRUM, SHIPPING AND STORAGE | STEEL;EMPTY;CLEAN;205 L; | 10379A | TOX FREE AUSTRALIA PL - 088416 | DRUM-205L-P/O/H -ADG (USED) | CURRENT | 1
19016 | HOSE,HYDRAULIC | TWIN HYDRAULIC;ELECTRICALLY NON-COND; ORANGE COLOUR;2.5 M LG;C/WMALE/FEMALE FLUSH FACE QUICK- ACTION COUPLINGS;END GUARDS & DUST CAPS;COMPLIES WITH SAE | DRAWING | DRAWING NO | 22947-A3 REV B | PURCHASE AS REQUIRED | 1
19016 | HOSE,HYDRAULIC | TWIN HYDRAULIC;ELECTRICALLY NON-COND; ORANGE COLOUR;2.5 M LG;C/WMALE/FEMALE FLUSH FACE QUICK- ACTION COUPLINGS;END GUARDS & DUST CAPS;COMPLIES WITH SAE | PIRTEK | PIRTEK HOSE SERVICE CENTRES | TWIN HYDRAULIC 2.5 M LG | PURCHASE AS REQUIRED | 1
19017 | HOSE,HYDRAULIC | TWIN HYDRAULIC;ELECTRICALLY NON-COND; ORANGE COLOUR;3 M LG;C/W MALE/FEMALE FLUSH FACE QUICK-ACTION COUPLINGS;END GUARDS & DUST CAPS;COMPLIES WITH SAE | ENZED | ENZED BRISBANE CENTRAL | TWIN 3000 | CURRENT | 1
19017 | HOSE,HYDRAULIC | TWIN HYDRAULIC;ELECTRICALLY NON-COND; ORANGE COLOUR;3 M LG;C/W MALE/FEMALE FLUSH FACE QUICK-ACTION COUPLINGS;END GUARDS & DUST CAPS;COMPLIES WITH SAE | SPECFORC | SPECIALISED FORCE | LPR7-0603OT | CURRENT | 2
19017 | HOSE,HYDRAULIC | TWIN HYDRAULIC;ELECTRICALLY NON-COND; ORANGE COLOUR;3 M LG;C/W MALE/FEMALE FLUSH FACE QUICK-ACTION COUPLINGS;END GUARDS & DUST CAPS;COMPLIES WITH SAE | PIRTEK | PIRTEK HOSE SERVICE CENTRES | TWIN HYDRAULIC 3 M LG | CURRENT | 2
19020 | CIRCUIT BREAKER | OUTDOOR;145 KV;3150 AMP;40 KA;3 POLE;2.5 CYCLE;50 HZ;125 V DC MOTOR CHRG SPRING; P/LINK CONTRACT TM020091602 IT T1; | ABB | ABB FAN PTY LTD | LTB145D1/B | PHASING | 1
19021 | CROSSARM,METAL | STEEL;GALV;2994 MM LG;125 MM X 125 MM X 6 MM THK;AS1663-C350;TENSION CROSSARM; 8 KN PER PHASE;PACK OF 3,PACK WEIGHT 80 KG; | HAYMAN | HAYMANS INDUSTRIES PTY LTD | 19021 | CURRENT | 1
19021 | CROSSARM,METAL | STEEL;GALV;2994 MM LG;125 MM X 125 MM X 6 MM THK;AS1663-C350;TENSION CROSSARM; 8 KN PER PHASE;PACK OF 3,PACK WEIGHT 80 KG; | MEFCO | MEFCO AUSTRALIA PTY LTD SUNSHINE VIC | 19021 | CURRENT | 2
19022 | CROSSARM,METAL | STEEL;GALV;1750 MM LG;100 PFC;AS3679-300 ;FOR DOUBLE CIRCUIT INTERMEDIATE STRUCTURES WITH POST INSULATORS; PACK OF 9 PACK WEIGHT 22.5 KG; | HAYMAN | HAYMANS INDUSTRIES PTY LTD | 19022 | CURRENT | 1
19022 | CROSSARM,METAL | STEEL;GALV;1750 MM LG;100 PFC;AS3679-300 ;FOR DOUBLE CIRCUIT INTERMEDIATE STRUCTURES WITH POST INSULATORS; PACK OF 9 PACK WEIGHT 22.5 KG; | MEFCO | MEFCO AUSTRALIA PTY LTD SUNSHINE VIC | 19022 | CURRENT | 2
19023 | FUSE ELEMENT,ELEC | 10 AMP;36 KV;SIBA TYPE 30 008 13.10;TO FIT SIBA BASE 310030220;BODY LENGTH 537 MM;53 MM DIA; | SIBA | SIBA | 30 008 13.10 | CURRENT | 1
19024 | LABEL | SUPER VINYL V-90,BLACK ON WHITE BACKGROUND;WHITE MATT PERMANENT 160 GSM; LEGEND-THIS ASSET NO LONGER THE PROPERTY OF ENERGEX;BACK SPLIT SELF ADHESIVE | ARTCRAFT | ARTCRAFT PTY LTD | 19024 | CURRENT | 2
19024 | LABEL | SUPER VINYL V-90,BLACK ON WHITE BACKGROUND;WHITE MATT PERMANENT 160 GSM; LEGEND-THIS ASSET NO LONGER THE PROPERTY OF ENERGEX;BACK SPLIT SELF ADHESIVE | CUTLER | CUTLER BRANDS PTY LTD | ENERGE-19024 | CURRENT | 1
19025 | PLUG,FINISHING | RECTANGULAR;LOW DENSITY POLYETHYLENE; BLACK COLOUR;100 MM LG X 50 MM W; | KELVINPD | KELVINDALE PRODUCTS PTY LTD RYDALMERE | FPR 10050 | CURRENT | 1
19026 | ENCLOSURE,DATA LOGGER | SMARTWAY DATA LOGGER ENCLOSURE; REFER SC18620 FOR METER,LOGGER; | SURTEK | SURTEK PTY LTD | P8750 | PHASING | 1
19027 | INSULATION HOOD | POLYPROPYLENE;BLUE/GREY;170 MM DIA, 220 MM LG;WRAPAROUND CONSTRUCTION,SNAP- LOCK FIXINGS;TRACK & UV RESISTANT;PACK | BRITECH | BRI-TECH PTY LTD | GS567 | CURRENT | 2
19027 | INSULATION HOOD | POLYPROPYLENE;BLUE/GREY;170 MM DIA, 220 MM LG;WRAPAROUND CONSTRUCTION,SNAP- LOCK FIXINGS;TRACK & UV RESISTANT;PACK | ACCULEC | ACCULEC PTY LTD - E18524 | GS565-B | CURRENT | 1
19029 | FUSE ELEMENT,ELEC | 12 KV;100 AMP HRC FUSE;FOR OIL INSULATED INSULATED SWITCHGEAR;1500 KVA HIGH IMPEDANCE TRANSFORMER;PACK OF 1,PACK WEIGHT2.5 KG; | FUSECO | FUSECO PTY LTD | 30 237 36/125 | CURRENT | 1
19031 | TERMINAL,LUG | EYE TYPE;BI-METAL,CRIMP CONNECTION;FOR 185 SQ MM,19/3.50 MM ALUMINIUM;CCT;M12 STUD SIZE;PACK OF 1,PACK WEIGHT 0.12 KG; | LEGEND | LEGEND POWER SYSTEMS | BL185-12 | CURRENT | 2
19031 | TERMINAL,LUG | EYE TYPE;BI-METAL,CRIMP CONNECTION;FOR 185 SQ MM,19/3.50 MM ALUMINIUM;CCT;M12 STUD SIZE;PACK OF 1,PACK WEIGHT 0.12 KG; | TECONN | TE CONNECTIVITY LTD | BG185M12/1 | CURRENT | 1
19032 | ANTENNA | Whip, 3G/4G, 6dB, 700-2700MHz Freq Range c/w 2m Lead, FME Connector, L-Bracket, Mounting Hardware & Red Heatshrink | INTERCEL | INTERCEL PTY LTD | ANT7DBI2 | CURRENT | 2
19032 | ANTENNA | Whip, 3G/4G, 6dB, 700-2700MHz Freq Range c/w 2m Lead, FME Connector, L-Bracket, Mounting Hardware & Red Heatshrink | RFIND | RF INDUSTRIES | CD7195 | CURRENT | 1
19033 | TRANSFORMER,POWER | 66/11 KV;30 MVA;3 PHASE;GROUND MTG;BSH HV 90 LV AIR;MINERAL OIL INSULATED;ODAF; DYN 11;ATTACHED RADIATORS;C/W OLTC 23 TAP POSITIONS;AS2374;REFER PLANET FOR | WILSON | WILSON TRANSFORMER CO. PTY LTD | 66/11 KV | PURCHASE AS REQUIRED | 1
19034 | BRACKET,ANGLE | BEAM CLAMP,HVY DUTY;STEEL;GALV; 48 MM X 13 MM X 41 MM X 6 MM;L SHAPE FITTING;FOR CLAMPING 70 SQ MM EARTH IN CABLE RISERS;PACK OF 25,PACK WEIGHT 2.75 | EZYSTRUT | EZYSTRUT CABLE & PIPE SUPPORTS | E1386H | CURRENT | 1
19034 | BRACKET,ANGLE | BEAM CLAMP,HVY DUTY;STEEL;GALV; 48 MM X 13 MM X 41 MM X 6 MM;L SHAPE FITTING;FOR CLAMPING 70 SQ MM EARTH IN CABLE RISERS;PACK OF 25,PACK WEIGHT 2.75 | UNISTRUT | UNISTRUT AUSTRALIA (MANUFACTURER) | P1386 | CURRENT | 2
19035 | SUNBURN PREVENTIVE PREPARATION | PRO BLOC SUNSCREEN;SPF50+;4 HR W/R; SUNBURN PREVENTATIVE PREPARATION; 125 ML TUBE; BOX 60; PARAMOUNT SAFETY/ PRO CHOICE; | ATOMSUPP | ATOM SUPPLY | 31120016 | CURRENT | 1
19035 | SUNBURN PREVENTIVE PREPARATION | PRO BLOC SUNSCREEN;SPF50+;4 HR W/R; SUNBURN PREVENTATIVE PREPARATION; 125 ML TUBE; BOX 60; PARAMOUNT SAFETY/ PRO CHOICE; | CNWPL | CNW PL - SLACKS CREEK | PARSS125-50 | CURRENT | 2
19036 | CIRCUIT BREAKER | INDOOR SWITCHGEAR & CONTROL GEAR PANEL; I POWER BV (MODEL A);12 KV;800 AMP;20 KA 95 KV BIL;DOUBLE FEEDER UNIT;O/C,EF & SEF PROTECTION ON X 1 CIRCUIT ONLY;FD | NU-LEC | NU-LEC | BV MODEL A | PURCHASE AS REQUIRED | 1
19037 | CIRCUIT BREAKER | INDOOR SWITCHGEAR & CONTROL GEAR PANEL; I POWER BV (MODEL A);12 KV;800 AMP;20 KA 95 KV BIL;DOUBLE FEEDER UNIT;O/C,EF & SEF PROTECTION ON X 1 CIRCUIT ONLY;FD | NU-LEC | NU-LEC | BV MODEL A | PURCHASE AS REQUIRED | 1
19038 | BRACKET,MOUNTING | Pole & Crossarm, Service Raiser, Galv Steel | HAYMAN | HAYMANS INDUSTRIES PTY LTD | 19038 | CURRENT | 1
19038 | BRACKET,MOUNTING | Pole & Crossarm, Service Raiser, Galv Steel | STEELWAY |  | E19038 | CURRENT | 2
19044 | ANCHOR,GUY | Multi-Helix, Swamp, Sq Shaft, 4 x Anchor 250mm 300mm 350mm & 355mm Helix Sizes, 3.05m Lg Hub, 38mm2 Galv Shaft, 9.5kNm MWT | BRITECH | BRI-TECH PTY LTD | 012642-EJNS | CURRENT | 1
19045 | ANCHOR,GUY | Thimble Eye Adapter, Galv, for Multi-Helix Swamp Anchor | BRITECH | BRI-TECH PTY LTD | C102-0023 | CURRENT | 1
19046 | EXTENSION SHAFT | 2.13m Lg, 38mm2, 9.5kN, Galv, for Multi-Helix Swamp Anchor | BRITECH | BRI-TECH PTY LTD | 12657 | CURRENT | 1
19047 | EXTENSION SHAFT | 1.52m Lg, 38mm2, 9.5kN, Galv, for Multi-Helix Swamp Anchor | BRITECH | BRI-TECH PTY LTD | 12656 | CURRENT | 1
19048 | FUSE LINK,ENCLOSED ELEMENT | 250 AMP;500 V;HRC FUSE FOR USE ON CFS UNITS;PACK OF 3,PACK WEIGHT 1.0 KG; | FUSECO | FUSECO PTY LTD | NH1F-250 | CURRENT | 1
19048 | FUSE LINK,ENCLOSED ELEMENT | 250 AMP;500 V;HRC FUSE FOR USE ON CFS UNITS;PACK OF 3,PACK WEIGHT 1.0 KG; | FLOWLINE | FLOWLINE INDUSTRIES PTY LTD | EM371325 | CURRENT | 2
19051 | ARRESTER,ELECTRICAL SURGE | GAPLESS TYPE;120 KV;10 KA;LDC2;POLYMERIC HOUSING;USED ON 132 KV SYSTEM; | COOPELEC | COOPER ELECTRICAL AUSTRALIA PTY LTD | U31200988445AA1 | STRATEGIC SPARE | 1
19051 | ARRESTER,ELECTRICAL SURGE | GAPLESS TYPE;120 KV;10 KA;LDC2;POLYMERIC HOUSING;USED ON 132 KV SYSTEM; | ABB | ABB FAN PTY LTD | PEXLIM R120-XH145 | STRATEGIC SPARE | 2
19052 | DIE,CRIMPING TOOL | STEEL;SUITABLE FOR 1 MM TO 2.5 MM TERMINAL LUGS;TYPE HTI.15;PACK OF 1; | HAYMANS | HAYMANS ELECTRICAL | KLI9014.4 | CURRENT | 1
19052 | DIE,CRIMPING TOOL | STEEL;SUITABLE FOR 1 MM TO 2.5 MM TERMINAL LUGS;TYPE HTI.15;PACK OF 1; | WEIDMULL | WEIDMULLER (AUST) PTY LTD | 9014400000 | CURRENT | 2
19052 | DIE,CRIMPING TOOL | STEEL;SUITABLE FOR 1 MM TO 2.5 MM TERMINAL LUGS;TYPE HTI.15;PACK OF 1; | UTILUX |  | 120/1 | CURRENT | 2
19053 | TERMINAL,LUG | FORKED SPADE TERMINAL TYPE;SUPERGRIP OR DOUBLE GRIP;SUIT CONDUCTOR 0.25 MM TO 1.65 MM;SUIT 5 MM STUD;PACK 100; | LEGEND | LEGEND POWER SYSTEMS | FS1.25-5DG | CURRENT | 1
19053 | TERMINAL,LUG | FORKED SPADE TERMINAL TYPE;SUPERGRIP OR DOUBLE GRIP;SUIT CONDUCTOR 0.25 MM TO 1.65 MM;SUIT 5 MM STUD;PACK 100; | UTILUX |  | H4515/100 | CURRENT | 2
19054 | TERMINAL,LUG | FLAT BLADE TERMINAL TYPE;SUPERGRIP OR DOUBLE GRIP;SUIT CONDUCTOR 0.25 MM TO 1.65 MM;DIM;3 MM X 12 MM;PACK OF 100; | LEGEND | LEGEND POWER SYSTEMS | FB1.25-3DG | CURRENT | 1
19054 | TERMINAL,LUG | FLAT BLADE TERMINAL TYPE;SUPERGRIP OR DOUBLE GRIP;SUIT CONDUCTOR 0.25 MM TO 1.65 MM;DIM;3 MM X 12 MM;PACK OF 100; | UTILUX |  | H3916A/100 | CURRENT | 2
19055 | TERMINAL,LUG | FLAT BLADE TERMINAL TYPE;CRIMP TYPE; FB2-2.5 MM DG; SUIT CONDUCTOR 1.04 MM TO 2.63 MM;DIM 2.5 MM X 11.7 MM;PACK OF 100;PACK WEIGHT 0.082 KG; DOUBLE GRIP | LEGEND | LEGEND POWER SYSTEMS | FB2-2.5DG | CURRENT | 1
19055 | TERMINAL,LUG | FLAT BLADE TERMINAL TYPE;CRIMP TYPE; FB2-2.5 MM DG; SUIT CONDUCTOR 1.04 MM TO 2.63 MM;DIM 2.5 MM X 11.7 MM;PACK OF 100;PACK WEIGHT 0.082 KG; DOUBLE GRIP | CABLACES | CABLACES | FB2-2.5 DG | CURRENT | 2
19056 | TERMINAL,LUG | FORKED SPADE TERMINAL TYPE;SUPERGRIP OR DOUBLE GRIP;SUIT CONDUCTOR 0.25 MM TO 1.65 MM;SUIT 4 MM STUD;PACK OF 100; | LEGEND | LEGEND POWER SYSTEMS | FS1.25-4DG | CURRENT | 1
19056 | TERMINAL,LUG | FORKED SPADE TERMINAL TYPE;SUPERGRIP OR DOUBLE GRIP;SUIT CONDUCTOR 0.25 MM TO 1.65 MM;SUIT 4 MM STUD;PACK OF 100; | UTILUX |  | H4514/100 | CURRENT | 2
19057 | TERMINAL,LUG | FLAT BLADE TERMINAL TYPE;DOUBLE GRIP FB1.25-2 MM DG;SUIT CONDUCTOR 0.25 MM TO 1.65 MM;DIM 1.9 MM X 11.7 MM;PACK OF 100,PACK WEIGHT 0.07 KG; | TYCO | TYCO | RLLBSGL | CURRENT | 2
19057 | TERMINAL,LUG | FLAT BLADE TERMINAL TYPE;DOUBLE GRIP FB1.25-2 MM DG;SUIT CONDUCTOR 0.25 MM TO 1.65 MM;DIM 1.9 MM X 11.7 MM;PACK OF 100,PACK WEIGHT 0.07 KG; | LEGEND | LEGEND POWER SYSTEMS | FB1.25-2DG | CURRENT | 1
19057 | TERMINAL,LUG | FLAT BLADE TERMINAL TYPE;DOUBLE GRIP FB1.25-2 MM DG;SUIT CONDUCTOR 0.25 MM TO 1.65 MM;DIM 1.9 MM X 11.7 MM;PACK OF 100,PACK WEIGHT 0.07 KG; | CABLACES | CABLACES | FB1.25-2 DG | CURRENT | 2
19058 | TERMINAL,LUG | FORKED SPADE TERMINAL TYPE;DOUBLE GRIP; FS1.25-6 MM DG;SUIT CONDUCTOR 0.25 MM TO 1.65 MM;SUIT6 MM STUD;PACK OF 50,PACK WEIGHT 0.0078 KG; | LEGEND | LEGEND POWER SYSTEMS | FS1.25-6DG | CURRENT | 1
19058 | TERMINAL,LUG | FORKED SPADE TERMINAL TYPE;DOUBLE GRIP; FS1.25-6 MM DG;SUIT CONDUCTOR 0.25 MM TO 1.65 MM;SUIT6 MM STUD;PACK OF 50,PACK WEIGHT 0.0078 KG; | CABLACES | CABLACES | FS1.25-6 DG | CURRENT | 2
19059 | TERMINAL,LUG | FORKED SPADE TERMINAL TYPE;SUPERGRIP OR DOUBLE GRIP;SUIT CONDUCTOR 1.04 MM TO 2.63 MM;SUIT 4 MM STUD;PACK OF 100; | LEGEND | LEGEND POWER SYSTEMS | FS2-4DG | CURRENT | 1
19059 | TERMINAL,LUG | FORKED SPADE TERMINAL TYPE;SUPERGRIP OR DOUBLE GRIP;SUIT CONDUCTOR 1.04 MM TO 2.63 MM;SUIT 4 MM STUD;PACK OF 100; | UTILUX |  | H4523/100 | CURRENT | 2
19060 | TERMINAL,LUG | FORKED SPADE TERMINAL TYPE;SUPERGRIP OR DOUBLE GRIP;SUIT CONDUCTOR 1.04 MM TO 2.63 MM;SUIT 5 MM STUD;PACK OF 100; | LEGEND | LEGEND POWER SYSTEMS | FS2-5DG | CURRENT | 1
19060 | TERMINAL,LUG | FORKED SPADE TERMINAL TYPE;SUPERGRIP OR DOUBLE GRIP;SUIT CONDUCTOR 1.04 MM TO 2.63 MM;SUIT 5 MM STUD;PACK OF 100; | UTILUX |  | H4525/100 | CURRENT | 2
19061 | TERMINAL,LUG | FORKED SPADE TERMINAL TYPE;DOUBLE GRIP FS2-6 MM DG;SUIT CONDUCTOR 1.04 MM TO 2.63 MM;SUIT 6 MM STUD;PACK OF 50, PACK WEIGHT 0.12 KG; | LEGEND | LEGEND POWER SYSTEMS | FS2-6DG | CURRENT | 1
19061 | TERMINAL,LUG | FORKED SPADE TERMINAL TYPE;DOUBLE GRIP FS2-6 MM DG;SUIT CONDUCTOR 1.04 MM TO 2.63 MM;SUIT 6 MM STUD;PACK OF 50, PACK WEIGHT 0.12 KG; | CABLACES | CABLACES | FS2-6 DG | CURRENT | 2
19062 | TERMINAL,LUG | IN-LINE SPLICE TERMINAL TYPE;SUPERGRIP OR DOUBLE GRIP;SUIT CONDUCTOR 0.25 MM TO 1.65 MM;PACK OF 50; | LEGEND | LEGEND POWER SYSTEMS | ILS1.25DG | CURRENT | 1
19062 | TERMINAL,LUG | IN-LINE SPLICE TERMINAL TYPE;SUPERGRIP OR DOUBLE GRIP;SUIT CONDUCTOR 0.25 MM TO 1.65 MM;PACK OF 50; | UTILUX |  | H3910/50 | CURRENT | 2
19063 | TERMINAL,LUG | PIN CONNECTOR TERMINAL TYPE;SUPERGRIP OR DOUBLE GRIP;SUIT CONDUCTOR 0.25 MM TO 1.65 MM;PACK OF 100; | LEGEND | LEGEND POWER SYSTEMS | PC1.25DG | CURRENT | 1
19063 | TERMINAL,LUG | PIN CONNECTOR TERMINAL TYPE;SUPERGRIP OR DOUBLE GRIP;SUIT CONDUCTOR 0.25 MM TO 1.65 MM;PACK OF 100; | UTILUX |  | H2286/100 | CURRENT | 2
19064 | TERMINAL,LUG | PIN CONNECTOR TERMINAL TYPE;SUPERGRIP OR DOUBLE GRIP;SUIT CONDUCTOR 1.04 MM TO 2.63 MM;PACK OF 100; | LEGEND | LEGEND POWER SYSTEMS | PC2DG | CURRENT | 1
19064 | TERMINAL,LUG | PIN CONNECTOR TERMINAL TYPE;SUPERGRIP OR DOUBLE GRIP;SUIT CONDUCTOR 1.04 MM TO 2.63 MM;PACK OF 100; | UTILUX |  | H2287/100 | CURRENT | 2
19065 | TERMINAL,LUG | PIN CONNECTOR TERMINAL TYPE;SUPERGRIP OR DOUBLE GRIP;SUIT CONDUCTOR 2.5 MM TO 6 MM;PACK OF 50; | LEGEND | LEGEND POWER SYSTEMS | PC5.5DG | CURRENT | 1
19065 | TERMINAL,LUG | PIN CONNECTOR TERMINAL TYPE;SUPERGRIP OR DOUBLE GRIP;SUIT CONDUCTOR 2.5 MM TO 6 MM;PACK OF 50; | UTILUX |  | H2288/50 | CURRENT | 2
19066 | TERMINAL,LUG | RING TERMINAL TYPE;SUPERGRIP OR DOUBLE GRIP;SUIT CONDUCTOR 0.25 MM TO 1.65 MM;SUIT 4 MM STUD;PACK OF 100; | LEGEND | LEGEND POWER SYSTEMS | RT1.25-4DG | CURRENT | 1
19066 | TERMINAL,LUG | RING TERMINAL TYPE;SUPERGRIP OR DOUBLE GRIP;SUIT CONDUCTOR 0.25 MM TO 1.65 MM;SUIT 4 MM STUD;PACK OF 100; | UTILUX |  | H4213/100 | CURRENT | 2
19067 | TERMINAL,LUG | RING TERMINAL TYPE;SUPERGRIP OR DOUBLE GRIP;SUIT CONDUCTOR 0.25 MM TO 1.65 MM;SUIT 5 MM STUD;PACK OF 100; | LEGEND | LEGEND POWER SYSTEMS | RT1.25-5DG | CURRENT | 1
19067 | TERMINAL,LUG | RING TERMINAL TYPE;SUPERGRIP OR DOUBLE GRIP;SUIT CONDUCTOR 0.25 MM TO 1.65 MM;SUIT 5 MM STUD;PACK OF 100; | UTILUX |  | H4215/100 | CURRENT | 2
19068 | TERMINAL,LUG | RING TERMINAL TYPE;SUPERGRIP OR DOUBLE GRIP;SUIT CONDUCTOR 0.25 MM TO 1.65 MM;SUIT 6 MM STUD;PACK OF 50; | LEGEND | LEGEND POWER SYSTEMS | RT1.25-6DG | CURRENT | 1
19068 | TERMINAL,LUG | RING TERMINAL TYPE;SUPERGRIP OR DOUBLE GRIP;SUIT CONDUCTOR 0.25 MM TO 1.65 MM;SUIT 6 MM STUD;PACK OF 50; | UTILUX |  | H4218/100 | CURRENT | 2
19069 | TERMINAL,LUG | RING TERMINAL TYPE;SUPERGRIP OR DOUBLE GRIP;SUIT CONDUCTOR 0.25 MM TO 1.65 MM;SUIT 8 MM STUD;PACK OF 100; | LEGEND | LEGEND POWER SYSTEMS | RT1.25-8DG | CURRENT | 1
19069 | TERMINAL,LUG | RING TERMINAL TYPE;SUPERGRIP OR DOUBLE GRIP;SUIT CONDUCTOR 0.25 MM TO 1.65 MM;SUIT 8 MM STUD;PACK OF 100; | UTILUX |  | H4219/100 | CURRENT | 2
19070 | TERMINAL,LUG | RING TERMINAL TYPE;SUPERGRIP OR DOUBLE GRIP;SUIT CONDUCTOR 1.04 MM TO 2.63 MM;SUIT 10 MM STUD;PACK OF 100; | LEGEND | LEGEND POWER SYSTEMS | RT2-10DG | CURRENT | 1
19070 | TERMINAL,LUG | RING TERMINAL TYPE;SUPERGRIP OR DOUBLE GRIP;SUIT CONDUCTOR 1.04 MM TO 2.63 MM;SUIT 10 MM STUD;PACK OF 100; | UTILUX |  | H4229/100 | CURRENT | 2
19071 | TERMINAL,LUG | RING TERMINAL TYPE;SUPERGRIP OR DOUBLE GRIP;SUIT CONDUCTOR 1.04 MM TO 2.63 MM;SUIT4 MM STUD;PACK OF 100; | LEGEND | LEGEND POWER SYSTEMS | RT2-4DG | CURRENT | 1
19071 | TERMINAL,LUG | RING TERMINAL TYPE;SUPERGRIP OR DOUBLE GRIP;SUIT CONDUCTOR 1.04 MM TO 2.63 MM;SUIT4 MM STUD;PACK OF 100; | UTILUX |  | H4223/100 | CURRENT | 2
19072 | TERMINAL,LUG | RING TERMINAL TYPE;SUPERGRIP OR DOUBLE GRIP;SUIT CONDUCTOR 1.04 MM TO 2.63 MM;SUIT 5 MM STUD;PACK OF 100; | LEGEND | LEGEND POWER SYSTEMS | RT2-5DG | CURRENT | 1
19072 | TERMINAL,LUG | RING TERMINAL TYPE;SUPERGRIP OR DOUBLE GRIP;SUIT CONDUCTOR 1.04 MM TO 2.63 MM;SUIT 5 MM STUD;PACK OF 100; | UTILUX |  | H4225/100 | CURRENT | 2
19073 | TERMINAL,LUG | RING TERMINAL TYPE;SUPERGRIP OR DOUBLE GRIP;SUIT CONDUCTOR 1.04 MM TO 2.63 MM;SUIT 6 MM STUD;PACK OF 100; | LEGEND | LEGEND POWER SYSTEMS | RT2-6DG | CURRENT | 1
19073 | TERMINAL,LUG | RING TERMINAL TYPE;SUPERGRIP OR DOUBLE GRIP;SUIT CONDUCTOR 1.04 MM TO 2.63 MM;SUIT 6 MM STUD;PACK OF 100; | UTILUX |  | H4227/100 | CURRENT | 2
19074 | TERMINAL,LUG | RING TERMINAL TYPE;SUPERGRIP OR DOUBLE GRIP;SUIT CONDUCTOR 1.04 MM TO 2.63 MM;SUIT 8 MM STUD;PACK OF 50; | LEGEND | LEGEND POWER SYSTEMS | RT2-8DG | CURRENT | 1
19074 | TERMINAL,LUG | RING TERMINAL TYPE;SUPERGRIP OR DOUBLE GRIP;SUIT CONDUCTOR 1.04 MM TO 2.63 MM;SUIT 8 MM STUD;PACK OF 50; | UTILUX |  | H4228/100 | CURRENT | 2
19075 | TERMINAL,LUG | IN-LINE SPLICE TERMINAL TYPE;SUPERGRIP OR DOUBLE GRIP;SUIT CONDUCTOR 2.63 MM TO 6.64 MM;PACK OF 25; | LEGEND | LEGEND POWER SYSTEMS | ILS5.5DG | CURRENT | 1
19075 | TERMINAL,LUG | IN-LINE SPLICE TERMINAL TYPE;SUPERGRIP OR DOUBLE GRIP;SUIT CONDUCTOR 2.63 MM TO 6.64 MM;PACK OF 25; | UTILUX |  | H3912/50 | CURRENT | 2
19076 | TERMINAL,LUG | RING TERMINAL TYPE;SUPERGRIP OR DOUBLE GRIP;SUIT CONDUCTOR 2.63 MM TO 6.64 MM;SUIT 10 MM STUD;PACK OF 50; | LEGEND | LEGEND POWER SYSTEMS | RT5.5-10DG | CURRENT | 1
19076 | TERMINAL,LUG | RING TERMINAL TYPE;SUPERGRIP OR DOUBLE GRIP;SUIT CONDUCTOR 2.63 MM TO 6.64 MM;SUIT 10 MM STUD;PACK OF 50; | UTILUX |  | H4238/50 | CURRENT | 2
19077 | TERMINAL,LUG | RING TERMINAL TYPE;SUPERGRIP OR DOUBLE GRIP;SUIT CONDUCTOR 2.63 MM TO 6.64 MM;SUIT 12 MM STUD;PACK OF 50; | LEGEND | LEGEND POWER SYSTEMS | RT5.5-12DG | CURRENT | 1
19077 | TERMINAL,LUG | RING TERMINAL TYPE;SUPERGRIP OR DOUBLE GRIP;SUIT CONDUCTOR 2.63 MM TO 6.64 MM;SUIT 12 MM STUD;PACK OF 50; | UTILUX |  | H4239/50 | CURRENT | 2
19078 | TERMINAL,LUG | RING TERMINAL TYPE; SUPERGRIP OR DOUBLE GRIP;SUIT CONDUCTOR 2.50 MM TO 6.00 MM; SUIT 4 MM STUD;PACK OF 50; | LEGEND | LEGEND POWER SYSTEMS | RT5.5-4DG | CURRENT | 1
19078 | TERMINAL,LUG | RING TERMINAL TYPE; SUPERGRIP OR DOUBLE GRIP;SUIT CONDUCTOR 2.50 MM TO 6.00 MM; SUIT 4 MM STUD;PACK OF 50; | UTILUX |  | H4231/50 | CURRENT | 2
19079 | TERMINAL,LUG | RING TERMINAL TYPE;SUPERGRIP OR DOUBLE GRIP;SUIT CONDUCTOR 2.63 MM TO 6.64 MM;SUIT 5 MM STUD;PACK OF 50; | LEGEND | LEGEND POWER SYSTEMS | RT5.5-5DG | CURRENT | 1
19079 | TERMINAL,LUG | RING TERMINAL TYPE;SUPERGRIP OR DOUBLE GRIP;SUIT CONDUCTOR 2.63 MM TO 6.64 MM;SUIT 5 MM STUD;PACK OF 50; | UTILUX |  | H4233/50 | CURRENT | 2
19080 | TERMINAL,LUG | RING TERMINAL TYPE;SUPERGRIP OR DOUBLE GRIP;SUIT CONDUCTOR 2.63 MM TO 6.64 MM;SUIT 6 MM STUD;PACK OF 50; | LEGEND | LEGEND POWER SYSTEMS | RT5.5-6DG | CURRENT | 1
19080 | TERMINAL,LUG | RING TERMINAL TYPE;SUPERGRIP OR DOUBLE GRIP;SUIT CONDUCTOR 2.63 MM TO 6.64 MM;SUIT 6 MM STUD;PACK OF 50; | UTILUX |  | H4234/50 | CURRENT | 2
19081 | TERMINAL,LUG | RING TERMINAL TYPE;SUPERGRIP OR DOUBLE GRIP;SUIT CONDUCTOR 2.63 MM TO 6.64 MM;SUIT 8 MM STUD;PACK OF 50; | LEGEND | LEGEND POWER SYSTEMS | RT5.5-8DG | CURRENT | 1
19081 | TERMINAL,LUG | RING TERMINAL TYPE;SUPERGRIP OR DOUBLE GRIP;SUIT CONDUCTOR 2.63 MM TO 6.64 MM;SUIT 8 MM STUD;PACK OF 50; | UTILUX |  | H4237/50 | CURRENT | 2
19082 | TERMINAL,LUG | IN-LINE SPLICE TERMINAL TYPE;DOUBLE GRIP ILS2 MM DG;SUIT CONDUCTOR 1.04 MM TO TO 2.63 MM;PACK OF 50; PACK WEIGHT 0.14 KG; | LEGEND | LEGEND POWER SYSTEMS | ILS2DG | CURRENT | 1
19082 | TERMINAL,LUG | IN-LINE SPLICE TERMINAL TYPE;DOUBLE GRIP ILS2 MM DG;SUIT CONDUCTOR 1.04 MM TO TO 2.63 MM;PACK OF 50; PACK WEIGHT 0.14 KG; | CABLACES | CABLACES | ILS2 DG | CURRENT | 2
19084 | TERMINAL,LUG | FLAT BLADE TERMINAL TYPE; DOUBLE GRIP FB2-3.5 MM DG;SUIT CONDUCTOR 1.04 MM TO 2.63 MM;DIM 3.5 MM X 12 MM;PACK OF 100; | LEGEND | LEGEND POWER SYSTEMS | FB2-3.5DG | CURRENT | 1
19084 | TERMINAL,LUG | FLAT BLADE TERMINAL TYPE; DOUBLE GRIP FB2-3.5 MM DG;SUIT CONDUCTOR 1.04 MM TO 2.63 MM;DIM 3.5 MM X 12 MM;PACK OF 100; | CABLACES | CABLACES | FB2-3.5 DG | CURRENT | 2
19085 | TERMINAL,LUG | FLAT BLADE TERMINAL TYPE;DOUBLE GRIP FB5.5-3 MM DG;SUIT CONDUCTOR 2.63 MM TO 6.64 MM;DIM 2.9 X 16.6 MM;PACK OF 50 ;PACK WEIGHT 0.2 KG; | LEGEND | LEGEND POWER SYSTEMS | FB5.5-3DG | CURRENT | 1
19085 | TERMINAL,LUG | FLAT BLADE TERMINAL TYPE;DOUBLE GRIP FB5.5-3 MM DG;SUIT CONDUCTOR 2.63 MM TO 6.64 MM;DIM 2.9 X 16.6 MM;PACK OF 50 ;PACK WEIGHT 0.2 KG; | CABLACES | CABLACES | FB5.5-3 DG | CURRENT | 2
19086 | DIE,CRIMPING TOOL | STEEL;SUITABLE FOR 1 MM TO 6 MM TERMINAL LUGS;TYPE HP3;PLIER TYPE;PACK OF 1; | TYCO | TYCO | #102/1 | CURRENT | 2
19086 | DIE,CRIMPING TOOL | STEEL;SUITABLE FOR 1 MM TO 6 MM TERMINAL LUGS;TYPE HP3;PLIER TYPE;PACK OF 1; | TEN | THE ENERGY NETWORK | HRC-0506C | CURRENT | 1
19086 | DIE,CRIMPING TOOL | STEEL;SUITABLE FOR 1 MM TO 6 MM TERMINAL LUGS;TYPE HP3;PLIER TYPE;PACK OF 1; | CABLACES | CABLACES | HP3 | CURRENT | 2
19089 | STRAND,WIRE | Stay Wire, 19/2.00mm SC/GZ, Galv Steel, 20m Coil, UTS 1310MPa, JTS 03-03-01 (scm) | BAMBACH | BAMBACH WIRES & CABLES PTY LTD | SCGZ-19-2.00-20 | CURRENT | 2
19089 | STRAND,WIRE | Stay Wire, 19/2.00mm SC/GZ, Galv Steel, 20m Coil, UTS 1310MPa, JTS 03-03-01 (scm) | PLP AUST | PREFORMED LINE PRODUCTS (AUST) | SCGZ-19-2.00-20 | CURRENT | 2
19089 | STRAND,WIRE | Stay Wire, 19/2.00mm SC/GZ, Galv Steel, 20m Coil, UTS 1310MPa, JTS 03-03-01 (scm) | BULIVANT | BULLIVANTS LIFTING & SAFETY SPECIALISTS | WZ19200Q-20M | CURRENT | 2
19089 | STRAND,WIRE | Stay Wire, 19/2.00mm SC/GZ, Galv Steel, 20m Coil, UTS 1310MPa, JTS 03-03-01 (scm) | JUBATUS | JUBATUS CONSULTING PL | 19/2.00 (20M COIL) | CURRENT | 2
19089 | STRAND,WIRE | Stay Wire, 19/2.00mm SC/GZ, Galv Steel, 20m Coil, UTS 1310MPa, JTS 03-03-01 (scm) | MIDLANDS | MIDLAND METALS | MMO-SC/GZ 19/2.00 (20M) | CURRENT | 1
19090 | STRAND,WIRE | Stay Wire, 19/2.75mm SC/GZ, Galv Steel, 20m Coil, UTS 1310MPa, JTS 03-03-01 (scm) | BAMBACH | BAMBACH WIRES & CABLES PTY LTD | SCGZ-19/2.75-20 | CURRENT | 2
19090 | STRAND,WIRE | Stay Wire, 19/2.75mm SC/GZ, Galv Steel, 20m Coil, UTS 1310MPa, JTS 03-03-01 (scm) | PLP AUST | PREFORMED LINE PRODUCTS (AUST) | SCGZ-19/2.75-20 | CURRENT | 2
19090 | STRAND,WIRE | Stay Wire, 19/2.75mm SC/GZ, Galv Steel, 20m Coil, UTS 1310MPa, JTS 03-03-01 (scm) | BULIVANT | BULLIVANTS LIFTING & SAFETY SPECIALISTS | WZ19275Q-20M | CURRENT | 2
19090 | STRAND,WIRE | Stay Wire, 19/2.75mm SC/GZ, Galv Steel, 20m Coil, UTS 1310MPa, JTS 03-03-01 (scm) | JUBATUS | JUBATUS CONSULTING PL | 19/2.75 (20M COIL) | CURRENT | 2
19090 | STRAND,WIRE | Stay Wire, 19/2.75mm SC/GZ, Galv Steel, 20m Coil, UTS 1310MPa, JTS 03-03-01 (scm) | MIDLANDS | MIDLAND METALS | MMO-SC/GZ 19/2.75 (20M) | CURRENT | 1
19091 | STRAND,WIRE | Stay Wire, 7/2.75mm SC/GZ, Galv Steel, 20m Coil, UTS 1310MPa, JTS 03-03-01 (scm) | BAMBACH | BAMBACH WIRES & CABLES PTY LTD | SCGZ-7/2.75-20 | CURRENT | 2
19091 | STRAND,WIRE | Stay Wire, 7/2.75mm SC/GZ, Galv Steel, 20m Coil, UTS 1310MPa, JTS 03-03-01 (scm) | PLP AUST | PREFORMED LINE PRODUCTS (AUST) | SCGZ-7/2.75-20 | CURRENT | 2
19091 | STRAND,WIRE | Stay Wire, 7/2.75mm SC/GZ, Galv Steel, 20m Coil, UTS 1310MPa, JTS 03-03-01 (scm) | BULIVANT | BULLIVANTS LIFTING & SAFETY SPECIALISTS | WZ07275Q-20M | CURRENT | 2
19091 | STRAND,WIRE | Stay Wire, 7/2.75mm SC/GZ, Galv Steel, 20m Coil, UTS 1310MPa, JTS 03-03-01 (scm) | JUBATUS | JUBATUS CONSULTING PL | 7/2.75 (20M COIL) | CURRENT | 2
19091 | STRAND,WIRE | Stay Wire, 7/2.75mm SC/GZ, Galv Steel, 20m Coil, UTS 1310MPa, JTS 03-03-01 (scm) | MIDLANDS | MIDLAND METALS | MMO-SC/GZ 7/2.75 (20M) | CURRENT | 1
19097 | CONVERTER | FREQ STATIC;SIGNAL GENERATION EQUIP; 80 KVA;SFUK 203;C/W 3 OUTPUTS;INCLUDING AMMETERS & ISOLATING SWITCHES;SUPPLIED IN ENERMET CUBICLE; | ZELLWEGR |  | SFUK 203 3OUTPUT | PURCHASE AS REQUIRED | 1
19098 | KIT,BASE,DISTRIBUTION PILLAR | TOMBSTONE;TRIMABLE;POLYPROPYLENE; NATURE GREEN PILLAR BASE;C/W EXT 4D,HD FIXING BOLTS;SUITS COVERS SC06677;REFER SC21981 FOR S/S BOLT & NYLOX NUTS; | KULAK |  | PBL-RETRO-KIT | PURCHASE AS REQUIRED | 1
19099 | CLAMP,PARALLEL,ELECTRICAL CONNECTOR. | BARE CONDUCTOR;COPPER BODY;COPPER MAIN 25-70 SQ MM;TRANSVERSE GROOVED;1 EYE BOLT;C/W BAIL;PACK OF 30,PACK WEIGHT 7.0 KG; | PENTA | PENTA AUST (TMAC THEW & MCCANN/HYLEC) | PA21855 | CURRENT | 1
19099 | CLAMP,PARALLEL,ELECTRICAL CONNECTOR. | BARE CONDUCTOR;COPPER BODY;COPPER MAIN 25-70 SQ MM;TRANSVERSE GROOVED;1 EYE BOLT;C/W BAIL;PACK OF 30,PACK WEIGHT 7.0 KG; | HYLEC | HYLEC PTY LTD | PA21855 | CURRENT | 2
19099 | CLAMP,PARALLEL,ELECTRICAL CONNECTOR. | BARE CONDUCTOR;COPPER BODY;COPPER MAIN 25-70 SQ MM;TRANSVERSE GROOVED;1 EYE BOLT;C/W BAIL;PACK OF 30,PACK WEIGHT 7.0 KG; | HYLEC | HYLEC PTY LTD | HSHP6708R | CURRENT | 2
19100 | CLAMP,PARALLEL,ELECTRICAL CONNECTOR. | BARE CONDUCTOR;BI-METAL BODY;ALUMINIUM MAIN 35-120 SQ MM;TRANSVERSE GROOVED; 1 EYE BOLT;C/W BAIL;PACK OF 30,PACK WEIGHT 7.0 KG; | HYLEC | HYLEC PTY LTD | PA21854 | CURRENT | 1
19100 | CLAMP,PARALLEL,ELECTRICAL CONNECTOR. | BARE CONDUCTOR;BI-METAL BODY;ALUMINIUM MAIN 35-120 SQ MM;TRANSVERSE GROOVED; 1 EYE BOLT;C/W BAIL;PACK OF 30,PACK WEIGHT 7.0 KG; | HYLEC | HYLEC PTY LTD | HSHP35120R | CURRENT | 2
19100 | CLAMP,PARALLEL,ELECTRICAL CONNECTOR. | BARE CONDUCTOR;BI-METAL BODY;ALUMINIUM MAIN 35-120 SQ MM;TRANSVERSE GROOVED; 1 EYE BOLT;C/W BAIL;PACK OF 30,PACK WEIGHT 7.0 KG; | TECONN | TE CONNECTIVITY LTD | LS02/1 | CURRENT | 2
19101 | GLOVES,LEATHER. | MEN'S EXTENDED LEATHER GAUNTLET;SIZE 9; GOATSKIN;PROTECTOR CLASS 2/4 GLOVE;LIVE- LINE OUTER; | ATOMSUPP | ATOM SUPPLY | 236722 | CURRENT | 2
19101 | GLOVES,LEATHER. | MEN'S EXTENDED LEATHER GAUNTLET;SIZE 9; GOATSKIN;PROTECTOR CLASS 2/4 GLOVE;LIVE- LINE OUTER; | SALSBURY | SALISBURY (MANUFACTURER) | LPG3S-9 | CURRENT | 2
19101 | GLOVES,LEATHER. | MEN'S EXTENDED LEATHER GAUNTLET;SIZE 9; GOATSKIN;PROTECTOR CLASS 2/4 GLOVE;LIVE- LINE OUTER; | BALMORAL | BALMORAL ENGINEERING | OUTHVGS9 | CURRENT | 1
19101 | GLOVES,LEATHER. | MEN'S EXTENDED LEATHER GAUNTLET;SIZE 9; GOATSKIN;PROTECTOR CLASS 2/4 GLOVE;LIVE- LINE OUTER; | ENERGYNW | THE ENERGY NETWORK | LPG3S-9 | CURRENT | 2
19102 | GLOVES,LEATHER. | MEN'S EXTENDED LEATHER GAUNTLET; SIZE 10;GOATSKIN;PROTECTOR CLASS 2/4 GLOVE; LIVE-LINE OUTER; | ATOMSUPP | ATOM SUPPLY | 236719 | CURRENT | 2
19102 | GLOVES,LEATHER. | MEN'S EXTENDED LEATHER GAUNTLET; SIZE 10;GOATSKIN;PROTECTOR CLASS 2/4 GLOVE; LIVE-LINE OUTER; | BALMORAL | BALMORAL ENGINEERING | OUTHVGS10 | CURRENT | 1
19102 | GLOVES,LEATHER. | MEN'S EXTENDED LEATHER GAUNTLET; SIZE 10;GOATSKIN;PROTECTOR CLASS 2/4 GLOVE; LIVE-LINE OUTER; | SALSBURY | SALISBURY (MANUFACTURER) | LPG3S-10 | CURRENT | 2
19103 | GLOVES,LEATHER. | MEN'S EXTENDED LEATHER GAUNTLET;SIZE 11; GOATSKIN;PROTECTOR CLASS 2/4 GLOVE; LIVE-LINE OUTER; | ATOMSUPP | ATOM SUPPLY | 236718 | CURRENT | 2
19103 | GLOVES,LEATHER. | MEN'S EXTENDED LEATHER GAUNTLET;SIZE 11; GOATSKIN;PROTECTOR CLASS 2/4 GLOVE; LIVE-LINE OUTER; | SALSBURY | SALISBURY (MANUFACTURER) | LPG3S-11 | CURRENT | 2
19103 | GLOVES,LEATHER. | MEN'S EXTENDED LEATHER GAUNTLET;SIZE 11; GOATSKIN;PROTECTOR CLASS 2/4 GLOVE; LIVE-LINE OUTER; | ENERGYNW | THE ENERGY NETWORK | LPG3S-11 | CURRENT | 2
19103 | GLOVES,LEATHER. | MEN'S EXTENDED LEATHER GAUNTLET;SIZE 11; GOATSKIN;PROTECTOR CLASS 2/4 GLOVE; LIVE-LINE OUTER; | BALMORAL | BALMORAL ENGINEERING | OUTHVGS11 | CURRENT | 1
19106 | CELL,COUPLING | AUDIO FREQ LOAD CONTROL;1050 HZ;12 KV SYSTEM;C/W 1 ISOLATING TRANSFORMER 60 KVA,3 TUNING COILS;5.74MH,3 COUPLING CAP 4.0UF;5.8 M H NOM TYPE E;SC16607; | ZELLWEGR |  | ENERMET TYPE E | PURCHASE AS REQUIRED | 1
19107 | CONVERTER,FREQUENCY,STATIC | SIGNAL GENERATION EQUIPMENT;80 KVA; SFU-K203;C/W 2 OUTPUTS INCLUDING 6 AMMETERS & ISOLATOR SWITCHES SUPPLIED IN ENERMET CUBICLES;SC17519 INSTALLED IN | ZELLWEGR |  | ENERMET SFUK203 | PURCHASE AS REQUIRED | 1
19108 | CONVERTER,FREQUENCY,STATIC | SIGNAL GENERATION EQUIPMENT;40 KVA,SFU-K 103;C/W 2 OUTPUTS INCLUDING 6 AMMETERS & ISOLATOR SWITCHES SUPPLIED IN ENERMET CUBICLE;SC17518;INSTALLED IN OUTDOOR | ZELLWEGR |  | ENERMET SFUK103 | PURCHASE AS REQUIRED | 1
19109 | ROPE,FIBROUS | POLYPROPYLENE;16 MM DIA;THREE STRAND HAWSER LAID;29.9 KN MIN BREAKING FORCE; GREEN SOFT LAY;MANUFACTURED AND MARKED TO AS4142;FOR LOW VOLTAGE & LIVE LINE | DONAGHYS | DONAGHYS PTY LTD | ROS1600 | CURRENT | 1
19110 | BOLT,MACHINE | STEEL;GALV;HEX HD;M20;ISO M;500 MM LG; C/W 2 HEX NUTS ATTACHED;HIGH TENSILE GDE 8.8;FULL SIZE SHANK,MIN THD LG 100 MM; MATERIAL GDE 1340;AS1110,AS1111;BAG OF | STATEWD | STATEWIDE FSTNERS & ENG SPLS PL | HBNPEM20500 | CURRENT | 2
19111 | TURNBUCKLE | STEEL;HOT DIPPED GALV;CLOSED EYE TYPE END PULLS;203 MM LG BODY LENGTH;M16; AS2319;GDE P;1.6 TONNES WWL; | MINEMECH | MINEMECH SERVICES (QLD) PL | 13A25182 | PURCHASE AS REQUIRED | 1
19112 | INSULATING OIL,ELECTRICAL | BULK TRANSFORMER OIL;W/O OXIDATION INHIBITORS; "PACK WEIGHT 17600 KG; (1 METRIC TONNE = 1000 KG)" | NYNAS | NYNAS AUST PTY LTD | NYTRO LIBRA | PURCHASE AS REQUIRED | 1
19113 | BRACKET,MOUNTING | MOUNTING BKT FOR 33 KV ARRESTORS;GALV PLATE,397 MM LG,150 MM W,10 MM THK;FOR USE MOUNTED UNDER 33 KV VDU INSULATOR; PACK OF 1,PACK WEIGHT 5 KG; | LIVINGST | LIVINGSTONE ENGINEERING | 19113 | CURRENT | 1
19115 | INSULATING COMPOUND,ELECTRICAL | R2710, 110kV & 33kV, Outerbox Compound for Fluid Filled Joints, 16kg Can | DUSSEK | DUSSEK (H&R GROUP) | DUSSEK 2710 | CURRENT | 1
19117 | JOINT,ELECTRICAL POWER CABLE | MESH;33 KV;HSL JOINT RE-INFORCEMENT; STEEL;GALV; | RAYCHEM | RAYCHEM (AUSTRALIA) PTY LTD | EXRM-0845-1000 | PURCHASE AS REQUIRED | 1
19118 | JOINT,ELECTRICAL POWER CABLE | 33 KV;HSL JOINT;ARMOUR SUPPORT RING; GALV; | RAYCHEM | RAYCHEM (AUSTRALIA) PTY LTD | EPPA-041-13-80 | CURRENT | 1
19120 | RECTIFIER, SEMICONDUCTOR DEVICE | HEATSINK BRIDGE SCREW TERMINAL; RECTIFIER WITH ISOLATED METAL BASE; | RSCOMP | RADIOSPARES COMPONENT PTY LTD | 192-809 | CURRENT | 1
19121 | HEAT SINK, ELECT-ELECTRONIC COMPONENT | 0.32 DEG/WATT;240 MM W,252 MM LG,45 MM DIA;COMB SECTION MTG FEET; | RSCOMP | RADIOSPARES COMPONENT PTY LTD | 400-062 | CURRENT | 1
19122 | HEAT TRANSFER COMPOUND | HEATSINK COMPOUND;20 ML TUBE;FOR HEAT DISSIPATION; | RSCOMP | RADIOSPARES COMPONENT PTY LTD | 554-311 | CURRENT | 1
19123 | RACK,CABLE | CABLE LADDER;600 MM W;4 M LG;SUIT NEMA 12B;PACK OF 1,PACK WEIGHT 18.0 KG; | EZYSTRUT | EZYSTRUT CABLE & PIPE SUPPORTS | N1L6004H | CURRENT | 1
19124 | CLOTH,CLEANING | Kimwipes, Delicate Task Wipers, White, Fibre Paperboard, 21 x 11cm, 280 Wipes per Box | KIMCLARK |  | KC34120 | CURRENT | 2
19124 | CLOTH,CLEANING | Kimwipes, Delicate Task Wipers, White, Fibre Paperboard, 21 x 11cm, 280 Wipes per Box | ATOMSUPP | ATOM SUPPLY | 1080336 | CURRENT | 1
19128 | JACKET,WET WEATHER. | POLYESTER/PU COATED;HI-VISIBILITY YELLOW IN ACCORDANCE WITH AS4602;SIZE M;BODY OF JACKET FLAME RETARDANT;REFLECTIVE STRIPS TO AS1906;ARMS OF JACKET-NAVY BLUE WITH | CARYCODE | CARRY CODE PTY LTD | SIZE M | PURCHASE AS REQUIRED | 1
19129 | JACKET,WET WEATHER. | POLYESTER/PU COATED;HI-VISIBILITY YELLOW IN ACCORDANCE WITH AS4602;SIZE L;BODY OF JACKET FLAME RETARDANT;REFLECTIVE STRIPS TO AS1906;ARMS OF JACKET-NAVY BLUE WITH | CARYCODE | CARRY CODE PTY LTD | SIZE L | PURCHASE AS REQUIRED | 1
19132 | JACKET,WET WEATHER. | POLYESTER/PU COATED;HI-VISIBILITY YELLOW IN ACCORDANCE WITH AS4602;SIZE XXXL;BODY OF JACKET FLAME RETARDANT;REFLECTIVE STRIPS TO AS1906;ARMS OF JACKET-NAVY | CARYCODE | CARRY CODE PTY LTD | SIZE XXXL | PURCHASE AS REQUIRED | 1
19135 | TROUSERS,WET WEATHER. | POLYESTER/PU COATED;BIB & BRACE TROUSERS ;NAVY BLUE WITH REFLECTIVE STRIPES TO AS1906.4;SIZE S;PACK OF 50,PACK WEIGHT 20 KG OR PACK OF 10,PACK WEIGHT 4 KG; | CARYCODE | CARRY CODE PTY LTD | SIZE S | PURCHASE AS REQUIRED | 1
19137 | TROUSERS,WET WEATHER. | POLYESTER/PU COATED;BIB & BRACE TROUSERS ;NAVY BLUE WITH REFLECTIVE STRIPES TO AS1906.4;SIZE L;PACK OF 50,PACK WEIGHT 20 KG OR PACK OF 10,PACK WEIGHT 4 KG; | CARYCODE | CARRY CODE PTY LTD | SIZE L | PURCHASE AS REQUIRED | 1
19138 | TROUSERS,WET WEATHER. | POLYESTER/PU COATED;BIB & BRACE TROUSERS ;NAVY BLUE WITH REFLECTIVE STRIPES TO AS1906.4;SIZE XL;PACK OF 50,PACK WEIGHT 20 KG OR PACK OF 10,PACK WEIGHT 4 KG; | CARYCODE | CARRY CODE PTY LTD | SIZE XL | PURCHASE AS REQUIRED | 1
19139 | TROUSERS,WET WEATHER. | POLYESTER/PU COATED;BIB & BRACE TROUSERS ;NAVY BLUE WITH REFLECTIVE STRIPES TO AS1906.4;SIZE XXL;PACK OF 50,PACK WEIGHT 20 KG OR PACK OF 10,PACK WEIGHT 4 KG; | CARYCODE | CARRY CODE PTY LTD | SIZE XXL | PURCHASE AS REQUIRED | 1
19141 | SIGN,TRAFFIC | WORKERS AHEAD (SYMBOLIC) VINYL BLACK FIGURE;ON RETROREFLECTIVE FLUORSCENT ORANGE BACKGROUND;CLASS 1W;600 MM LG, 600 MM W;VELCRO BACKED;PACK OF 1;U/W | REFLEFAB | REFLECT FABRICS PL - 310680 | EXSC19141 | CURRENT | 1
19141 | SIGN,TRAFFIC | WORKERS AHEAD (SYMBOLIC) VINYL BLACK FIGURE;ON RETROREFLECTIVE FLUORSCENT ORANGE BACKGROUND;CLASS 1W;600 MM LG, 600 MM W;VELCRO BACKED;PACK OF 1;U/W | SAFESIGN | SAFE SIGN AUATRALIA PTY LTD | 19141 | CURRENT | 2
19142 | SIGN,TRAFFIC | SPEED RESTRICTION 40 KM/H;BLACK NUMERALS,RED CIRCLE ON WHITE BACKGROUND; CLASS 1W;600 MM LG,600 MM W;VELCRO BACKED;PACK OF 1;U/W STAND,SIGN, | REFLEFAB | REFLECT FABRICS PL - 310680 | EXSC19142 | CURRENT | 1
19142 | SIGN,TRAFFIC | SPEED RESTRICTION 40 KM/H;BLACK NUMERALS,RED CIRCLE ON WHITE BACKGROUND; CLASS 1W;600 MM LG,600 MM W;VELCRO BACKED;PACK OF 1;U/W STAND,SIGN, | SAFESIGN | SAFE SIGN AUATRALIA PTY LTD | 19142 | CURRENT | 2
19143 | SIGN,TRAFFIC | SPEED RESTRICTION 60 KM/H;BLACK NUMERALS,RED CIRCLE ON WHITE BACKGROUND; CLASS 1W;600 MM LG,600 MM W;VELCRO BACKED;PACK OF 1;U/W STAND,SIGN, | REFLEFAB | REFLECT FABRICS PL - 310680 | EXSC19143 | PURCHASE AS REQUIRED | 1
19143 | SIGN,TRAFFIC | SPEED RESTRICTION 60 KM/H;BLACK NUMERALS,RED CIRCLE ON WHITE BACKGROUND; CLASS 1W;600 MM LG,600 MM W;VELCRO BACKED;PACK OF 1;U/W STAND,SIGN, | SAFESIGN | SAFE SIGN AUATRALIA PTY LTD | 19143 | PURCHASE AS REQUIRED | 2
19144 | SIGN,TRAFFIC | PREPARE TO STOP;RED BACKGROUND,WHITE LETTERING;600 MM LG,600 MM W;CLASS 1W; VELCRO BACKED;PACK OF 1;U/W STAND,SIGN, COLLAPSIBLE SC15519,A FRAME SC18042;U/W | REFLEFAB | REFLECT FABRICS PL - 310680 | EXSC19144 | CURRENT | 1
19144 | SIGN,TRAFFIC | PREPARE TO STOP;RED BACKGROUND,WHITE LETTERING;600 MM LG,600 MM W;CLASS 1W; VELCRO BACKED;PACK OF 1;U/W STAND,SIGN, COLLAPSIBLE SC15519,A FRAME SC18042;U/W | SAFESIGN | SAFE SIGN AUATRALIA PTY LTD | 19144 | CURRENT | 2
19146 | SIGN,TRAFFIC | REDUCE SPEED;RED BACKGROUND,WHITE LETTERING;CLASS 1W;1200 MM LG,300 MM W; VELCRO BACKED;PACK OF 1;U/W STAND,SIGN ,COLLAPSIBLE SC15519,A FRAME SC18042; | REFLEFAB | REFLECT FABRICS PL - 310680 | EXSC19147 | CURRENT | 1
19146 | SIGN,TRAFFIC | REDUCE SPEED;RED BACKGROUND,WHITE LETTERING;CLASS 1W;1200 MM LG,300 MM W; VELCRO BACKED;PACK OF 1;U/W STAND,SIGN ,COLLAPSIBLE SC15519,A FRAME SC18042; | SAFESIGN | SAFE SIGN AUATRALIA PTY LTD | 19146 | CURRENT | 2
19147 | SIGN,TRAFFIC | TEMPORARY HAZARD MARKER (HORIZONTAL ARROW);CLASS 1W;1200 MM LG,300 MM W; VELCRO BACKED;PACK OF 1;U/W STAND,SIGN, COLLAPSIBLE SC15519 & A FRAME SC18042; | REFLEFAB | REFLECT FABRICS PL - 310680 | EXSC19146 | CURRENT | 1
19147 | SIGN,TRAFFIC | TEMPORARY HAZARD MARKER (HORIZONTAL ARROW);CLASS 1W;1200 MM LG,300 MM W; VELCRO BACKED;PACK OF 1;U/W STAND,SIGN, COLLAPSIBLE SC15519 & A FRAME SC18042; | SAFESIGN | SAFE SIGN AUATRALIA PTY LTD | 19147 | CURRENT | 2
19148 | CANVAS,BLANK | PVC,WHITE/YELLOW RE-INFORCED BACKING; C/W VELCRO STRIPS & FIXING CLIPS & TWO METAL HOOKS SUPPLIED WITH 2 LOCKNUTS; FOR APPLYING VARIOUS TRAFFIC SIGNS | REFLEFAB | REFLECT FABRICS PL - 310680 | EXSC19148 | PURCHASE AS REQUIRED | 1
19148 | CANVAS,BLANK | PVC,WHITE/YELLOW RE-INFORCED BACKING; C/W VELCRO STRIPS & FIXING CLIPS & TWO METAL HOOKS SUPPLIED WITH 2 LOCKNUTS; FOR APPLYING VARIOUS TRAFFIC SIGNS | ARTCRAFT | ARTCRAFT PTY LTD | SE001-Q | PURCHASE AS REQUIRED | 2
19153 | FASTENER | Harness Sleeve Buttons, Four Screw Type, Orange, replacement Buttons for Live Line Sleeve Harness, Pack of 4 | ACCULEC | ACCULEC PTY LTD - E18524 | B22-4 | CURRENT | 1
19153 | FASTENER | Harness Sleeve Buttons, Four Screw Type, Orange, replacement Buttons for Live Line Sleeve Harness, Pack of 4 | SALSBURY | SALISBURY (MANUFACTURER) | B22 | CURRENT | 2
19154 | SLEEVE,HARNESS | HARNESS;FOR USE BY LIVE LINE;REFER SC19153 FOR HARNESS FASTENERS (BUTTONS); | TEN | THE ENERGY NETWORK | H1 | CURRENT | 1
19154 | SLEEVE,HARNESS | HARNESS;FOR USE BY LIVE LINE;REFER SC19153 FOR HARNESS FASTENERS (BUTTONS); | CHANCE | CHANCE (MANUFACTURER) | SH1 | CURRENT | 2
19160 | SET,DIODE | DIODE SET;FOR NEW ELECTRONIC TESTER; REFER SC19387 FOR TESTER; | PENTA | PENTA AUST (TMAC THEW & MCCANN/HYLEC) | PA11037 | CURRENT | 1
19160 | SET,DIODE | DIODE SET;FOR NEW ELECTRONIC TESTER; REFER SC19387 FOR TESTER; | THEWMCAN | TMAC THEW & MCCANN GROUP | TM11037 | CURRENT | 2
19160 | SET,DIODE | DIODE SET;FOR NEW ELECTRONIC TESTER; REFER SC19387 FOR TESTER; | THEWMCAN | TMAC THEW & MCCANN GROUP | 19160 | CURRENT | 2
19161 | STRAP,RETAINING | Straight Line Pole Strap, 4m Lg, Green c/w Adjust Buckle & Protective Flap, 10 Year Shelf Life | HEIGHDYN | HEIGHT DYNAMICS | VAIPOLEEN24NZANSI | CURRENT | 1
19161 | STRAP,RETAINING | Straight Line Pole Strap, 4m Lg, Green c/w Adjust Buckle & Protective Flap, 10 Year Shelf Life | TEN | THE ENERGY NETWORK | 10HEID0417-DB01 | CURRENT | 2
19162 | LANYARD,SAFETY,INDUSTRIAL | Shock Absorbing Lanyard, 1.6m Lg, u/w Fallarrest Harness c/w Alloy DA Hook & Triplock Karabiner, 10 Year Shelf Life | HEIGHDYN | HEIGHT DYNAMICS | VAIEA1.6ELANSI | CURRENT | 1
19164 | HOT LINE STICK | Fibreglass, 9.2m Ext Length, Combination Operating/Measuring Telescopic Hot Line Stick, Metric Graduations M/CM, Triang Shape, Hi-Vis Foam-Filled Top Section, | HYLEC | HYLEC PTY LTD | FIBREGLASS;9.2 M | CURRENT | 2
19164 | HOT LINE STICK | Fibreglass, 9.2m Ext Length, Combination Operating/Measuring Telescopic Hot Line Stick, Metric Graduations M/CM, Triang Shape, Hi-Vis Foam-Filled Top Section, | ENERGYNW | THE ENERGY NETWORK | MV 30BTO-G | CURRENT | 2
19164 | HOT LINE STICK | Fibreglass, 9.2m Ext Length, Combination Operating/Measuring Telescopic Hot Line Stick, Metric Graduations M/CM, Triang Shape, Hi-Vis Foam-Filled Top Section, | TEN | THE ENERGY NETWORK | MV30-Q-EQL | CURRENT | 1
19164 | HOT LINE STICK | Fibreglass, 9.2m Ext Length, Combination Operating/Measuring Telescopic Hot Line Stick, Metric Graduations M/CM, Triang Shape, Hi-Vis Foam-Filled Top Section, | THEWMCAN | TMAC THEW & MCCANN GROUP | FIBREGLASS;9.2 M | CURRENT | 2
19165 | HOT LINE STICK | Fibreglass, 12m Ext Length, Combination Operating/Measuring Telescopic Hot Line Stick, Metric Graduations M/CM, Triang Shape, Hi-Vis Foam-Filled Top Section, | HYLEC | HYLEC PTY LTD | FIBREGLASS;12 M | CURRENT | 2
19165 | HOT LINE STICK | Fibreglass, 12m Ext Length, Combination Operating/Measuring Telescopic Hot Line Stick, Metric Graduations M/CM, Triang Shape, Hi-Vis Foam-Filled Top Section, | ENERGYNW | THE ENERGY NETWORK | 40BTO-G | CURRENT | 2
19165 | HOT LINE STICK | Fibreglass, 12m Ext Length, Combination Operating/Measuring Telescopic Hot Line Stick, Metric Graduations M/CM, Triang Shape, Hi-Vis Foam-Filled Top Section, | THEWMCAN | TMAC THEW & MCCANN GROUP | FIBREGLASS 12 M | CURRENT | 2
19165 | HOT LINE STICK | Fibreglass, 12m Ext Length, Combination Operating/Measuring Telescopic Hot Line Stick, Metric Graduations M/CM, Triang Shape, Hi-Vis Foam-Filled Top Section, | TEN | THE ENERGY NETWORK | MV-40-ERG | CURRENT | 2
19165 | HOT LINE STICK | Fibreglass, 12m Ext Length, Combination Operating/Measuring Telescopic Hot Line Stick, Metric Graduations M/CM, Triang Shape, Hi-Vis Foam-Filled Top Section, | CABLACES | CABLACES | VTT-1/9MB | CURRENT | 2
19165 | HOT LINE STICK | Fibreglass, 12m Ext Length, Combination Operating/Measuring Telescopic Hot Line Stick, Metric Graduations M/CM, Triang Shape, Hi-Vis Foam-Filled Top Section, | HASTINGS | HASTING DEERING PTY LTD | HV-240 | CURRENT | 2
19165 | HOT LINE STICK | Fibreglass, 12m Ext Length, Combination Operating/Measuring Telescopic Hot Line Stick, Metric Graduations M/CM, Triang Shape, Hi-Vis Foam-Filled Top Section, | TEN | THE ENERGY NETWORK | MV40-Q-EQL | CURRENT | 1
19167 | SIGN | VOLTAGE TIE BOARD;LEGEND-VOLTAGE TIE; YELLOW PLASTIC BACKGROUND,WITH BLACK LETTERING;180 MM LG,85 MM W;PACK OF 10,PACK WEIGHT 2.20 KG; | ARTCRAFT | ARTCRAFT PTY LTD | 19167 | CURRENT | 1
19167 | SIGN | VOLTAGE TIE BOARD;LEGEND-VOLTAGE TIE; YELLOW PLASTIC BACKGROUND,WITH BLACK LETTERING;180 MM LG,85 MM W;PACK OF 10,PACK WEIGHT 2.20 KG; | CUTLER | CUTLER BRANDS PTY LTD | ENERGE-19167 | CURRENT | 2
19169 | CUBICLE,RACK FRAME. | STEEL;19 IN RACK FRAME AT FRONT & REAR; 600 MM W,300 MM D,2300 MM H; | ERGON | ERGON ENERGY | CUBICLE,RACK FRAME. | CURRENT | 1
19169 | CUBICLE,RACK FRAME. | STEEL;19 IN RACK FRAME AT FRONT & REAR; 600 MM W,300 MM D,2300 MM H; | DRAWING | DRAWING NO | 16025-A1 | CURRENT | 1
19170 | PLATE,SEPARATION | STEEL;SEPARATION PLATE C/W CCJ6 COMBINING KIT CCE06;600 MM W,2000 MM H; U/W SC12430;PACK OF 1; | REXEL | REXEL PTY LTD | ELDSPM2006R5 | PURCHASE AS REQUIRED | 1
19170 | PLATE,SEPARATION | STEEL;SEPARATION PLATE C/W CCJ6 COMBINING KIT CCE06;600 MM W,2000 MM H; U/W SC12430;PACK OF 1; | ELDON |  | ELDSPD2006+ELDCCJ12+ELDCCE06 | PURCHASE AS REQUIRED | 2
19171 | SIDE PANEL | STEEL;SIDE PANEL WITH MTG SCREWS; TO SUIT CUBICLE RACK FRAME;600 MM W, 2000 MM H;PACK OF 1;U/WSC12430; | CNWPL | CNW PL - SLACKS CREEK | NHPSPM2006R5 | CURRENT | 2
19171 | SIDE PANEL | STEEL;SIDE PANEL WITH MTG SCREWS; TO SUIT CUBICLE RACK FRAME;600 MM W, 2000 MM H;PACK OF 1;U/WSC12430; | ELDON |  | ELDSPM2006 | CURRENT | 2
19171 | SIDE PANEL | STEEL;SIDE PANEL WITH MTG SCREWS; TO SUIT CUBICLE RACK FRAME;600 MM W, 2000 MM H;PACK OF 1;U/WSC12430; | CNWPL | CNW PL - SLACKS CREEK | SPM2006R5 | CURRENT | 1
19172 | LINK,EXTENSION | SINGLE PLATE EXTENSION LINK;160 KN MIN FAILING;500 MM HOLE CENTRES TONGUE- TONGUE; | PLP AUST | PREFORMED LINE PRODUCTS (AUST) | LSP-160-500 | CURRENT | 1
19172 | LINK,EXTENSION | SINGLE PLATE EXTENSION LINK;160 KN MIN FAILING;500 MM HOLE CENTRES TONGUE- TONGUE; | DULMISON | DULMISON (AUST) PTY LTD | SPL160500 | CURRENT | 2
19174 | SIGN,TRAFFIC | SPEED RESTRICTION 80 KM/H;BLACK NUMERALS ,RED CIRCLE ON WHITE RETROREFLECTIVE BACKGROUND;CLASS 1W;600 MM LG,600 MM W, VELCRO BACKED; | SAFESIGN | SAFE SIGN AUATRALIA PTY LTD | 19174 | PURCHASE AS REQUIRED | 1
19175 | SIGN,TRAFFIC | PEDESTRIANS WATCH YOUR STEP;BLACK LEGEND & BORDER ON YELLOW RETROREFLECTIVE BACKGROUND;CLASS 1W;1200 MM LG,900 MM H; 1200 MM X 300 MM AT BASE LEFT BLANK FOR | REFLEFAB | REFLECT FABRICS PL - 310680 | EXSC19149 | PURCHASE AS REQUIRED | 1
19175 | SIGN,TRAFFIC | PEDESTRIANS WATCH YOUR STEP;BLACK LEGEND & BORDER ON YELLOW RETROREFLECTIVE BACKGROUND;CLASS 1W;1200 MM LG,900 MM H; 1200 MM X 300 MM AT BASE LEFT BLANK FOR | SAFESIGN | SAFE SIGN AUATRALIA PTY LTD | 19175 | PURCHASE AS REQUIRED | 2
19176 | SIGN,TRAFFIC | METAL SIGN;PEDESTRIANS ARROW RIGHT; BLACK LEGEND & BORDER ON YELLOW RETROREFLECTIVE BACKGROUND;CLASS 1W; 1200 MM LG,300 MM H;PACK OF 1; | ARTCRAFT | ARTCRAFT PTY LTD | T8-2R | PURCHASE AS REQUIRED | 1
19177 | SIGN,TRAFFIC | METAL SIGN;PEDESTRIANS ARROW LEFT ;BLACK LEGEND & BORDER ON YELLOW RETROREFLECTIVE BACKGROUND;CLASS 1W; 1200 MM LG,300 MM H;PACK OF 1; | ARTCRAFT | ARTCRAFT PTY LTD | T8-2L | PURCHASE AS REQUIRED | 1
19178 | SIGN,TRAFFIC | ELECTRIC WIRES DOWN;WHITE RETROREFLECTIVE LETTERS ON RED RETROREFLECTIVE BACKGROUND;CLASS 1W; 1200 MM LG, 900 MM H;PACK OF 1;U/W | REFLEFAB | REFLECT FABRICS PL - 310680 | EXSC19178 | CURRENT | 1
19178 | SIGN,TRAFFIC | ELECTRIC WIRES DOWN;WHITE RETROREFLECTIVE LETTERS ON RED RETROREFLECTIVE BACKGROUND;CLASS 1W; 1200 MM LG, 900 MM H;PACK OF 1;U/W | SAFESIGN | SAFE SIGN AUATRALIA PTY LTD | 19178 | CURRENT | 2
19180 | CONTROL MODULE. | CONTROL & PROTECTION MODULE,VERSION 5; FOR NU-LEC RECLOSERS/SECTIONALISERS & LOAD BREAK SWITCHES; | NU-LEC | NU-LEC | ELCCAPM5 | CURRENT | 1
19181 | LUBRICANT,CABLE PULLING | BIODEGRADABLE CABLE & ROPE LUBRICANT; 4 L; | BEL-RAY | BEL-RAY COMPANY INC | 5685 | PURCHASE AS REQUIRED | 1
19182 | COVER,ELECTRICAL EQUIPMENT | Fuse Holder Termination Shroud, PPL, Undrilled, suit Rear Stud Connected LV Fuse Holder | ALSTOM | ALSTOM GRID AUSTRALIA LIMITED | 404-129 | CURRENT | 1
19183 | POWER SUPPLY | DATA LOGGER POWER SUPPLY;SMARTWAY POWER SUPPLY MODULE; | ENERGEX | ENERGEX | SMARTWAY POWER SUPPLY MODULE | PHASING | 1
19184 | STEPLADDER | FIBREGLASS;6 FT SINGLE SIDED; | REXEL | REXEL PTY LTD | BAIFS10492 | PURCHASE AS REQUIRED | 1
19184 | STEPLADDER | FIBREGLASS;6 FT SINGLE SIDED; | REXEL | REXEL PTY LTD | HILFS10492 | PURCHASE AS REQUIRED | 2
19184 | STEPLADDER | FIBREGLASS;6 FT SINGLE SIDED; | BAILEY | BAILEY ALUMINIUM PRODUCTS PTY LTD | FS10492 | PURCHASE AS REQUIRED | 2
19186 | STEPLADDER | Fibreglass, 10ft, Double Sided | LADAMAX | LADAMAX ALUMINIUM PRODUCTS PL | FDS102 | PURCHASE AS REQUIRED | 1
19187 | LADDER,STRAIGHT | Fibreglass Single Section 3.0m Lg, 10 Ft, Colour Safety Yellow, ETS RSE02 | LADAMAX | LADAMAX ALUMINIUM PRODUCTS PL | FSI102 | PURCHASE AS REQUIRED | 1
19188 | LADDER,STRAIGHT | Fibreglass Single Section 4.2 m Lg, 14 Ft, Colour Safety Yellow, ETS RSE02 | LADAMAX | LADAMAX ALUMINIUM PRODUCTS PL | FSI142 | PURCHASE AS REQUIRED | 1
19189 | SWITCHBOARD,RESCUE KIT | YELLOW BAG;500 MM X 300 MM X 200 MM; CONSISTING OF INSULATED CROOK,FIRE BLANKET,MULTI TRAUMA DRESSING;SIGN & FLASHLIGHT;SIZE 11 CLASS ' O ' GLOVES; | PENTA | PENTA AUST (TMAC THEW & MCCANN/HYLEC) | PA21734 | CURRENT | 1
19189 | SWITCHBOARD,RESCUE KIT | YELLOW BAG;500 MM X 300 MM X 200 MM; CONSISTING OF INSULATED CROOK,FIRE BLANKET,MULTI TRAUMA DRESSING;SIGN & FLASHLIGHT;SIZE 11 CLASS ' O ' GLOVES; | HYLEC | HYLEC PTY LTD | QLVRKITERGON | CURRENT | 2
19189 | SWITCHBOARD,RESCUE KIT | YELLOW BAG;500 MM X 300 MM X 200 MM; CONSISTING OF INSULATED CROOK,FIRE BLANKET,MULTI TRAUMA DRESSING;SIGN & FLASHLIGHT;SIZE 11 CLASS ' O ' GLOVES; | STATEWD | STATEWIDE FSTNERS & ENG SPLS PL | C01002LVSK | CURRENT | 2
19189 | SWITCHBOARD,RESCUE KIT | YELLOW BAG;500 MM X 300 MM X 200 MM; CONSISTING OF INSULATED CROOK,FIRE BLANKET,MULTI TRAUMA DRESSING;SIGN & FLASHLIGHT;SIZE 11 CLASS ' O ' GLOVES; | SILGLEN | SILGLEN SERVICES PTY LTD | 01002 (INCLUDE GLOVES) | CURRENT | 2
19191 | HOT LINE STICK | HV OPERATING;FIBREGLASS 32 MM DIA; 4 X 1.2 M LG SPLICED SECTIONS;C/W 1 X SILICONE CLOTH;2 X SILICONE WIPES;1 X BLUE VINYL Lockable CARRY BAG; | ENERGYNW | THE ENERGY NETWORK | TENA515 | CURRENT | 2
19191 | HOT LINE STICK | HV OPERATING;FIBREGLASS 32 MM DIA; 4 X 1.2 M LG SPLICED SECTIONS;C/W 1 X SILICONE CLOTH;2 X SILICONE WIPES;1 X BLUE VINYL Lockable CARRY BAG; | BRITECH | BRI-TECH PTY LTD | HV OPERATING | CURRENT | 2
19191 | HOT LINE STICK | HV OPERATING;FIBREGLASS 32 MM DIA; 4 X 1.2 M LG SPLICED SECTIONS;C/W 1 X SILICONE CLOTH;2 X SILICONE WIPES;1 X BLUE VINYL Lockable CARRY BAG; | THEWMCAN | TMAC THEW & MCCANN GROUP | HV OPERATING | CURRENT | 2
19191 | HOT LINE STICK | HV OPERATING;FIBREGLASS 32 MM DIA; 4 X 1.2 M LG SPLICED SECTIONS;C/W 1 X SILICONE CLOTH;2 X SILICONE WIPES;1 X BLUE VINYL Lockable CARRY BAG; | HYLEC | HYLEC PTY LTD | HV OPERATING | CURRENT | 2
19191 | HOT LINE STICK | HV OPERATING;FIBREGLASS 32 MM DIA; 4 X 1.2 M LG SPLICED SECTIONS;C/W 1 X SILICONE CLOTH;2 X SILICONE WIPES;1 X BLUE VINYL Lockable CARRY BAG; | TEN | THE ENERGY NETWORK | TENA515 | CURRENT | 1
19195 | MAT,INSULATING | LV Safety Matting, Class 0, 900 x 900mm, 6mm Thk, Dwg 28454-A3 for mat markings | BALMORAL | BALMORAL ENGINEERING | 1810-4-EQ | PURCHASE AS REQUIRED | 1
19195 | MAT,INSULATING | LV Safety Matting, Class 0, 900 x 900mm, 6mm Thk, Dwg 28454-A3 for mat markings | BALMORAL | BALMORAL ENGINEERING | 181A-4-ENGX | PURCHASE AS REQUIRED | 2
19195 | MAT,INSULATING | LV Safety Matting, Class 0, 900 x 900mm, 6mm Thk, Dwg 28454-A3 for mat markings | BALMORAL | BALMORAL ENGINEERING | 28454-A3 | PURCHASE AS REQUIRED | 2
19197 | BUS BAR & SWITCH COVERS | BLUE BUS BAR COVER;900 MM X 900 MM X 2 MM THK;C/W HOLES;PACK OF 50; SUPPLIED ASSET & BARCODED; | BLKWOODS | J BLACKWOOD & SON LTD | 02389987/10020 | PURCHASE AS REQUIRED | 1
19197 | BUS BAR & SWITCH COVERS | BLUE BUS BAR COVER;900 MM X 900 MM X 2 MM THK;C/W HOLES;PACK OF 50; SUPPLIED ASSET & BARCODED; | TRELBORG | TRELLEBORG | 24860-A3 | PURCHASE AS REQUIRED | 2
19197 | BUS BAR & SWITCH COVERS | BLUE BUS BAR COVER;900 MM X 900 MM X 2 MM THK;C/W HOLES;PACK OF 50; SUPPLIED ASSET & BARCODED; | GLOBAL | GLOBAL MANUFACTURING GROUP | ENERGEX-Q105860 | PURCHASE AS REQUIRED | 2
19198 | L.V. LINE COVER | L.V.;HIGH VISIBILITY INSULATING FLEXIBLE COVER;300 MM LG X 300 MM W;CLASS II DRAPE TYPE;COMPLIES WITH AS4202-1994; RESTRICTED ISSUE TO ASSET SERVICES MGR | BLKWOODS | J BLACKWOOD & SON LTD | 02389902/9018 | PURCHASE AS REQUIRED | 2
19198 | L.V. LINE COVER | L.V.;HIGH VISIBILITY INSULATING FLEXIBLE COVER;300 MM LG X 300 MM W;CLASS II DRAPE TYPE;COMPLIES WITH AS4202-1994; RESTRICTED ISSUE TO ASSET SERVICES MGR | TRELBORG | TRELLEBORG | 300 MM LG X 300 M | PURCHASE AS REQUIRED | 2
19198 | L.V. LINE COVER | L.V.;HIGH VISIBILITY INSULATING FLEXIBLE COVER;300 MM LG X 300 MM W;CLASS II DRAPE TYPE;COMPLIES WITH AS4202-1994; RESTRICTED ISSUE TO ASSET SERVICES MGR | THEWMCAN | TMAC THEW & MCCANN GROUP | 300 MM LG X 300 M | PURCHASE AS REQUIRED | 2
19198 | L.V. LINE COVER | L.V.;HIGH VISIBILITY INSULATING FLEXIBLE COVER;300 MM LG X 300 MM W;CLASS II DRAPE TYPE;COMPLIES WITH AS4202-1994; RESTRICTED ISSUE TO ASSET SERVICES MGR | HYLEC | HYLEC PTY LTD | 300 MM LG X 300 M | PURCHASE AS REQUIRED | 2
19198 | L.V. LINE COVER | L.V.;HIGH VISIBILITY INSULATING FLEXIBLE COVER;300 MM LG X 300 MM W;CLASS II DRAPE TYPE;COMPLIES WITH AS4202-1994; RESTRICTED ISSUE TO ASSET SERVICES MGR | SILGLEN | SILGLEN SERVICES PTY LTD | 300 MM LG X 300 M | PURCHASE AS REQUIRED | 2
19198 | L.V. LINE COVER | L.V.;HIGH VISIBILITY INSULATING FLEXIBLE COVER;300 MM LG X 300 MM W;CLASS II DRAPE TYPE;COMPLIES WITH AS4202-1994; RESTRICTED ISSUE TO ASSET SERVICES MGR | BRITECH | BRI-TECH PTY LTD | 300 MM LG X 300 M | PURCHASE AS REQUIRED | 2
19198 | L.V. LINE COVER | L.V.;HIGH VISIBILITY INSULATING FLEXIBLE COVER;300 MM LG X 300 MM W;CLASS II DRAPE TYPE;COMPLIES WITH AS4202-1994; RESTRICTED ISSUE TO ASSET SERVICES MGR | ENERGYNW | THE ENERGY NETWORK | 300 MM LG X 300 M | PURCHASE AS REQUIRED | 2
19198 | L.V. LINE COVER | L.V.;HIGH VISIBILITY INSULATING FLEXIBLE COVER;300 MM LG X 300 MM W;CLASS II DRAPE TYPE;COMPLIES WITH AS4202-1994; RESTRICTED ISSUE TO ASSET SERVICES MGR | BALMORAL | BALMORAL ENGINEERING | 9018-EQ | PURCHASE AS REQUIRED | 1
19199 | COVER,ELECTRICAL EQUIPMENT | LV, High Visibility Insulating Line Cover, 850 x 850mm, Square, Half Centre Slit, Class II Drape Type, for O/Head Line Apparatus, to AS4204-1994 | CNWPL | CNW PL - SLACKS CREEK | 02389919/8007 | PURCHASE AS REQUIRED | 2
19199 | COVER,ELECTRICAL EQUIPMENT | LV, High Visibility Insulating Line Cover, 850 x 850mm, Square, Half Centre Slit, Class II Drape Type, for O/Head Line Apparatus, to AS4204-1994 | BLKWOODS | J BLACKWOOD & SON LTD | 02389919/8007 | PURCHASE AS REQUIRED | 2
19199 | COVER,ELECTRICAL EQUIPMENT | LV, High Visibility Insulating Line Cover, 850 x 850mm, Square, Half Centre Slit, Class II Drape Type, for O/Head Line Apparatus, to AS4204-1994 | BALMORAL | BALMORAL ENGINEERING | COVER,ELECTRICAL EQUIPMENT | PURCHASE AS REQUIRED | 2
19199 | COVER,ELECTRICAL EQUIPMENT | LV, High Visibility Insulating Line Cover, 850 x 850mm, Square, Half Centre Slit, Class II Drape Type, for O/Head Line Apparatus, to AS4204-1994 | BALMORAL | BALMORAL ENGINEERING | 8007 ENGX | PURCHASE AS REQUIRED | 1
19200 | DETECTOR,SYSTEM VOLTAGE | TAG200;SINGLE VOLTAGE RANGE;11-33 KV; TESTER ONLY; | PENTA | PENTA AUST (TMAC THEW & MCCANN/HYLEC) | PA20313 | PURCHASE AS REQUIRED | 1
19200 | DETECTOR,SYSTEM VOLTAGE | TAG200;SINGLE VOLTAGE RANGE;11-33 KV; TESTER ONLY; | HYLEC | HYLEC PTY LTD | TAG200 | PURCHASE AS REQUIRED | 2
19201 | DETECTOR,SYSTEM VOLTAGE | Tag330, Single Voltage Range, 110-330kV, Audible/Visual Indication, Universal Sunrise Fitting in Carry Case, c/w Hook & Probe | PENTA | PENTA AUST (TMAC THEW & MCCANN/HYLEC) | PA21494 | CURRENT | 1
19201 | DETECTOR,SYSTEM VOLTAGE | Tag330, Single Voltage Range, 110-330kV, Audible/Visual Indication, Universal Sunrise Fitting in Carry Case, c/w Hook & Probe | HYLEC | HYLEC PTY LTD | TAG330110275E | CURRENT | 2
19201 | DETECTOR,SYSTEM VOLTAGE | Tag330, Single Voltage Range, 110-330kV, Audible/Visual Indication, Universal Sunrise Fitting in Carry Case, c/w Hook & Probe | HYLEC | HYLEC PTY LTD | TAG330 | CURRENT | 2
19202 | CROSSARM,COMPOSITE | TEMPORARY,LIVE LINE,FIBREGLASS;2.7 M LG; | THEWMCAN | TMAC THEW & MCCANN GROUP | CROSSARM 2.7 M FIBREGLASS | PURCHASE AS REQUIRED | 1
19203 | CROSSARM,COMPOSITE | TEMPORARY,LIVE LINE,FIBREGLASS;2. M LG; | THEWMCAN | TMAC THEW & MCCANN GROUP | CROSSARM 2.4 M FIBREGLASS | PURCHASE AS REQUIRED | 1
19204 | CLAMP,SUSPENSION,ELEC CONDUCTOR | STRAIGHT-LINE OR ANGLE;ARMOUR GRIP SUSPENSION UNIT (AGSU);ALUMINIUM ALLOY WITH NEOPRENE INSERT TO SUIT ALUMINIUM CONDUCTORS 23.75 MM DIA;UP TO 30 DEG | TYCO | TYCO | HSC-2306 | CURRENT | 2
19204 | CLAMP,SUSPENSION,ELEC CONDUCTOR | STRAIGHT-LINE OR ANGLE;ARMOUR GRIP SUSPENSION UNIT (AGSU);ALUMINIUM ALLOY WITH NEOPRENE INSERT TO SUIT ALUMINIUM CONDUCTORS 23.75 MM DIA;UP TO 30 DEG | MACLEAN | MACLEAN POWER PL - E15128 | HSC-2450 | CURRENT | 2
19204 | CLAMP,SUSPENSION,ELEC CONDUCTOR | STRAIGHT-LINE OR ANGLE;ARMOUR GRIP SUSPENSION UNIT (AGSU);ALUMINIUM ALLOY WITH NEOPRENE INSERT TO SUIT ALUMINIUM CONDUCTORS 23.75 MM DIA;UP TO 30 DEG | PLP AUST | PREFORMED LINE PRODUCTS (AUST) | AGS-5122-16 | CURRENT | 1
19205 | ROD,CONTINUOUS THREAD. | STEEL;ZINC PLATED;M20;ISO M;3 M LG; | EZYSTRUT | EZYSTRUT CABLE & PIPE SUPPORTS | TR20Z | STRATEGIC SPARE | 1
19206 | TESTER,INDICATOR | TESTER FOR RMU'S;CAPACITIVE TEST POINTS; | PENTA | PENTA AUST (TMAC THEW & MCCANN/HYLEC) | PA11004 | PURCHASE AS REQUIRED | 1
19206 | TESTER,INDICATOR | TESTER FOR RMU'S;CAPACITIVE TEST POINTS; | THEWMCAN | TMAC THEW & MCCANN GROUP | CVD | PURCHASE AS REQUIRED | 2
19207 | TERMINATION,ELECTRICAL POWER CABLE | 11 KV;INDOOR KIT;3 PHASE;FOR 185 SQ MM COPPER XLPE CABLE;HEATSHRINK;650 MM TAIL LENGTH; | RAYCHEM | RAYCHEM (AUSTRALIA) PTY LTD | EPKT-17C3XIH2 | CURRENT | 1
19211 | TERMINATION,ELECTRICAL POWER CABLE | 11 KV;OUTDOOR KIT;3 PHASE;FOR 240 SQ MM COPPER XLPE CABLE;HEATSHRINK;800 MM TAIL LENGTH;REFER SC16478 FOR RESIN; | RAYCHEM | RAYCHEM (AUSTRALIA) PTY LTD | EPKT-17D3XOH3 | PHASING | 1
19214 | TERMINATION,ELECTRICAL POWER CABLE | 145 KV;OUTDOOR TERMINATION WITH GREY PORCELAIN INSULATOR;1 PHASE;FOR 800 SQ MM COMPACTED 33.7 DIA COPPER CONDUCTOR; FOR F7317 FIS ONLY;TO FIT F781,811 | PRYSMIAN | PRYSMIAN POWER CABLES & SYSTEMS AUST | TPE 1170/203 | STRATEGIC SPARE | 1
19216 | RACEWAY,NONMETALLIC | CABLE DUCT;PVC SLOTTED;C/W COVER; 100 MM H,80 MM W,2000 MM LG; PACK OF 1; | REXEL | REXEL PTY LTD | IBOT180.100 | CURRENT | 2
19216 | RACEWAY,NONMETALLIC | CABLE DUCT;PVC SLOTTED;C/W COVER; 100 MM H,80 MM W,2000 MM LG; PACK OF 1; | IBOCO | IBOCO | BOCT1-80-100 | CURRENT | 2
19216 | RACEWAY,NONMETALLIC | CABLE DUCT;PVC SLOTTED;C/W COVER; 100 MM H,80 MM W,2000 MM LG; PACK OF 1; | CNWPL | CNW PL - SLACKS CREEK | T180100 | CURRENT | 1
19233 | BATTERY,STORAGE | NICKEL CADMIUM VALVE REGULATED POCKET PLATE BATTERY;C/W 25 CELLS,TYPE RATED AT 32 AH@ THE 5 DISCHARGE RATE;END VOLTAGE OF 1.00 V PER CELL;ITEM;SET OF 5 = EACH | SAFTNIFE | SAFT AUSTRALIA PTY LTD SEVEN HILLS 2147 | UP1M32-5 | CURRENT | 1
19235 | TERMINATION,ELECTRICAL POWER CABLE | 33 KV;TRIFURCATING TERMINAL BOX;OIL FILLED; | RAYCHEM | RAYCHEM (AUSTRALIA) PTY LTD | CABLE | CURRENT | 1
19238 | TERMINATION,ELECTRICAL POWER CABLE | 110 KV;SINGLE PHASE;DRY TYPE;SF6 IMMERSED;FOR 800 SQ MM COPPER CONDUCTOR; XLPE INSULATED CABLE;FOR F811 SPD;PACK OF 1,PACK SIZE 137 MM X 72 MM X 60 MM, | PRYSMIAN | PRYSMIAN POWER CABLES & SYSTEMS AUST | EGS 1170/072 | STRATEGIC SPARE | 1
19240 | JOINT,ELECTRICAL POWER CABLE | 33 KV;SINGLE PHASE;TRANSITION JOINT;FOR 400 SQ MM COPPER CONDUCTOR;SINGLE CORE; PLY;TO 630 SQ MM COPPER CONDUCTOR;SINGLE CORE;XLPE;PACK OF 1,PACK WEIGHT 7 KG; | TECONN | TE CONNECTIVITY LTD | EPKJ-EX28 | CURRENT | 1
19241 | JOINT,ELECTRICAL POWER CABLE | 33 KV;SINGLE PHASE;TRANSITION JOINT;FOR 630 SQ MM ALUMINIUM CONDUCTOR;SINGLE CORE;PLY;TO 630 SQ MM COPPER CONDUCTOR; SINGLE CORE;XLPE;PACK OF 1,PACK ,PACK | TECONN | TE CONNECTIVITY LTD | EPKJ-EX30 | CURRENT | 1
19243 | JOINT,ELECTRICAL POWER CABLE | 33 KV;SINGLE PHASE;STRAIGHT TYPE;FOR 630 SQ MM ALUMINIUM CONDUCTOR;3 CORE; XLPE; | RAYCHEM | RAYCHEM (AUSTRALIA) PTY LTD | 33 KV;SINGLE PHASE | CURRENT | 1
19244 | JOINT,ELECTRICAL POWER CABLE | 11 KV;SINGLE PHASE;TRANSITION JOINT;FOR 630 SQ MM COPPER CONDUCTOR;1 CORE;PLY ;TO 630 SQ MM COPPER CONDUCTOR;1 CORE; XLPE; | RAYCHEM | RAYCHEM (AUSTRALIA) PTY LTD | EPKJ-17D/IXU-IHL | CURRENT | 1
19274 | TRANSFORMER,POWER | 33 KV/11 KV;15 MVA;3 PHASE;GROUND MTG BSH HV 90 LV AIR;MINERAL OIL INSULATED; ONAN;DYN 11;C/W VACUUM OLTC 23 TAP POSN; AS2374;REDUCED SOUND LEVEL UNIT; | WILSON | WILSON TRANSFORMER CO. PTY LTD | 23 TAP POSN | PHASING | 1
19275 | TRANSFORMER,POWER | 33 KV/11 KV;25 MVA;3 PHASE;GROUND MTG BSH HV 90 LV AIR;MINERAL OIL INSULATED; ONAF;DYN 11;C/W VACUUM OLTC 23 TAP POSN; AS2374;REDUCED SOUND LEVEL UNIT; | WILSON | WILSON TRANSFORMER CO. PTY LTD | 23 TAP POSN | STRATEGIC SPARE | 1
19276 | JOINT,ELECTRICAL POWER CABLE | 11 KV;HEATSHRINK JOINT;3 PHASE;FOR 95 SQ MM TO 240 SQ MM 3C CU-CU,AL-AL,OR CU-AL XLPE CABLES;C/W THREE RANGE TAKING SHEAR BOLT CONNECTORS;PACK OF 1,PACK | SICAME | SICAME AUSTRALIA PTY LTD | HSJ-11-X3-95240-EQ1 | CURRENT | 1
19276 | JOINT,ELECTRICAL POWER CABLE | 11 KV;HEATSHRINK JOINT;3 PHASE;FOR 95 SQ MM TO 240 SQ MM 3C CU-CU,AL-AL,OR CU-AL XLPE CABLES;C/W THREE RANGE TAKING SHEAR BOLT CONNECTORS;PACK OF 1,PACK | INTERTEC | INTERTECH ENGINEERING PTY LTD | EGX19726 | CURRENT | 2
19277 | PLATE,IDENTIFICATION | STEEL;GREEN COLOURBOND DISC;LEGEND- E; FOR OPERATORS EARTH ID MARKER,FOR 110 KV & 132 KV CONCRETE STRUCTURES;O/H TRANSMISSION HARDWARE;PACK OF 25,PACK | CUTLER | CUTLER BRANDS PTY LTD | ENERGE-19277 | CURRENT | 1
19278 | BRACKET,MOUNTING | 9 KN;MTG BASE EXTENSION;FOR BRACED POST INSULATOR;O/H TRANSMISSION HARDWARE; PACK OF 1; | HAYMAN | HAYMANS INDUSTRIES PTY LTD | 19278 | PURCHASE AS REQUIRED | 1
19278 | BRACKET,MOUNTING | 9 KN;MTG BASE EXTENSION;FOR BRACED POST INSULATOR;O/H TRANSMISSION HARDWARE; PACK OF 1; | LIVINGST | LIVINGSTONE ENGINEERING | 19278 | PURCHASE AS REQUIRED | 2
19279 | BRACKET,EXTENSION | 9 KN;GAIN BASE EXTENSION;O/H TRANSMISSION HARDWARE;PACK OF 1, PACK WEIGHT 49 KG; | HAYMAN | HAYMANS INDUSTRIES PTY LTD | 19279 | CURRENT | 1
19279 | BRACKET,EXTENSION | 9 KN;GAIN BASE EXTENSION;O/H TRANSMISSION HARDWARE;PACK OF 1, PACK WEIGHT 49 KG; | GREATWST |  | 19279 | CURRENT | 2
19280 | BRACKET,EXTENSION | 5 KN;GAIN BASE EXTENSION; O/H TRANSMISSION HARDWARE;PACK OF 9, PACK WEIGHT 367 KG; | HAYMAN | HAYMANS INDUSTRIES PTY LTD | 19280 | CURRENT | 1
19280 | BRACKET,EXTENSION | 5 KN;GAIN BASE EXTENSION; O/H TRANSMISSION HARDWARE;PACK OF 9, PACK WEIGHT 367 KG; | GREATWST |  | 19280 | CURRENT | 2
19281 | CROSSARM,METAL | STEEL;GALV;FOR O/H EARTHWIRE CROSSARM; LIGHT; DOUBLE CIRCUIT TRANSMISSION HARDWARE;PACK OF 6,PACK WEIGHT 48.5 KG; | HAYMAN | HAYMANS INDUSTRIES PTY LTD | 19281 | CURRENT | 1
19281 | CROSSARM,METAL | STEEL;GALV;FOR O/H EARTHWIRE CROSSARM; LIGHT; DOUBLE CIRCUIT TRANSMISSION HARDWARE;PACK OF 6,PACK WEIGHT 48.5 KG; | GREATWST |  | 19281 | CURRENT | 2
19282 | CROSSARM,METAL | STEEL;GALV;FOR O/H EARTHWIRE CROSSARM LIGHT;SINGLE CIRCUIT TRANSMISSION HARDWARE;PACK OF 6,PACK WEIGHT 33.9 KG; | HAYMAN | HAYMANS INDUSTRIES PTY LTD | 19282 | PURCHASE AS REQUIRED | 1
19282 | CROSSARM,METAL | STEEL;GALV;FOR O/H EARTHWIRE CROSSARM LIGHT;SINGLE CIRCUIT TRANSMISSION HARDWARE;PACK OF 6,PACK WEIGHT 33.9 KG; | GREATWST |  | 19282 | PURCHASE AS REQUIRED | 2
19283 | RISER,EARTHWIRE | FOR SHACKLE CONSTRUCTION; O/H TRANSMISSION HARDWARE PACK OF 1,PACK WEIGHT 50.9 KG; | HAYMAN | HAYMANS INDUSTRIES PTY LTD | 19283 | CURRENT | 1
19283 | RISER,EARTHWIRE | FOR SHACKLE CONSTRUCTION; O/H TRANSMISSION HARDWARE PACK OF 1,PACK WEIGHT 50.9 KG; | MEFCO | MEFCO AUSTRALIA PTY LTD SUNSHINE VIC | 19283 | CURRENT | 2
19284 | RISER,EARTHWIRE | FOR SUSPENSION CONSTRUCTION; O/H TRANSMISSION HARDWARE; PACK OF 1,PACK WEIGHT 46.1 KG; | HAYMAN | HAYMANS INDUSTRIES PTY LTD | 19284 | CURRENT | 1
19284 | RISER,EARTHWIRE | FOR SUSPENSION CONSTRUCTION; O/H TRANSMISSION HARDWARE; PACK OF 1,PACK WEIGHT 46.1 KG; | MEFCO | MEFCO AUSTRALIA PTY LTD SUNSHINE VIC | 19284 | CURRENT | 2
19285 | STRAP,EARTH | CRANKED COPPER EARTH STRAP;100 MM EARTH CONNECTION STRAP;TO SUIT EARTHWIRE CROSSARM;O/H TRANSMISSION HARDWARE; PACK OF 30,PACK WEIGHT 7 KG; | ENI | ENI INDUSTRIES PL | 84162 | CURRENT | 1
19285 | STRAP,EARTH | CRANKED COPPER EARTH STRAP;100 MM EARTH CONNECTION STRAP;TO SUIT EARTHWIRE CROSSARM;O/H TRANSMISSION HARDWARE; PACK OF 30,PACK WEIGHT 7 KG; | GLOBAL | GLOBAL MANUFACTURING GROUP | ENERGEX-6041-A4-02 | CURRENT | 2
19286 | STRAP,EARTH | CRANKED EARTH STRAP;100 MM EARTH CONNECTION STRAP;TO SUIT BENDABLE GAIN BASE;O/H TRANSMISSION HARDWARE; PACK OF 75,PACK WEIGHT 21 KG; | GLOBAL | GLOBAL MANUFACTURING GROUP | ENERGEX-6041-A4-01 | CURRENT | 1
19287 | STRAP,EARTH | 160 MM LG,50 MM W;EARTH CONNECTION STRAP;TO M24 BOLT;O/H TRANSMISSION HARDWARE;PACK OF 150,PALLET WEIGHT 33 KG; | ENI | ENI INDUSTRIES PL | 84164 | CURRENT | 1
19287 | STRAP,EARTH | 160 MM LG,50 MM W;EARTH CONNECTION STRAP;TO M24 BOLT;O/H TRANSMISSION HARDWARE;PACK OF 150,PALLET WEIGHT 33 KG; | GLOBAL | GLOBAL MANUFACTURING GROUP | ENERGEX-4519-A4-02 | CURRENT | 2
19288 | STRAP,EARTH | 155 MM LG,38 MM W;EARTH CONNECTION STRAP;TO M20 BOLT;O/H TRANSMISSION HARDWARE;PACK OF 1; | ENI | ENI INDUSTRIES PL | 84159 | CURRENT | 1
19289 | BRACKET,EXTENSION | 132 KV;5 KN;LINE POST ATTACHMENT;DROP BRACKET TO SUIT DROP TONGUE END FITTING; O/H TRANSMISSION HARDWARE;PACK OF 20; | HAYMAN | HAYMANS INDUSTRIES PTY LTD | 19289 | CURRENT | 1
19289 | BRACKET,EXTENSION | 132 KV;5 KN;LINE POST ATTACHMENT;DROP BRACKET TO SUIT DROP TONGUE END FITTING; O/H TRANSMISSION HARDWARE;PACK OF 20; | GREATWST |  | 19289 | CURRENT | 2
19292 | SLEEVES,ELECTRICAL WORKERS | CLASS 4;CURVED SLEEVE (REGULAR 26 IN); RUBBER INSULATING;RED/YELLOW COLOUR; COMPLIES WITH ASTM D1051;RESTRICTED ISSUE TO ASSET SERVICES MGR POSN 9583; | BALMORAL | BALMORAL ENGINEERING | RIS4RYECM | PHASING | 1
19292 | SLEEVES,ELECTRICAL WORKERS | CLASS 4;CURVED SLEEVE (REGULAR 26 IN); RUBBER INSULATING;RED/YELLOW COLOUR; COMPLIES WITH ASTM D1051;RESTRICTED ISSUE TO ASSET SERVICES MGR POSN 9583; | TEN | THE ENERGY NETWORK | SALSBURY D4-R-RYEC | PHASING | 2
19292 | SLEEVES,ELECTRICAL WORKERS | CLASS 4;CURVED SLEEVE (REGULAR 26 IN); RUBBER INSULATING;RED/YELLOW COLOUR; COMPLIES WITH ASTM D1051;RESTRICTED ISSUE TO ASSET SERVICES MGR POSN 9583; | REXEL | REXEL PTY LTD | BTCD4RRY-EC | PHASING | 2
19292 | SLEEVES,ELECTRICAL WORKERS | CLASS 4;CURVED SLEEVE (REGULAR 26 IN); RUBBER INSULATING;RED/YELLOW COLOUR; COMPLIES WITH ASTM D1051;RESTRICTED ISSUE TO ASSET SERVICES MGR POSN 9583; | BRITECH | BRI-TECH PTY LTD | D4-R-RYEC | PHASING | 2
19292 | SLEEVES,ELECTRICAL WORKERS | CLASS 4;CURVED SLEEVE (REGULAR 26 IN); RUBBER INSULATING;RED/YELLOW COLOUR; COMPLIES WITH ASTM D1051;RESTRICTED ISSUE TO ASSET SERVICES MGR POSN 9583; | TEN | THE ENERGY NETWORK | D4RRY-EC | PHASING | 1
19293 | SLEEVES,ELECTRICAL WORKERS | CLASS 2;CURVED SLEEVE (LARGE 28 IN); RUBBER INSULATING;YELLOW/BLACK COLOUR; COMPLIES WITH ASTM D1051;RESTRICTED ISSUE TO ASSET SERVICES MGR POSN 9583; | BALMORAL | BALMORAL ENGINEERING | RIS2RYECL | PHASING | 1
19293 | SLEEVES,ELECTRICAL WORKERS | CLASS 2;CURVED SLEEVE (LARGE 28 IN); RUBBER INSULATING;YELLOW/BLACK COLOUR; COMPLIES WITH ASTM D1051;RESTRICTED ISSUE TO ASSET SERVICES MGR POSN 9583; | TEN | THE ENERGY NETWORK | SALSBURY D2-L-YBEC | PHASING | 2
19293 | SLEEVES,ELECTRICAL WORKERS | CLASS 2;CURVED SLEEVE (LARGE 28 IN); RUBBER INSULATING;YELLOW/BLACK COLOUR; COMPLIES WITH ASTM D1051;RESTRICTED ISSUE TO ASSET SERVICES MGR POSN 9583; | REXEL | REXEL PTY LTD | TYKD2LYB-EC | PHASING | 2
19293 | SLEEVES,ELECTRICAL WORKERS | CLASS 2;CURVED SLEEVE (LARGE 28 IN); RUBBER INSULATING;YELLOW/BLACK COLOUR; COMPLIES WITH ASTM D1051;RESTRICTED ISSUE TO ASSET SERVICES MGR POSN 9583; | BRITECH | BRI-TECH PTY LTD | D2-L-YBEC | PHASING | 2
19293 | SLEEVES,ELECTRICAL WORKERS | CLASS 2;CURVED SLEEVE (LARGE 28 IN); RUBBER INSULATING;YELLOW/BLACK COLOUR; COMPLIES WITH ASTM D1051;RESTRICTED ISSUE TO ASSET SERVICES MGR POSN 9583; | TEN | THE ENERGY NETWORK | D2LRY-EC | PHASING | 1
19294 | SLEEVES,ELECTRICAL WORKERS | CLASS 2;CURVED SLEEVE (REGULAR 26 IN); RUBBER INSULATING;RED/YELLOW COLOUR; COMPLIES WITH ASTM D1051;RESTRICTED ISSUE TO ASSET SERVICES MGR POSN 9583; | BALMORAL | BALMORAL ENGINEERING | RIS2RYECM | PHASING | 1
19294 | SLEEVES,ELECTRICAL WORKERS | CLASS 2;CURVED SLEEVE (REGULAR 26 IN); RUBBER INSULATING;RED/YELLOW COLOUR; COMPLIES WITH ASTM D1051;RESTRICTED ISSUE TO ASSET SERVICES MGR POSN 9583; | TEN | THE ENERGY NETWORK | SALSBURY D2-R-YBEC | PHASING | 2
19294 | SLEEVES,ELECTRICAL WORKERS | CLASS 2;CURVED SLEEVE (REGULAR 26 IN); RUBBER INSULATING;RED/YELLOW COLOUR; COMPLIES WITH ASTM D1051;RESTRICTED ISSUE TO ASSET SERVICES MGR POSN 9583; | AMPLITUD | AMPLITUDE PTY LTD - 396777 | LLSCL2R | PHASING | 1
19294 | SLEEVES,ELECTRICAL WORKERS | CLASS 2;CURVED SLEEVE (REGULAR 26 IN); RUBBER INSULATING;RED/YELLOW COLOUR; COMPLIES WITH ASTM D1051;RESTRICTED ISSUE TO ASSET SERVICES MGR POSN 9583; | REXEL | REXEL PTY LTD | TYKD2RYB-EC | PHASING | 2
19294 | SLEEVES,ELECTRICAL WORKERS | CLASS 2;CURVED SLEEVE (REGULAR 26 IN); RUBBER INSULATING;RED/YELLOW COLOUR; COMPLIES WITH ASTM D1051;RESTRICTED ISSUE TO ASSET SERVICES MGR POSN 9583; | BRITECH | BRI-TECH PTY LTD | D2-R-RYEC | PHASING | 2
19294 | SLEEVES,ELECTRICAL WORKERS | CLASS 2;CURVED SLEEVE (REGULAR 26 IN); RUBBER INSULATING;RED/YELLOW COLOUR; COMPLIES WITH ASTM D1051;RESTRICTED ISSUE TO ASSET SERVICES MGR POSN 9583; | TEN | THE ENERGY NETWORK | D2RRY-EC | PHASING | 1
19295 | INSULATION BLANKET,ELECTRICAL. | CLASS 4;SLOTTED;36 IN X 36 IN (914 MM X 914 MM);ORANGE;28 EYELETS: WEIGHT 3.2 KG; | TEN | THE ENERGY NETWORK | 1300 | CURRENT | 1
19295 | INSULATION BLANKET,ELECTRICAL. | CLASS 4;SLOTTED;36 IN X 36 IN (914 MM X 914 MM);ORANGE;28 EYELETS: WEIGHT 3.2 KG; | SALSBURY | SALISBURY (MANUFACTURER) | 1300 | CURRENT | 2
19296 | INSULATION BLANKET,ELECTRICAL. | CLASS 4;SOLID;36 IN X 36 IN (914 MM X 914 MM);ORANGE;6 EYELETS: WEIGHT 3.6 KG; | TEN | THE ENERGY NETWORK | 900E | CURRENT | 1
19296 | INSULATION BLANKET,ELECTRICAL. | CLASS 4;SOLID;36 IN X 36 IN (914 MM X 914 MM);ORANGE;6 EYELETS: WEIGHT 3.6 KG; | SALSBURY | SALISBURY (MANUFACTURER) | 900E | CURRENT | 2
19296 | INSULATION BLANKET,ELECTRICAL. | CLASS 4;SOLID;36 IN X 36 IN (914 MM X 914 MM);ORANGE;6 EYELETS: WEIGHT 3.6 KG; | WHITE |  | 3636-40-OSO | CURRENT | 2
19299 | MULTIMETER | Insulation & Continuity Tester, 500/1000V, Min of Cat III 600V | RTE | RAPID-TECH EQUIPMENT PTY LTD | 3132A | CURRENT | 1
19299 | MULTIMETER | Insulation & Continuity Tester, 500/1000V, Min of Cat III 600V | REXEL | REXEL PTY LTD | KYO3132A | CURRENT | 2
19299 | MULTIMETER | Insulation & Continuity Tester, 500/1000V, Min of Cat III 600V | KYORITSU | KYORITSU | 3132A | CURRENT | 5
19300 | MULTIMETER | DIGITAL;FLUKE 175 SERIES;MIDDLE RANGE; SIZE 43 MM X 90 MM X 185 MM;WEIGHT 420 G ;BATTERY LIFE ~200 HOURS;LCD SCREEN; | BLKWOODS | J BLACKWOOD & SON LTD | 01280787/FLU175 | CURRENT | 2
19300 | MULTIMETER | DIGITAL;FLUKE 175 SERIES;MIDDLE RANGE; SIZE 43 MM X 90 MM X 185 MM;WEIGHT 420 G ;BATTERY LIFE ~200 HOURS;LCD SCREEN; | GILBLODG | GILBERT LODGE AUSTRALIA | FLU175 | CURRENT | 1
19300 | MULTIMETER | DIGITAL;FLUKE 175 SERIES;MIDDLE RANGE; SIZE 43 MM X 90 MM X 185 MM;WEIGHT 420 G ;BATTERY LIFE ~200 HOURS;LCD SCREEN; | FLUKE | FLUKE CORPORATION | 175DMM | CURRENT | 2
19301 | MULTIMETER | DIGITAL;ANALOG;FLUKE 87V SERIES;HIGH RANGE;SIZE 203 MM X 100 MM X 50 MM; WEIGHT 545 G;BATTERY LIFE ~72 HOURS; | BLKWOODS | J BLACKWOOD & SON LTD | 01568354/FLU87V | CURRENT | 2
19301 | MULTIMETER | DIGITAL;ANALOG;FLUKE 87V SERIES;HIGH RANGE;SIZE 203 MM X 100 MM X 50 MM; WEIGHT 545 G;BATTERY LIFE ~72 HOURS; | GILBLODG | GILBERT LODGE AUSTRALIA | FLU87V | CURRENT | 2
19301 | MULTIMETER | DIGITAL;ANALOG;FLUKE 87V SERIES;HIGH RANGE;SIZE 203 MM X 100 MM X 50 MM; WEIGHT 545 G;BATTERY LIFE ~72 HOURS; | FLUKE | FLUKE CORPORATION | FLUKE 87V | CURRENT | 1
19302 | MULTIMETER | CLAMP-ON;AUTORANGING KYORITSU 2002PA AC CLAMP ON TESTER;TRUE RMS DISPLAY;DC OUTPUT FUNCTION;DATA HOLD FUNCTION;SLEEP FUNCTION;CAT III 600 V,CAT II 1000 V; | CNWPL | CNW PL - SLACKS CREEK | 2002PA | CURRENT | 1
19302 | MULTIMETER | CLAMP-ON;AUTORANGING KYORITSU 2002PA AC CLAMP ON TESTER;TRUE RMS DISPLAY;DC OUTPUT FUNCTION;DATA HOLD FUNCTION;SLEEP FUNCTION;CAT III 600 V,CAT II 1000 V; | CNWPL | CNW PL - SLACKS CREEK | KYO2002PA | CURRENT | 2
19302 | MULTIMETER | CLAMP-ON;AUTORANGING KYORITSU 2002PA AC CLAMP ON TESTER;TRUE RMS DISPLAY;DC OUTPUT FUNCTION;DATA HOLD FUNCTION;SLEEP FUNCTION;CAT III 600 V,CAT II 1000 V; | HAYMANS | HAYMANS ELECTRICAL | KYO2002PA | CURRENT | 2
19302 | MULTIMETER | CLAMP-ON;AUTORANGING KYORITSU 2002PA AC CLAMP ON TESTER;TRUE RMS DISPLAY;DC OUTPUT FUNCTION;DATA HOLD FUNCTION;SLEEP FUNCTION;CAT III 600 V,CAT II 1000 V; | TRIO | TRIO ELECTRIX PTY LTD BRISBANE | 2002PA | CURRENT | 2
19303 | MULTIMETER | Clamp Meter Leakage Current, Range AC 20mA /200mA/200A, 24mm Dia Jaw Opening, to IEC 61010-1 CAT III 300V & IEC 61010-2-032, c/w Soft Carry Case | CNWPL | CNW PL - SLACKS CREEK | YOKCL320 | CURRENT | 2
19303 | MULTIMETER | Clamp Meter Leakage Current, Range AC 20mA /200mA/200A, 24mm Dia Jaw Opening, to IEC 61010-1 CAT III 300V & IEC 61010-2-032, c/w Soft Carry Case | RTE | RAPID-TECH EQUIPMENT PTY LTD | CL320 | CURRENT | 1
19303 | MULTIMETER | Clamp Meter Leakage Current, Range AC 20mA /200mA/200A, 24mm Dia Jaw Opening, to IEC 61010-1 CAT III 300V & IEC 61010-2-032, c/w Soft Carry Case | TES | TEST EQUIPMENT SOLUTIONS | YOKOGAWA CL320 | CURRENT | 2
19303 | MULTIMETER | Clamp Meter Leakage Current, Range AC 20mA /200mA/200A, 24mm Dia Jaw Opening, to IEC 61010-1 CAT III 300V & IEC 61010-2-032, c/w Soft Carry Case | TRIOSMAR | TRIO SMARTCAL PL | YOKOGAWA CL320 | CURRENT | 2
19304 | METER | Insulation & Continuity Test 10kV, Min of Cat III 600V | CNWPL | CNW PL - SLACKS CREEK | EAT3124 | CURRENT | 2
19304 | METER | Insulation & Continuity Test 10kV, Min of Cat III 600V | REXEL | REXEL PTY LTD | KY03124A | CURRENT | 1
19304 | METER | Insulation & Continuity Test 10kV, Min of Cat III 600V | KYORITSU | KYORITSU | 3124 | CURRENT | 2
19310 | BIT,AUGER | Impact, 26mm Dia, 205mm OAL, Steel, Ring Twist Pattern, 11mm Hex Shank, Quick Release | SPECFORC | SPECIALISED FORCE | STMSF 826X225 | CURRENT | 2
19310 | BIT,AUGER | Impact, 26mm Dia, 205mm OAL, Steel, Ring Twist Pattern, 11mm Hex Shank, Quick Release | LEGEND | LEGEND POWER SYSTEMS | MSS-1126S | CURRENT | 1
19320 | MULTIMETER | Earth Resistance Clamp Tester, Backlit LCD Screen, 0.05-1500 Ohms, 0.1mA-30.0A True RMS, CAT IV 300V, 32mm Dia Max Conductor Size, Buit-In Memory c/w | RTE | RAPID-TECH EQUIPMENT PTY LTD | 4200 | CURRENT | 1
19320 | MULTIMETER | Earth Resistance Clamp Tester, Backlit LCD Screen, 0.05-1500 Ohms, 0.1mA-30.0A True RMS, CAT IV 300V, 32mm Dia Max Conductor Size, Buit-In Memory c/w | CNWPL | CNW PL - SLACKS CREEK | EAT4200 | CURRENT | 2
19320 | MULTIMETER | Earth Resistance Clamp Tester, Backlit LCD Screen, 0.05-1500 Ohms, 0.1mA-30.0A True RMS, CAT IV 300V, 32mm Dia Max Conductor Size, Buit-In Memory c/w | EATON | EATON ELECTRIC SYSTEMS PTY LTD | KYORITSU MODEL 4200 | CURRENT | 2
19321 | TESTER | AEMC Model 4620, Ground Resistance Tester, 0-2000 Ohms, Digital, 4 Point Method, Battery Powered, Non-Rechargeble 8 x C Alkaline Batteries, Unit Only | CNWPL | CNW PL - SLACKS CREEK | NES4620 | CURRENT | 2
19321 | TESTER | AEMC Model 4620, Ground Resistance Tester, 0-2000 Ohms, Digital, 4 Point Method, Battery Powered, Non-Rechargeble 8 x C Alkaline Batteries, Unit Only | PACIFIC | PACIFIC CONTROLS PTY LTD | PT213043 | CURRENT | 2
19321 | TESTER | AEMC Model 4620, Ground Resistance Tester, 0-2000 Ohms, Digital, 4 Point Method, Battery Powered, Non-Rechargeble 8 x C Alkaline Batteries, Unit Only | TES | TEST EQUIPMENT SOLUTIONS | AEMC 4620 P/N 2130.43 C/W ACC | CURRENT | 2
19321 | TESTER | AEMC Model 4620, Ground Resistance Tester, 0-2000 Ohms, Digital, 4 Point Method, Battery Powered, Non-Rechargeble 8 x C Alkaline Batteries, Unit Only | SUNSTATE | SUNSTATE PLUMBING TOOLS | AEMC 4620 P/N 2130.43 C/W ACC | CURRENT | 2
19321 | TESTER | AEMC Model 4620, Ground Resistance Tester, 0-2000 Ohms, Digital, 4 Point Method, Battery Powered, Non-Rechargeble 8 x C Alkaline Batteries, Unit Only | PACTEST | PACIFIC TEST EQUIPMENT P/L | 2130.43 | CURRENT | 1
19323 | CALIBRATION,GAS CHALLENGE KIT | CONSISTING OF 58 L GAS CYLINDERS 02/CH4/ CO/H2S;REGULATOR & HOSE;C/W HD ALUMINIUM CASE;C/W MULTILOG 2000;INCLUDES MONITOR, ASPIATOR W/HOSE,CAL ADAPTOR,ALKALINE | APP-TEK | APP-TEK SAFETY PTY LTD | CHALLENGE KIT & ML2000NMH-4 | PHASING | 1
19324 | CONTACT,ELECTRICAL | MAIN FIXED CONTACT;FEMALE;HOLLOW TERMINAL STUD;TYPE 'F' OLTC;C815; | FULLER |  | TYPE F | CURRENT | 1
19325 | CONTACT,ELECTRICAL | MAIN FIXED CONTACT;TYPE 'F' OLTC; 48 MM W;2 C/S HOLES;C293; | FULLER |  | TYPE F C/S HOLES | CURRENT | 1
19326 | CONTACT,ELECTRICAL | FLAT FIXED CONTACT;TYPE 'F' OLTC; MOVING DOME;C736; | FULLER |  | MOVING DOME TYPE F | CURRENT | 1
19327 | CONTACT,ELECTRICAL | TYPE 'A' ROLLER MOVING CONTACT;C783; | FULLER |  | TYPE A | CURRENT | 1
19328 | CONTACT,ELECTRICAL | TYPE 'B' ROLLER MOVING CONTACT;C781; | FULLER |  | TYPE B | CURRENT | 1
19329 | CONTACT,ELECTRICAL | TYPE 'C' ROLLER MOVING CONTACT;C782; | FULLER |  | TYPE C | CURRENT | 1
19330 | CONTACT,ELECTRICAL | TYPE 'D' ROLLER MOVING CONTACT;C784; | FULLER |  | TYPE D | CURRENT | 1
19331 | OLTC MECHANISM | OLTC BRAIDS FOR 'D' TYPE; (185 MM); C839; SUITS ATL/FULLER F OLTC; | FULLER |  | 5A060190 ALM | CURRENT | 1
19332 | CONTACT,ELECTRICAL | CONTACT BRAIDS FOR 'B' TYPE; (160 MM); C840; | FULLER |  | FA060160 ALM (TYPE B) | CURRENT | 1
19333 | CONTACT,ELECTRICAL | CONTACT BRAIDS FOR 'A' TYPE; (150 MM); C841; | FULLER |  | FA060150 ALM (TYPE A) | CURRENT | 1
19334 | CONTACT,ELECTRICAL | CONTACT BRAIDS FOR 'C' TYPE; (130 MM); C842; | FULLER |  | 5A060130 ALM (TYPE C) | CURRENT | 1
19335 | OLTC MECHANISM | OLTC BRAIDS FOR 'E' TYPE; (120 MM); C843; SUITS ATL/FULLER F OLTC; | FULLER |  | FA060120 ALM (TYPE E) | MAINTENANCE STOCK | 1
19336 | CONTACT,ELECTRICAL | PARALLELING RESISTOR BRAIDS (SMALL); C811; | FULLER |  | PARALLELING (SMALL) | CURRENT | 1
19337 | CONTACT,ELECTRICAL | SPRING CONTACT,ELECTRICAL; CONTACT SPRINGS;TAPERED 25MM; C787; SUITS ATL/FULLER F OLTC; | FULLER |  | SPRINGS (TAPERED 25 MM) | MAINTENANCE STOCK | 1
19338 | CONTACT,ELECTRICAL | SPRING CONTACT, ELECTRICAL, CONTACT SPRINGS;TAPERED 28.5MM; C787A; SUITS ATL/FULLER F OLTC; | FULLER |  | SPRINGS (TAPERED 28 5 MM) | CURRENT | 2
19338 | CONTACT,ELECTRICAL | SPRING CONTACT, ELECTRICAL, CONTACT SPRINGS;TAPERED 28.5MM; C787A; SUITS ATL/FULLER F OLTC; | FLEXITY | FLEXITY PTY LTD | 300-114-1 | CURRENT | 1
19339 | GASKET | NEOPRENE;6 MM;FOR FRONT HATCH ACCESS; C3064; | FULLER |  | 6 MM NEOPRENE | CURRENT | 1
19340 | GASKET | NEOPRENE;6 MM;FOR SIDE HATCH ACCESS; C3065; | FULLER |  | 6 MM NEOPRENE | CURRENT | 1
19341 | GASKET | OLTC TOP ACCESS GASKET;C1499; | QLDGASKT |  | OLTC TOP ACCESS | CURRENT | 1
19342 | CONTACT,ELECTRICAL | GENEVA WHEEL SPRING;C565; | FULLER |  | GENEVA SPRING | CURRENT | 1
19343 | CONTACT,ELECTRICAL | PIN, CONTACT, ELECTRICAL; MOVING CONTACT; RETAINING PINS; C1261; SUITS ATL/FULLER F OLTC; | FULLER |  | PIN RETAINING | CURRENT | 1
19344 | MOUNTING BASE,TIEDOWN,ELECTRICAL | 4-Way, Low Profile, 19mm2, ABS Plastic, Self Adhesive, White, (P100) | LEGEND | LEGEND POWER SYSTEMS | SAM19NT | CURRENT | 1
19344 | MOUNTING BASE,TIEDOWN,ELECTRICAL | 4-Way, Low Profile, 19mm2, ABS Plastic, Self Adhesive, White, (P100) | STATEWD | STATEWIDE FSTNERS & ENG SPLS PL | CSAM19T | CURRENT | 2
19344 | MOUNTING BASE,TIEDOWN,ELECTRICAL | 4-Way, Low Profile, 19mm2, ABS Plastic, Self Adhesive, White, (P100) | CABLACES | CABLACES | CAASAM19NT | CURRENT | 2
19345 | TERMINAL,LUG | DRILLED PALM,TINNED COPPER,CRIMP TYPE; BELLMOUTHED COPPER LUG;FOR 16 SQ MM COPPER CONDUCTOR;M10 BOLT SIZE; BOX OF 50; | TECONN | TE CONNECTIVITY LTD | CG16FLM10/50 | CURRENT | 1
19345 | TERMINAL,LUG | DRILLED PALM,TINNED COPPER,CRIMP TYPE; BELLMOUTHED COPPER LUG;FOR 16 SQ MM COPPER CONDUCTOR;M10 BOLT SIZE; BOX OF 50; | LEGEND | LEGEND POWER SYSTEMS | CAL16-10BM | CURRENT | 2
19345 | TERMINAL,LUG | DRILLED PALM,TINNED COPPER,CRIMP TYPE; BELLMOUTHED COPPER LUG;FOR 16 SQ MM COPPER CONDUCTOR;M10 BOLT SIZE; BOX OF 50; | TYCO | TYCO | CG16FLM10/50 | CURRENT | 2
19345 | TERMINAL,LUG | DRILLED PALM,TINNED COPPER,CRIMP TYPE; BELLMOUTHED COPPER LUG;FOR 16 SQ MM COPPER CONDUCTOR;M10 BOLT SIZE; BOX OF 50; | CABLACES | CABLACES | CAL16-10BM | CURRENT | 2
19345 | TERMINAL,LUG | DRILLED PALM,TINNED COPPER,CRIMP TYPE; BELLMOUTHED COPPER LUG;FOR 16 SQ MM COPPER CONDUCTOR;M10 BOLT SIZE; BOX OF 50; | UTILUX |  | CG16FLM10/50 | CURRENT | 5
19346 | CABLE,POWER,ELECTRICAL | 0.6 KV;V90;SINGLE CORE;50 SQ MM; 19/1.78;XLPE/PVC;BLACK;100 M DRUM, DRUM WEIGHT 51.71 KG; | PRYSMIAN | PRYSMIAN POWER CABLES & SYSTEMS AUST | 20199477 | CURRENT | 2
19346 | CABLE,POWER,ELECTRICAL | 0.6 KV;V90;SINGLE CORE;50 SQ MM; 19/1.78;XLPE/PVC;BLACK;100 M DRUM, DRUM WEIGHT 51.71 KG; | MIDLANDS | MIDLAND METALS | MMO-1X50 CU X PVC BLK | CURRENT | 1
19346 | CABLE,POWER,ELECTRICAL | 0.6 KV;V90;SINGLE CORE;50 SQ MM; 19/1.78;XLPE/PVC;BLACK;100 M DRUM, DRUM WEIGHT 51.71 KG; | BAMBACH | BAMBACH WIRES & CABLES PTY LTD | TBA | CURRENT | 2
19346 | CABLE,POWER,ELECTRICAL | 0.6 KV;V90;SINGLE CORE;50 SQ MM; 19/1.78;XLPE/PVC;BLACK;100 M DRUM, DRUM WEIGHT 51.71 KG; | OLEX | OLEX AUSTRALIA PTY LTD | BDBC19AA001CXNA | CURRENT | 2
19349 | CONNECTOR-SWITCH | SWITCH SOCKET OUTLET;CAST ALUMINIUM; 500 V;63 AMP;4 ROUND PIN;3 PHASE + EARTH ;WEATHERPROOF IP66; | CNWPL | CNW PL - SLACKS CREEK | WILWMC463 | PURCHASE AS REQUIRED | 1
19349 | CONNECTOR-SWITCH | SWITCH SOCKET OUTLET;CAST ALUMINIUM; 500 V;63 AMP;4 ROUND PIN;3 PHASE + EARTH ;WEATHERPROOF IP66; | WILCO |  | WILWMC463 | PURCHASE AS REQUIRED | 2
19349 | CONNECTOR-SWITCH | SWITCH SOCKET OUTLET;CAST ALUMINIUM; 500 V;63 AMP;4 ROUND PIN;3 PHASE + EARTH ;WEATHERPROOF IP66; | WILCO |  | WMC463 | PURCHASE AS REQUIRED | 2
19350 | FERRULE,ELECTRICAL CONDUCTOR | CRIMP LINK;COPPER TINNED;185 SQ MM CU TO 185 SQ MM CU;C/W CENTRE BARRIER;PACK OF 1; | TYCO | TYCO | CK185/1 (H1494/1 | CURRENT | 1
19350 | FERRULE,ELECTRICAL CONDUCTOR | CRIMP LINK;COPPER TINNED;185 SQ MM CU TO 185 SQ MM CU;C/W CENTRE BARRIER;PACK OF 1; | UTILUX |  | H1794/10 | CURRENT | 5
19351 | FERRULE,ELECTRICAL CONDUCTOR | CRIMP LINK;COPPER TINNED;240 SQ MM CU TO 240 SQ MM CU;C/W CENTRE BARRIER;76 MM O/A LG;PACK OF 1 | LEGEND | LEGEND POWER SYSTEMS | CAS240 | CURRENT | 2
19351 | FERRULE,ELECTRICAL CONDUCTOR | CRIMP LINK;COPPER TINNED;240 SQ MM CU TO 240 SQ MM CU;C/W CENTRE BARRIER;76 MM O/A LG;PACK OF 1 | UTILUX |  | H1495/1 | CURRENT | 2
19351 | FERRULE,ELECTRICAL CONDUCTOR | CRIMP LINK;COPPER TINNED;240 SQ MM CU TO 240 SQ MM CU;C/W CENTRE BARRIER;76 MM O/A LG;PACK OF 1 | TECONN | TE CONNECTIVITY LTD | CKB240/10 | CURRENT | 1
19352 | FERRULE,ELECTRICAL CONDUCTOR | REDUCING CRIMP LINK;COPPER;300 SQ MM CU TO 240 SQ MM CU;C/W CENTRE BARRIER; 101 MM O/A LG;PACK OF 1; | TYCO | TYCO | CKR300-240/1 | CURRENT | 1
19352 | FERRULE,ELECTRICAL CONDUCTOR | REDUCING CRIMP LINK;COPPER;300 SQ MM CU TO 240 SQ MM CU;C/W CENTRE BARRIER; 101 MM O/A LG;PACK OF 1; | UTILUX |  | CKR300-240/1 | CURRENT | 5
19353 | JOINT,ELECTRICAL POWER CABLE | 11 KV;HEATSHRINK TRANSITION MODULE; 3 PHASE;185 SQ MM CU XLPE/CWS/HDPE CABLE TO 185 SQ MM CU PLY/HDPE CABLE; | RAYCHEM | RAYCHEM (AUSTRALIA) PTY LTD | EFSJ-T8-AU | CURRENT | 1
19354 | JOINT,ELECTRICAL POWER CABLE | 11 KV;HEATSHRINK TRANSITION MODULE; 3 PHASE;240 SQ MM CU XLPE/CWS/HDPE CABLE TO 300 SQ MM CU PLY/HDPE CABLE; | RAYCHEM | RAYCHEM (AUSTRALIA) PTY LTD | EFSJ-T9-AU | CURRENT | 1
19356 | JOINT,ELECTRICAL POWER CABLE | 11 KV;RESIN FILLED JOINT;3 PHASE;185-300 SQ MM CU XLPE & MAIN TO 95-300 AL, CU XLPE & BRANCH & PARALLEL CABLE; C/W SHEAR BOLT CONNECTORS;C/W PVC OUTER | SICAME | SICAME AUSTRALIA PTY LTD | WTH52462-61 | CURRENT | 1
19356 | JOINT,ELECTRICAL POWER CABLE | 11 KV;RESIN FILLED JOINT;3 PHASE;185-300 SQ MM CU XLPE & MAIN TO 95-300 AL, CU XLPE & BRANCH & PARALLEL CABLE; C/W SHEAR BOLT CONNECTORS;C/W PVC OUTER | SICAME | SICAME AUSTRALIA PTY LTD | MIRP-19356 | CURRENT | 2
19356 | JOINT,ELECTRICAL POWER CABLE | 11 KV;RESIN FILLED JOINT;3 PHASE;185-300 SQ MM CU XLPE & MAIN TO 95-300 AL, CU XLPE & BRANCH & PARALLEL CABLE; C/W SHEAR BOLT CONNECTORS;C/W PVC OUTER | ALSTOM | ALSTOM GRID AUSTRALIA LIMITED | 8AE5500-070 | CURRENT | 2
19357 | JOINT,ELECTRICAL POWER CABLE | 11 KV;RESIN FILLED JOINT;3 PHASE; PARALLEL BRANCH 95 SQ MM CABLE;SMALL COPPER TUBE ACCESSORY PACK;FOR RESIN REFER SC16478; | ALSTOM | ALSTOM GRID AUSTRALIA LIMITED | 4857-153 | CURRENT | 1
19358 | JOINT,ELECTRICAL POWER CABLE | 11 KV;RESIN FILLED JOINT;3 PHASE; PLY BRANCH & PARALLEL CABLE;LARGE PILC ACCESSORY PACK;FOR RESIN REFER SC16478; | ALSTOM | ALSTOM GRID AUSTRALIA LIMITED | 52484-55 | PHASING | 1
19359 | CLAMP,SUSPENSION,ELEC CONDUCTOR | STRAIGHT LINE OR ANGLE;ARMOUR GRIP SUSPENSION UNIT,ALUMINIUM ALLOY WITH NEOPRENE INSERT;BEAR 30/7/.132 ACSR CONDUCTOR;23.47 MM DIA;UP TO 30 DEG | PLP AUST | PREFORMED LINE PRODUCTS (AUST) | AGS-5121-16 | CURRENT | 1
19359 | CLAMP,SUSPENSION,ELEC CONDUCTOR | STRAIGHT LINE OR ANGLE;ARMOUR GRIP SUSPENSION UNIT,ALUMINIUM ALLOY WITH NEOPRENE INSERT;BEAR 30/7/.132 ACSR CONDUCTOR;23.47 MM DIA;UP TO 30 DEG | DULMISON | DULMISON (AUST) PTY LTD | HSU2375 | CURRENT | 2
19362 | SWITCH FUSE GEAR | 12 KV;3 PHASE;630 AMP;20 KA;50 HZ;FAULT MAKING,LOAD BREAKING;TRIPLE POLE OPERATED;I/D;SF6;METAL CLAD;NON-EXT; *ITEM SUPPLIED W/OUT HANDLES*;BOTTOM | ABB | ABB FAN PTY LTD | SAFELINK | PHASING | 1
19363 | SWITCH FUSE GEAR | 12 KV;3 PHASE;630 AMP;20 KA;50 HZ;FAULT MAKING,LOAD BREAKING;TRIPLE POLE OPERATED;I/D;SF6;METAL CLAD;NON-EXT;C/W CABLE STAND & BOX FOR TOP CABLE ENTRY; | ABB | ABB FAN PTY LTD | SAFELINK | PHASING | 1
19364 | SWITCH FUSE GEAR | 12 KV;3 PHASE;630 AMP;20 KA;50 HZ;FAULT MAKING,LOAD BREAKING;TRIPLE POLE OPERATED;I/D;SF6;METAL CLAD;NON-EXT; *ITEM SUPPLIED W/OUT HANDLES*;BOTTOM | ABB | ABB FAN PTY LTD | SAFELINK | PHASING | 1
19365 | SWITCH FUSE GEAR | 12 KV;3 PHASE;630 AMP;20 KA;50 HZ;FAULT MAKING,LOAD BREAKING;TRIPLE POLE OPERATED;I/D;SF6;METAL CLAD;NON-EXT;C/W CABLE STAND & BOX FOR TOP CABLE ENTRY; | ABB | ABB FAN PTY LTD | SAFELINK | PHASING | 1
19366 | KIT,SHUNT TRIP | 240 V AC;SHUNT TRIP KIT;SUITABLE FOR ABB SAFELINK TYPE CFCF RMU;LEFT HAND SIDE FUSE UNIT;LHS OF CFCF SC19362 BOTTOM ENTRY OR SC20888 TOP ENTRY; | ABB | ABB FAN PTY LTD | 240 V AC | PHASING | 1
19367 | KIT,SHUNT TRIP | 240 V AC;SHUNT TRIP KIT;SUITABLE FOR ABB SAFELINK TYPE CFCF RMU;RIGHT HAND SIDE FUSE UNIT;RHS OF CFCF SC19362 BOTTOM ENTRY OR SC20888 TOP ENTRY; | ABB | ABB FAN PTY LTD | 240 V AC | PHASING | 1
19368 | KIT,SHUNT TRIP | 24-32 V DC;SHUNT TRIP COIL & AUXILARY SWITCH KIT;SUITABLE FOR ABB SAFELINK CFC RMU'S; | ABB | ABB FAN PTY LTD | C0 231 | PHASING | 1
19369 | KIT,SHUNT TRIP | 110 V DC;SHUNT TRIP COIL & AUXILARY SWITCH KIT;SUITABLE FOR ABB SAFELINK TYPE CFC RMU;SINGLE FUSE UNIT;SC19360 BOTTOM ENTRY,SC20887 TOP ENTRY; | ABB | ABB FAN PTY LTD | C0227 | CURRENT | 1
19371 | TERMINATION,ELECTRICAL POWER CABLE | 11 KV;INDOOR KIT;3 PHASE;FOR 185 SQ MM COPPER XLPE CABLE;HEATSHRINK;1200 MM TAIL LENGTH TO ACCOMODATE CT'S; | RAYCHEM | RAYCHEM (AUSTRALIA) PTY LTD | EPKT-17C3XIH4 | CURRENT | 1
19372 | FERRULE,ELECTRICAL CONDUCTOR | REDUCING CRIMP LINK;COPPER;240 SQ MM CU TO 185 SQ MM CU;C/W CENTRE BARRIER; 98 MM O/A LG;PACK OF 1. | LEGEND | LEGEND POWER SYSTEMS | CASR240/185 | CURRENT | 2
19372 | FERRULE,ELECTRICAL CONDUCTOR | REDUCING CRIMP LINK;COPPER;240 SQ MM CU TO 185 SQ MM CU;C/W CENTRE BARRIER; 98 MM O/A LG;PACK OF 1. | TECONN | TE CONNECTIVITY LTD | CKR240-185/1 | CURRENT | 1
19372 | FERRULE,ELECTRICAL CONDUCTOR | REDUCING CRIMP LINK;COPPER;240 SQ MM CU TO 185 SQ MM CU;C/W CENTRE BARRIER; 98 MM O/A LG;PACK OF 1. | UTILUX |  | CKR240-185/1 | CURRENT | 2
19373 | FERRULE,ELECTRICAL CONDUCTOR | REDUCING CRIMP LINK;COPPER;300 SQ MM CU TO 185 SQ MM CU;C/W CENTRE BARRIER; 98 MM O/A LG;PACK OF 1. | TYCO | TYCO | CKR300-185/1 | CURRENT | 1
19373 | FERRULE,ELECTRICAL CONDUCTOR | REDUCING CRIMP LINK;COPPER;300 SQ MM CU TO 185 SQ MM CU;C/W CENTRE BARRIER; 98 MM O/A LG;PACK OF 1. | UTILUX |  | CKR300-185/1 | CURRENT | 5
19374 | INDICATOR,FAULTED CIRCUIT. | ELECTRONIC, BATTERY POWERED;PROGRAMMABLE USING DIP SWITCHES;CONDUCTOR MOUNTED USING HOTSTICK ADAPTOR;FOR 11 KV; PURCHASED QTY3000 110-SA AGAINST THIS SC | DULHUNTY | DULHUNTY INDUSTRIES PTY LTD | FLITE 112-SA | PHASING | 1
19375 | ADAPTOR | INSTALLATION AND RESET DEVICE;FOR FLITE 110 FAULTED CIRCUIT INDICATOR; TO SUIT SC20143 FAULT INDICATOR | DULHUNTY | DULHUNTY INDUSTRIES PTY LTD | TO SUIT FLTD.CIRC.IND.FLITE110 | CURRENT | 1
19380 | END,PLATE | SUITABLE FOR RETROFITTING TO STEEL CROSSARMS;SC16632 & SC17274; CONTACT TECH STDS DEPT BEFORE ANYMORE ORDERS ARE PLACED ON THIS ITEM; | ENERGEX | ENERGEX | END PLATE | CURRENT | 1
19381 | FUSE ELEMENT,ELEC | 400mA, HBC Fluke Multimeter Fuse, Ceramic | FUSECO | FUSECO PTY LTD | FLU44/100 | CURRENT | 1
19381 | FUSE ELEMENT,ELEC | 400mA, HBC Fluke Multimeter Fuse, Ceramic | COOPELEC | COOPER ELECTRICAL AUSTRALIA PTY LTD | DMM-B44-100 | CURRENT | 2
19382 | CONVERTER,FREQUENCY,STATIC | SIGNAL GENERATION EQUIP;200 KVA,FU-K 403;C/W 2 OUTPUTS 1050 HZ MAINS INTERFERENCE COIL;6 AMMETERS SUPPLIED IN ENERMET CUBICLE,SUITABLE FOR TOP | ENERMET | ENERMET | CONVERTER | PHASING | 1
19383 | CELL,COUPLING | AUDIO FREQ LOAD CONTROL;1050 HZ;33 KV SYSTEM;C/W ISOLATING TRANSFORMER 120 KVA ,3 TUNING COILS,15.3 MH;6 COUPLING CAP 3UF;3 SURGE ARRESTORS HG18; | REXEL | REXEL PTY LTD | TERDTCB6306C | PURCHASE AS REQUIRED | 1
19383 | CELL,COUPLING | AUDIO FREQ LOAD CONTROL;1050 HZ;33 KV SYSTEM;C/W ISOLATING TRANSFORMER 120 KVA ,3 TUNING COILS,15.3 MH;6 COUPLING CAP 3UF;3 SURGE ARRESTORS HG18; | ENERMET | ENERMET | CELL COUPLING | PURCHASE AS REQUIRED | 2
19384 | CELL,COUPLING | AUDIO FREQ LOAD CONTROL;425 HZ;33 KV SYSTEM;C/W 1 ISOLATING TRANSFORMER 120 KVA;3 TUNING COILS,56.1 MH;6 COUPLING CAP 6UF;3 SURGE ARRESTORS MG18; | ENERMET | ENERMET | CELL,COUPLING | PURCHASE AS REQUIRED | 1
19385 | CONTROLLER | AUDIO FREQ LOAD CONTROL;EPL RELAY;USED FOR LOCAL CONTROL OF INJECTION & MANAGEMENT OF TIME PROGRAMS;DNP3 SCADA COMMUNICATIONS; | ENERMET | ENERMET | CONTROLLER | PURCHASE AS REQUIRED | 1
19387 | TESTER,CABLE PHASING | CABLE CORE IDENTIFIER;U/W ELECTRONIC DIODE SET SC19160; | PENTA | PENTA AUST (TMAC THEW & MCCANN/HYLEC) | PA10840 | CURRENT | 1
19387 | TESTER,CABLE PHASING | CABLE CORE IDENTIFIER;U/W ELECTRONIC DIODE SET SC19160; | THEWMCAN | TMAC THEW & MCCANN GROUP | TM10840 | CURRENT | 2
19387 | TESTER,CABLE PHASING | CABLE CORE IDENTIFIER;U/W ELECTRONIC DIODE SET SC19160; | THEWMCAN | TMAC THEW & MCCANN GROUP | 19387 | CURRENT | 2
19388 | CAP, PROTECTIVE | TRANSFORMER CAP/STARTER BAR CAP & REOSOK TYPE;YELLOW;ROUND STYLE ; 12 MM TO 20 MM PACK OF 100; | STATEWD | STATEWIDE FSTNERS & ENG SPLS PL | WHIG-12325 | PHASING | 2
19388 | CAP, PROTECTIVE | TRANSFORMER CAP/STARTER BAR CAP & REOSOK TYPE;YELLOW;ROUND STYLE ; 12 MM TO 20 MM PACK OF 100; | STATEWD | STATEWIDE FSTNERS & ENG SPLS PL | SCYWRD | PHASING | 1
19389 | PADLOCK | SOLID BRASS CASE;LONG SHANKED;STEEL SHACKLE;45 MM W CASE;38 MM SHACKLE CLEARANCE;NO KEYS;KEYED ALIKE TO M0444/S1 SYSTEM;USED IN SUBSTN (OZ LOCK) | LARSENS |  | OZ1/234/AOO/S1 | CURRENT | 1
19390 | CYLINDER,LOCK | MASTER S1 SERIES;W/O KEYS;SOLID BRASS CYLINDER;CYLINDER ONLY OVAL(570);NO KEYS ;KEYED TO MASTER M0444/S1 SYSTEM FOR USE IN SUBSTATIONS;(OZ LOCK);PACK OF 20,PACK | LARSENS |  | OZ1/570.CYL/S1 | CURRENT | 1
19391 | CYLINDER,LOCK | MASTER S1 SERIES;W/O KEYS;SOLID BRASS CYLINDER;CYLINDER ONLY ROUND (201);NO KEYS;KEYED TO MASTER M0444/S1 SYSTEM FOR USE IN SUBSTATIONS;(OZ LOCK);PACK | LARSENS |  | OZ1/201/CYL/S1 | CURRENT | 1
19396 | CIRCUIT BREAKER | AREVA WSA;36 KV;800 AMP;31.5 KA GAS INSULATED METALCLAD FEEDER UNIT;C/W SIZE 3 CABLE PLUGS (CABLE TYPES & POSITION IN SWITCHBOARD TO BE NOMINATED ON ORDER); | AREVA | AREVA T&D AUSTRALIA LIMITED | WSA 6/36-2/623 | STRATEGIC SPARE | 1
19396 | CIRCUIT BREAKER | AREVA WSA;36 KV;800 AMP;31.5 KA GAS INSULATED METALCLAD FEEDER UNIT;C/W SIZE 3 CABLE PLUGS (CABLE TYPES & POSITION IN SWITCHBOARD TO BE NOMINATED ON ORDER); | ALSTOM | ALSTOM GRID AUSTRALIA LIMITED | WS800 AMP | STRATEGIC SPARE | 2
19398 | CIRCUIT BREAKER | AREVA WSA;36 KV;800 AMP;31.5 KA GAS INSULATED METALCLAD,CAPACITOR UNIT;C/W 3 CABLE PLUGS (CABLE TYPES & POSITION IN SWITCHBOARD TO BE NOMINATED ON ORDER); | AREVA | AREVA T&D AUSTRALIA LIMITED | WSA 6/36-2/623 | STRATEGIC SPARE | 1
19398 | CIRCUIT BREAKER | AREVA WSA;36 KV;800 AMP;31.5 KA GAS INSULATED METALCLAD,CAPACITOR UNIT;C/W 3 CABLE PLUGS (CABLE TYPES & POSITION IN SWITCHBOARD TO BE NOMINATED ON ORDER); | ALSTOM | ALSTOM GRID AUSTRALIA LIMITED | WS800 AMP | STRATEGIC SPARE | 2
19399 | INSULATOR,SUSPENSION | GLASS DISC;NORMAL PROFILE;20 MM IEC BALL & SOCKET WITH ZINC COLLAR;280 MM DIA, 146 MM PITCH;160 KN MIN FAILING LOAD;W CLIP PER AS2947.3;U160BL;AS60305;PACK OF | PENTA | PENTA AUST (TMAC THEW & MCCANN/HYLEC) | PA00716 | CURRENT | 1
19399 | INSULATOR,SUSPENSION | GLASS DISC;NORMAL PROFILE;20 MM IEC BALL & SOCKET WITH ZINC COLLAR;280 MM DIA, 146 MM PITCH;160 KN MIN FAILING LOAD;W CLIP PER AS2947.3;U160BL;AS60305;PACK OF | THEWMCAN | TMAC THEW & MCCANN GROUP | TM00716 | CURRENT | 2
19399 | INSULATOR,SUSPENSION | GLASS DISC;NORMAL PROFILE;20 MM IEC BALL & SOCKET WITH ZINC COLLAR;280 MM DIA, 146 MM PITCH;160 KN MIN FAILING LOAD;W CLIP PER AS2947.3;U160BL;AS60305;PACK OF | GRAPHSOL | GRAPH SOLUTIONS PTY LTD | 135023 | CURRENT | 2
19400 | SWITCH FUSE GEAR | 12 KV;3 PHASE;630 AMP;20 KA;50 HZ;FAULT MAKING,LOAD BREAKING;TRIPLE POLE OPERATED;I/D;SF6;METAL CLAD;NON-EXT; ITEM SUPPLIED W/OUT HANDLES;C/W CONCRETE | ABB | ABB FAN PTY LTD | SAFELINK (CFC) | PHASING | 1
19405 | CONVERTER | 110 V/24 V DC;300 W;12.5 AMP DC/DC CONVERTER; | AMTEX | AMTEX ELECTRONICS | DCW300-110-24FT | CURRENT | 1
19406 | CONVERTER | 110 V/24 V DC;550 W;23 AMP DC/DC CONVERTER; | AMTEX | AMTEX ELECTRONICS | DCW500-110-24-FT | PURCHASE AS REQUIRED | 1
19407 | CONVERTER | 110 V/48 V DCW300-110-48FT;4.4 AMP DC/DC CONVERTER; | AMTEX | AMTEX ELECTRONICS | DCW300-110-48FT | CURRENT | 1
19408 | CONVERTER | 24 V/12 V DC;70 W;6 AMP DC/DC CONVERTER; | AMTEX | AMTEX ELECTRONICS | 8862-24/12 | PURCHASE AS REQUIRED | 1
19409 | CONVERTER | 48 V/12 V DC;70 W;6 AMP DC/DC CONVERTER; | AMTEX | AMTEX ELECTRONICS | 8862-48/12 | PURCHASE AS REQUIRED | 1
19410 | PANEL,POWER DISTRIBUTION | DC DISTRIBUTION PANEL,MRP 102 RE;USED IN COMMUNICATIONS INSTALLATIONS TO SUIT SIEMENS CIRCUIT BREAKERS,SC193005, SC19306,SC19307,19308 & 19309; | RACKPACK | RACK PACK ASHGROVE Q 4060 | MRP 102 RE | CURRENT | 2
19411 | CONNECTOR,BUSBAR | BUSBAR 240/415 V;SINGLE POLE;16 SQ MM; 1000 MM LG;56 POLE POSITIONS;USED IN COMMUNICATIONS INSTALLATIONS;TO SUIT SIEMENS CIRCUIT BREAKERS TYPE 5SX2; | SIEMENS | SIEMENS LTD | 5ST2151 | PURCHASE AS REQUIRED | 1
19416 | SWITCH FUSE GEAR | 12 KV;3 PHASE;630 AMP;20 KA;50 HZ;FAULT MAKE,LOAD BREAK;TRIPLE POLE OPERATED; SF6;METAL CLAD;SAFELINK CF UNIT TO REPLACE KRONE TYPE 1 RMU;C/W ACCESSORIES | ABB | ABB FAN PTY LTD | CF | PHASING | 1
19417 | SWITCH FUSE GEAR | 12 KV;3 PHASE;630 AMP;20 KA;50 HZ;FAULT MAKE,LOAD BREAK;TRIPLE POLE OPERATED; SF6;METAL CLAD;SAFELINK CFC UNIT TO REPLACE KRONE TYPE 2 RMU;C/W ACCESSORIES | ABB | ABB FAN PTY LTD | CFC | PHASING | 1
19420 | JOINT,ELECTRICAL POWER CABLE | 110 KV;FOR 300 SQ MM;SEGMENTAL TO 75/2.27 MM STRANDED;HOLLOW CORE; ALUMINIUM CONDUCTOR;SINGLE CORE;FLUID FILLED;PAPER INSULATED;ALUMINIUM SHEATH; | TAIHAN | TAIHAN ELECTRIC WIRE CO LTD | 300 SQ MM | STRATEGIC SPARE | 1
19421 | TERMINATION,ELECTRICAL POWER CABLE | 110 KV;SF6 IMMERSED;SINGLE PHASE; 300 SQ MM;75/2.27 MM STRANDED;HOLLOW CORE;ALUMINIUM CONDUCTOR;SINGLE CORE; FLUID FILLED;PAPER INSULATED;CORRUGATED | TAIHAN | TAIHAN ELECTRIC WIRE CO LTD | 300 SQ MM | PHASING | 1
19422 | JOINT,ELECTRICAL POWER CABLE | 110 KV;1.3 SQ IN;HOLLOW CORE;ALUMINIUM CONDUCTOR;SINGLE CORE;FLUID FILLED; PAPER INSULATED;CORRUGATED ALUMINIUM SHEATH;PVC OUTER SHEATH;REQUIRED FOR | TAIHAN | TAIHAN ELECTRIC WIRE CO LTD | 1.3 SQ IN | STRATEGIC SPARE | 1
19423 | RELAY,OVERCURRENT AND EARTH FAULT | OOB-CAPACITOR BANK ONLY;1/5 AMP;32/48 V DC AUX;THERMAL 100/500 AMP FOR 1 SEC; 50 HZ;FLUSH & RACK MTG; | ABB | ABB FAN PTY LTD | SPAJ 160C-CA | CURRENT | 1
19426 | TERMINATION,ELECTRICAL POWER CABLE | 11 KV;INDOOR KIT;3 PHASE;FOR 35-95 SQ MM XLPE CABLES;2500 MM TAILS;SUIT TO ENTRY ABB SAFELINK RMU;KIT INCLUDES 3 X SOT 241,1 X ABB-HST-3 +1 X KAP300U; | ABB | ABB FAN PTY LTD | 3XSOT241,1XABB-HST-3+1X KAP300 | STRATEGIC SPARE | 1
19427 | TERMINATION,ELECTRICAL POWER CABLE | 11 KV;INDOOR KIT;3 PHASE;FOR 185-240 SQ MM XLPE CABLES;2500 MM TAILS;SUITS TOP ENTRY ABB SAFELINK RMU;KIT INCLUDES 3 X SOT 242,1 X ABB-HST-3 + 1X KAP300U; | ABB | ABB FAN PTY LTD | 3XSOT242,1XABB-HST-3+1X KAP300 | STRATEGIC SPARE | 1
19429 | TRANSFORMER,CURRENT | Protection, Toroidal, Indoor, 660V, 100 ID Hole for OX36 Alstom Outdoor CB's, Ratio 1200/800/600/5A, Class 2.5 P200 on 1200/5A, to AS1675-1986, c/w Attached | ALSTOM | ALSTOM GRID AUSTRALIA LIMITED | 1200/5 | PURCHASE AS REQUIRED | 1
19430 | CABLE,POWER,ELECTRICAL | 240 SQ MM;SINGLE CORE;BONDING CABLE; 10 KV INSULATION;DRUM NO.1190 (30 M); ITEM HELD AT OLEX; | OLEX | OLEX AUSTRALIA PTY LTD | 240 SQ MM BONDING | MAINTENANCE STOCK | 1
19431 | CABLE,POWER,ELECTRICAL | 120 SQ MM;SINGLE CORE;BONDING CABLE; 10 KV INSULATION;DRUM NO.3502 (8 M); ITEM HELD AT OLEX; | OLEX | OLEX AUSTRALIA PTY LTD | 120 SQ MM BONDING | MAINTENANCE STOCK | 1
19432 | CELL,COUPLING | AUDIO FREQUENCY LOAD CONTROL;1050 HZ; 12 KV SYSTEM;C/W 1 ISOLATING TRANSFORMER 120 KVA;3 TUNING COILS;3 COUPLING CAPACITORS 8UF; | ENERMET | ENERMET | 12 KV SYSTEM | PURCHASE AS REQUIRED | 1
19433 | TRANSFORMER,CURRENT | Protection, Toroidal, Indoor, 660V, 100 ID Hole for OX36 Alstom Outdoor CB's, Ratio 2000/1600/1200/5A, Class 2.5 P200 on 1600/5A, to AS1675-1986, c/w Attached | ALSTOM | ALSTOM GRID AUSTRALIA LIMITED | 2000/1600/1200/5 | PURCHASE AS REQUIRED | 1
19434 | TRANSFORMER,CURRENT | Protection, Toroidal, Indoor, 660V, 100 ID Hole for OX36 Alstom Outdoor CB's, Ratio 800/600/200/5A, Class 2.5 P150 on 800/5A, to AS1675-1986, c/w Attached | ALSTOM | ALSTOM GRID AUSTRALIA LIMITED | 800/600/200/5 | PURCHASE AS REQUIRED | 1
19435 | TRANSFORMER,CURRENT | Protection, Toroidal, Indoor, 660V, 100 ID Hole for OX36 Alstom Outdoor CB's, Ratio 800/600/400/5A, Class 2.5 P150 on 800/5A, to AS1675-1986, c/w Attached | ALSTOM | ALSTOM GRID AUSTRALIA LIMITED | 800/600/400/5 | PURCHASE AS REQUIRED | 1
19436 | TRANSFORMER,CURRENT | Protection, Toroidal, Indoor, 660V, 100 ID Hole for OX36 Alstom Outdoor CB's, Ratio 1200/800/600/5A, Class 2.5 P300 on 1200/5A, to AS1675-1986, c/w Attached | ALSTOM | ALSTOM GRID AUSTRALIA LIMITED | 1200/800/600/5 | PURCHASE AS REQUIRED | 1
19437 | TRANSFORMER,CURRENT | PROTECTION,TOROIDAL;INDOOR;660 V;100 ID HOLE FOR OX36 ALSTOM OTDOOR CIRCUIT BREAKERS;RATIO 400/300/150/5 AMP;CLASS 0.2PL175R0.4 ON 400/5 AMP;C/W ATTACHED | ALSTOM | ALSTOM GRID AUSTRALIA LIMITED | 400/300/150/5 | PURCHASE AS REQUIRED | 1
19438 | TRANSFORMER,CURRENT | PROTECTION,TOROIDAL;INDOOR;660 V;100 ID HOLE FOR OX36 ALSTOM OUTDOOR CIRCUIT BREAKERS;RATIO 800/600/200/5 AMP;CLASS 1.0 15 VA ON 200/5 AMP;C/W ATTACHED 3 M | ALSTOM | ALSTOM GRID AUSTRALIA LIMITED | 800/600/200/5 | PURCHASE AS REQUIRED | 1
19439 | TRANSFORMER,CURRENT | PROTECTION,TOROIDAL;INDOOR;660 V;100 ID HOLE FOR OX36 ALSTOM OUTDOOR CIRCUIT BREAKERS;RATIO 600/400/300/5 AMP;CLASS 15VA 5P20 ON 300/5 AMP;C/W ATTACHED 3 M | SCHNEDER | SCHNEIDER PTY LTD | 600/400/300/5 | PURCHASE AS REQUIRED | 1
19440 | TRANSFORMER,CURRENT | PROTECTION,TOROIDAL;INDOOR;660 V;100 ID HOLE FOR OX36 ALSTOM OUTDOOR CIRCUIT BREAKERS;RATIO 2000/1600/5 AMP;CLASS 0.1PL120R0.45 ON 1600/5 AMP;C/W ATTACHED | ALSTOM | ALSTOM GRID AUSTRALIA LIMITED | 2000/1600/5 | PURCHASE AS REQUIRED | 1
19441 | TRANSFORMER,CURRENT | PROTECTION,TOROIDAL;INDOOR;660 V;100 ID HOLE FOR OX36 ALSTOM OUTDOOR CIRCUIT BREAKERS;RATIO 1000/500/5 AMP;CLASS 0.5ME2 30 VA ON 1000/5 AMP;C/W ATTACHED | ALSTOM | ALSTOM GRID AUSTRALIA LIMITED | 1000/500/5 | PURCHASE AS REQUIRED | 1
19443 | TRANSFORMER,CURRENT | PROTECTION,TOROIDAL;INDOOR;660 V;100 ID HOLE FOR OX36 ALSTOM OUTDOOR CIRCUIT BREAKERS;RATIO 1000/500/5 AMP;CLASS 0.5ME2 30 VA ON 500/5 AMP;C/W ATTACHED | ALSTOM | ALSTOM GRID AUSTRALIA LIMITED | 1000/500/5 | PURCHASE AS REQUIRED | 1
19444 | TRANSFORMER,CURRENT | PROTECTION,TOROIDAL;INDOOR;660 V;100 ID HOLE FOR OX36 ALSTOM OUTDOOR CIRCUIT BREAKERS;RATIO 3000/1600/5 AMP;CLASS 0.1PL200R1.0 ON 1600/5 AMP;C/W ATTACHED | ALSTOM | ALSTOM GRID AUSTRALIA LIMITED | 3000/1600/5 | PURCHASE AS REQUIRED | 1
19445 | TRANSFORMER,CURRENT | PROTECTION,TOROIDAL;INDOOR;660 V;100 ID HOLE FOR OX36 ALSTOM OUTDOOR CIRCUIT BREAKERS;RATIO 2000/5 AMP;CLASS 2.5P100 ;C/W 1 CT LABEL FOR SWITCHGEAR | ALSTOM | ALSTOM GRID AUSTRALIA LIMITED | 2000/5 | PURCHASE AS REQUIRED | 1
19446 | TRANSFORMER,CURRENT | PROTECTION,TOROIDAL;INDOOR;660 V;100 ID HOLE FOR OX36 ALSTOM OUTDOOR CIRCUIT BREAKERS;RATIO 1000/1 AMP;CLASS 10P300; C/W ATTACHED 3 M LEADS;C/W 1 CT LABEL | ALSTOM | ALSTOM GRID AUSTRALIA LIMITED | 1000/1 | PHASING | 1
19447 | TRANSFORMER,CURRENT | PROTECTION,TOROIDAL;INDOOR;660 V;100 ID HOLE FOR OX36 ALSTOM OUTDOOR CIRCUIT BREAKERS;RATIO 800/400/300/200/5 AMP; CLASS 2.5P150 ON 800/5 AMP;C/W ATTACHED | ALSTOM | ALSTOM GRID AUSTRALIA LIMITED | 800/400/300/200/5 | PURCHASE AS REQUIRED | 1
19448 | TRANSFORMER,CURRENT | PROTECTION,TOROIDAL;INDOOR;660 V;100 ID HOLE FOR OX36 ALSTOM OUTDOOR CIRCUIT BREAKERS;RATIO 1600/1200/5 AMP;CLASS 0.1PL200R1 ON 1600/5 AMP;C/W ATTACHED | ALSTOM | ALSTOM GRID AUSTRALIA LIMITED | 1600/1200/5 | PURCHASE AS REQUIRED | 1
19449 | TRANSFORMER,CURRENT | PROTECTION,TOROIDAL;INDOOR;660 V;100 ID HOLE FOR OX36 ALSTOM OUTDOOR CIRCUIT BREAKERS;RATIO 400/300150/5 AMP;CLASS 0.1PL60R0.2 ON 400/5 AMP;(DOUBLE WIDTH); | ALSTOM | ALSTOM GRID AUSTRALIA LIMITED | 400/300/150/5 | PURCHASE AS REQUIRED | 1
19450 | TRANSFORMER,CURRENT | PROTECTION,TOROIDAL;INDOOR;660 V;100 ID HOLE FOR OX36 ALSTOM OUTDOOR CIRCUIT BREAKERS;RATIO 1600/1200/400/5 AMP;CLASS 2.5P300 ON 1600/5 AMP;C/W ATTACHED 3 M | ALSTOM | ALSTOM GRID AUSTRALIA LIMITED | 1600/1200/400/5 | PHASING | 1
19451 | TRANSFORMER,CURRENT | PROTECTION,TOROIDAL;INDOOR;660 V;100 ID HOLE FOR OX36 ALSTOM OUTDOOR CIRCUIT BREAKERS;RATIO 1500/5 AMP;CLASS 0.5ME2; C/W ATTACHED 3 M LEADS;ITEM 7;C/W 1 CT | ALSTOM | ALSTOM GRID AUSTRALIA LIMITED | 1500/5 | PURCHASE AS REQUIRED | 1
19452 | TRANSFORMER,CURRENT | PROTECTION,TOROIDAL;INDOOR;660 V;100 ID HOLE FOR OX36 ALSTOM OUTDOOR CIRCUIT BREAKERS;RATIO 400/300/150/5 AMP;CLASS 0.1PL200R0.4 ON 400/5 AMP;(DOUBLE WIDTH) | ALSTOM | ALSTOM GRID AUSTRALIA LIMITED | 400/300/150/5 | PURCHASE AS REQUIRED | 1
19453 | TRANSFORMER,CURRENT | PROTECTION,TOROIDAL;INDOOR;660 V;100 ID HOLE FOR OX36 ALSTOM OUTDOOR CIRCUIT BREAKERS;RATIO 1600/1200/800/5 AMP;CLASS 0.5PL200R1.0 ON 1600/5 AMP;C/W ATTACHED | ALSTOM | ALSTOM GRID AUSTRALIA LIMITED | 1600/1200/800/5 | PHASING | 1
19454 | TRANSFORMER,CURRENT | PROTECTION,TOROIDAL;INDOOR;660 V;100 ID HOLE FOR OX36 ALSTOM OUTDOOR CIRCUIT BREAKERS;RATIO 1000/5 AMP;CLASS 0.1PL360 R4.3;C/W ATTACHED 3 M LEADS;ITEM 23;C/W | ALSTOM | ALSTOM GRID AUSTRALIA LIMITED | 1000/5 | PURCHASE AS REQUIRED | 1
19455 | TRANSFORMER,CURRENT | PROTECTION,TOROIDAL;INDOOR;660 V;100 ID HOLE FOR OX36 ALSTOM OUTDOOR CIRCUIT BREAKERS;RATIO 1600/1200/800/5 AMP;CLASS 0.1PL300R1.0 ON 1600/5 AMP;C/W ATTACHED | ALSTOM | ALSTOM GRID AUSTRALIA LIMITED | 1600/1200/800/5 | PURCHASE AS REQUIRED | 1
19456 | TRANSFORMER,CURRENT | PROTECTION,TOROIDAL;INDOOR;660 V;100 ID HOLE FOR OX36 ALSTOM OUTDOOR CIRCUIT BREAKERS;RATIO 2000/1600/1200/5 AMP; CLASS 0.1PL200R1.0 ON 1600/5 AMP;C/W | ALSTOM | ALSTOM GRID AUSTRALIA LIMITED | 2000/1600/1200/5 | PURCHASE AS REQUIRED | 1
19457 | TRANSFORMER,CURRENT | PROTECTION,TOROIDAL;INDOOR;660 V;100 ID HOLE FOR OX36 ALSTOM OUTDOOR CIRCUIT BREAKERS;RATIO 2000/1600/1200/5 AMP; CLASS 2.5P60 ON 1200/5 AMP;C/W ATTACHED | ALSTOM | ALSTOM GRID AUSTRALIA LIMITED | 2000/1600/1200/5 | PHASING | 1
19458 | CLEVIS BALL ASSEMBLY | FORGED STEEL;GALV;160 KN MIN FAILING LOAD;TWISTED;U/W BALL & SOCKET INSULATORS;PACK OF 10,PACK WEIGHT 11 KG; | DULHUNTY | DULHUNTY INDUSTRIES PTY LTD | BC-160 | CURRENT | 1
19459 | SOCKET TONGUE. | FORGED STEEL;GALV;160 KN MIN FAILING LOAD;TWISTED ASSEMBLY;U/W BALL & SOCKET INSULATORS;PACK OF 10,PACK WEIGHT 11 KG ; | DULHUNTY | DULHUNTY INDUSTRIES PTY LTD | STT-160 | CURRENT | 1
19460 | END PLATE,TERMINAL BLOCK | TO SUIT DISCONNECT TERMINAL SAKA10; PACK OF 10;REFER SC19461 FOR TERMINAL BLOCK; | HAYMANS | HAYMANS ELECTRICAL | KLI1342.2 | PURCHASE AS REQUIRED | 1
19460 | END PLATE,TERMINAL BLOCK | TO SUIT DISCONNECT TERMINAL SAKA10; PACK OF 10;REFER SC19461 FOR TERMINAL BLOCK; | KLIPPON |  | KLI1342.2 | PURCHASE AS REQUIRED | 2
19460 | END PLATE,TERMINAL BLOCK | TO SUIT DISCONNECT TERMINAL SAKA10; PACK OF 10;REFER SC19461 FOR TERMINAL BLOCK; | WEIDMULL | WEIDMULLER (AUST) PTY LTD | 13422 | PURCHASE AS REQUIRED | 2
19461 | TERMINAL BLOCK | DISCONNECT TERMINAL SAKA10;12 MM W, 82 MM D,55.5 MM H;C/W SLIDE CONNECTION SC19460;PACK OF 25; | HAYMANS | HAYMANS ELECTRICAL | KLI1341.2 | PURCHASE AS REQUIRED | 1
19461 | TERMINAL BLOCK | DISCONNECT TERMINAL SAKA10;12 MM W, 82 MM D,55.5 MM H;C/W SLIDE CONNECTION SC19460;PACK OF 25; | KLIPPON |  | KLI1341.2 | PURCHASE AS REQUIRED | 2
19461 | TERMINAL BLOCK | DISCONNECT TERMINAL SAKA10;12 MM W, 82 MM D,55.5 MM H;C/W SLIDE CONNECTION SC19460;PACK OF 25; | WEIDMULL | WEIDMULLER (AUST) PTY LTD | 13412 | PURCHASE AS REQUIRED | 2
19462 | GUARD,LAMP | Stone Shield, Sylvania Urban Series Streetlight (scm) | GERARD | GERARD PROFESSIONAL SOLUTIONS PL | JA00004 | CURRENT | 1
19463 | MAGNET | Rare Earth, 20mm Dia, 10mm Thk, for Line Fault Indicators | STATEWD | STATEWIDE FSTNERS & ENG SPLS PL | M20012 | CURRENT | 1
19464 | VARNISH | EXTERIOR CLEAR;FOR EXTERIOR TIMBER;DOORS ,WINDOWS,TIMBER PANELLING,RAILINGS, WEATHERBOARDS & EXPOSED BEAMS;4 L CAN; | BLKWOODS | J BLACKWOOD & SON LTD | 04525510/112002.004 | CURRENT | 1
19464 | VARNISH | EXTERIOR CLEAR;FOR EXTERIOR TIMBER;DOORS ,WINDOWS,TIMBER PANELLING,RAILINGS, WEATHERBOARDS & EXPOSED BEAMS;4 L CAN; | WATTYL |  | EXTERIOR CLEAR 4 L | CURRENT | 2
19465 | TRANSFORMER,VOLTAGE | ESITAS 2VTH-20;11000/240 V;SINGLE PHASE; 100 VA;CLASS 5M;15/28/95 KV;SUITABLE FOR NOJA VT-11/220-02; | NOJAPWR | NOJA POWER | VT-11/220-02 | PURCHASE AS REQUIRED | 1
19471 | REMOTE I/O MODULE | SIEMENS;TWO CHANNEL BINARY SIGNAL TRANSDUCER;USED FOR CO-GENERATION PLANT PROTECTIVE INTERTRIP RELAY; | SIEMENS | SIEMENS LTD | 7XV5653-0BA00 | MAINTENANCE STOCK | 1
19472 | BRACKET,MOUNTING | BRIDGING INSULATOR BASE;132 KV;SUITS 5 KN LINE POST INSULATOR;C/W 4 BOLT FLANGE;127 MM PCD BASE;TRANSMISSION HARDWARE;PACK OF 1 PACK WEIGHT 9.5 KG; | HAYMAN | HAYMANS INDUSTRIES PTY LTD | 19472 | CURRENT | 1
19472 | BRACKET,MOUNTING | BRIDGING INSULATOR BASE;132 KV;SUITS 5 KN LINE POST INSULATOR;C/W 4 BOLT FLANGE;127 MM PCD BASE;TRANSMISSION HARDWARE;PACK OF 1 PACK WEIGHT 9.5 KG; | MEFCO | MEFCO AUSTRALIA PTY LTD SUNSHINE VIC | 19472 | CURRENT | 2
19473 | ANCHOR,GUY | STAYROD ASSEMBLY;220 KN;C/W STAYROD, ANCHOR PLATE STAY YOKE PLATE,3 NUTS. TO SUIT (AND INCLUDE) REINFORCING CAGE: PACK OF 1,PALLET OF 1,PALLET WEIGHT | HAYMAN | HAYMANS INDUSTRIES PTY LTD | 19473 | PURCHASE AS REQUIRED | 1
19473 | ANCHOR,GUY | STAYROD ASSEMBLY;220 KN;C/W STAYROD, ANCHOR PLATE STAY YOKE PLATE,3 NUTS. TO SUIT (AND INCLUDE) REINFORCING CAGE: PACK OF 1,PALLET OF 1,PALLET WEIGHT | GLOBAL | GLOBAL MANUFACTURING GROUP | ENERGEX -12407-A3-01 | PURCHASE AS REQUIRED | 2
19474 | ANCHOR,GUY | TWIN STAY POLE ANCHOR PLATE;LSUL; 220 KN,SWL,140 KN;C/W BACKING WASHERS 100 MM X 100 MM;PALLET OF 5,PALLET WEIGHT 98 KG; | GLOBAL | GLOBAL MANUFACTURING GROUP | ENERGEX-14287-A3-01 | PURCHASE AS REQUIRED | 1
19474 | ANCHOR,GUY | TWIN STAY POLE ANCHOR PLATE;LSUL; 220 KN,SWL,140 KN;C/W BACKING WASHERS 100 MM X 100 MM;PALLET OF 5,PALLET WEIGHT 98 KG; | ENERGEX | ENERGEX | POLE ANCHOR PLATE | PURCHASE AS REQUIRED | 2
19475 | GREASE,GENERAL PURPOSE | Castrol Spheerol EPL2, Multipurpose EP Grease, Lithium Base, 450g Tube | AMPOL | AMPOL AUSTRALIA | SPHEEROL EPL2 | CURRENT | 1
19475 | GREASE,GENERAL PURPOSE | Castrol Spheerol EPL2, Multipurpose EP Grease, Lithium Base, 450g Tube | CALTEX | CALTEX | 1090 LIPLEX EP2 450G | CURRENT | 2
19475 | GREASE,GENERAL PURPOSE | Castrol Spheerol EPL2, Multipurpose EP Grease, Lithium Base, 450g Tube | AMPOL | AMPOL AUSTRALIA | 5123-448 GREASE XHP 222 450G | CURRENT | 2
19476 | GREASE,GENERAL PURPOSE | HIGH PERFORMANCE MULTIPURPOSE APX-T; MP BEARING GREASE;BLUE GREASE;LITHIUM BASE;20 KG DRUM; | CALTEX | CALTEX | LIPLEX EP2 20KG | PURCHASE AS REQUIRED | 1
19476 | GREASE,GENERAL PURPOSE | HIGH PERFORMANCE MULTIPURPOSE APX-T; MP BEARING GREASE;BLUE GREASE;LITHIUM BASE;20 KG DRUM; | CALTEX | CALTEX | 3405-520 | PURCHASE AS REQUIRED | 2
19477 | BUSBAR | BUSBAR JOGGLE CHAMBER;FOR JOINING ECLLIPSE 11 KV SWITCHGEAR TO ALSTOM SBV 11 KV SWITCHGEAR; | HAWKSIDD | HAWKER SIDDELEY SWITCHGEAR LTD | ELLIPSE SW BUS TOGGLE CHAMBER | PURCHASE AS REQUIRED | 1
19478 | RELAY,ELECTROMAGNETIC | ABB TYPE;RXMS1 RK216263-AH;48 V DC COIL; 6 NO CONT;NON-LATCHING;HIGH SPEED 3-5 MS PLUG-IN SINGLE SEAT BASE; | ABB | ABB FAN PTY LTD | RXMS1 RK216263-AH | CURRENT | 1
19479 | RELAY,ELECTROMAGNETIC | ABB TYPE;RXMVB2 RK251205-AH;48 V DC COIL ;8 SETS OF CONTACTS;BI STABLE LATCHING, PLUG-IN DUAL SEAT BASE;WITH RESET BUTTON ON LEFT HAND SIDE; | CNWPL | CNW PL - SLACKS CREEK | CABGU50 | CURRENT | 1
19479 | RELAY,ELECTROMAGNETIC | ABB TYPE;RXMVB2 RK251205-AH;48 V DC COIL ;8 SETS OF CONTACTS;BI STABLE LATCHING, PLUG-IN DUAL SEAT BASE;WITH RESET BUTTON ON LEFT HAND SIDE; | ABB | ABB FAN PTY LTD | RK251900-XC (205-AH) | CURRENT | 2
19480 | RELAY,ELECTROMAGNETIC | ABB TYPE;RXSF1 RK271018-AH;48 V DC COIL; 3 NO CONT;HR FLAGS;DUAL RELAY;PLUG-IN ONE SEAT BASE; | ABB | ABB FAN PTY LTD | RXSF1 RK271018-AH | CURRENT | 1
19481 | RELAY,ELECTROMAGNETIC | ABB TYPE;RXSF1 RK271019-AH;48 V DC COIL; 1 NO,2 NC CONT;SELF R FLAGS;DUAL RELAY; NO VOLT RELAY,PLUG-IN ONE SEAT BASE; | ABB | ABB FAN PTY LTD | RXSF1 RK271019-AH | CURRENT | 1
19483 | TRANSFORMER,CURRENT | PROTECTION & MEASUREMENT,POST TYPE; OUTDOOR;145 KV;5 CORE,CORES 1,2,3,4 & 5- 1600/1200/1000/400/1 AMP;CORES 1,2,3,4- 0.1PX2400R8.0 ON 1600/1;CORE 5-10 VA | POWERLNK | POWERLINK | ARTECHE TYPE CA-145 | PHASING | 1
19484 | INSULATOR,STANDOFF | STATION POST,CYLINDRICAL;PORCELAIN,FOR MEDIUM POLLUTION;1500 MM H;VERTICAL;TOP/ BOTTOM FIXING ARRANGEMENT 127T/127T; 132 KV NOM;MIN 6 KN CANTILEVER;P/LINK | PENTA | PENTA AUST (TMAC THEW & MCCANN/HYLEC) | PA00721 | PURCHASE AS REQUIRED | 1
19484 | INSULATOR,STANDOFF | STATION POST,CYLINDRICAL;PORCELAIN,FOR MEDIUM POLLUTION;1500 MM H;VERTICAL;TOP/ BOTTOM FIXING ARRANGEMENT 127T/127T; 132 KV NOM;MIN 6 KN CANTILEVER;P/LINK | THEWMCAN | TMAC THEW & MCCANN GROUP | TM00721 | PURCHASE AS REQUIRED | 2
19484 | INSULATOR,STANDOFF | STATION POST,CYLINDRICAL;PORCELAIN,FOR MEDIUM POLLUTION;1500 MM H;VERTICAL;TOP/ BOTTOM FIXING ARRANGEMENT 127T/127T; 132 KV NOM;MIN 6 KN CANTILEVER;P/LINK | NGK | NGK STANGER PTY LTD | DA-106061M | PURCHASE AS REQUIRED | 2
19485 | INSULATOR,STANDOFF | STATION POST,CYLINDRICAL;PORCELAIN;FOR VERY HEAVY POLLUTION;1500 MM H;VERTICAL; TOP/BOTTOM FIXING ARRANGEMENT 127T/127T; 132 KV NOM;MIN 6 KN CANTILEVER;P/LINK | PENTA | PENTA AUST (TMAC THEW & MCCANN/HYLEC) | PA00722 | PURCHASE AS REQUIRED | 2
19485 | INSULATOR,STANDOFF | STATION POST,CYLINDRICAL;PORCELAIN;FOR VERY HEAVY POLLUTION;1500 MM H;VERTICAL; TOP/BOTTOM FIXING ARRANGEMENT 127T/127T; 132 KV NOM;MIN 6 KN CANTILEVER;P/LINK | PENTA | PENTA AUST (TMAC THEW & MCCANN/HYLEC) | PA30073 | PURCHASE AS REQUIRED | 1
19485 | INSULATOR,STANDOFF | STATION POST,CYLINDRICAL;PORCELAIN;FOR VERY HEAVY POLLUTION;1500 MM H;VERTICAL; TOP/BOTTOM FIXING ARRANGEMENT 127T/127T; 132 KV NOM;MIN 6 KN CANTILEVER;P/LINK | THEWMCAN | TMAC THEW & MCCANN GROUP | TM00722 | PURCHASE AS REQUIRED | 2
19485 | INSULATOR,STANDOFF | STATION POST,CYLINDRICAL;PORCELAIN;FOR VERY HEAVY POLLUTION;1500 MM H;VERTICAL; TOP/BOTTOM FIXING ARRANGEMENT 127T/127T; 132 KV NOM;MIN 6 KN CANTILEVER;P/LINK | SUZHOU | SUZHOU PORCELAIN INSULATOR WORKS | C6-650 | PURCHASE AS REQUIRED | 2
19486 | CLEVIS SOCKET ASSEMBLY | FORGED STEEL;GALV;160 KN MIN FAILING LOAD;250 MM EXT;U/W 125 KN & 160 KN B & S INSULATORS; | PLP AUST | PREFORMED LINE PRODUCTS (AUST) | ELSC-160-4 | PURCHASE AS REQUIRED | 1
19486 | CLEVIS SOCKET ASSEMBLY | FORGED STEEL;GALV;160 KN MIN FAILING LOAD;250 MM EXT;U/W 125 KN & 160 KN B & S INSULATORS; | DULMISON | DULMISON (AUST) PTY LTD | 160 KN | PURCHASE AS REQUIRED | 1
19488 | LINK,TENSION | SAG LINK TENSION;160 KN MIN FAILING LOAD;702 MM-1075 ADJ RANGE;CF BOLTS,NUTS & SPLIT PINS,TONGUE-CLEVIS ARRANGEMENT; | PLP AUST | PREFORMED LINE PRODUCTS (AUST) | CTSL-160-4 | CURRENT | 1
19490 | SPACER,STRAIGHT | PVC,LV SPREADER RODS;UV RESISTANT; 2700 MM LG;U/W SC19491 CLIP,SPRING TENSION;PACK OF 25,PACK WEIGHT 30 KG; | TYCO | TYCO | ROD-RW-12/2.7M | CURRENT | 1
19490 | SPACER,STRAIGHT | PVC,LV SPREADER RODS;UV RESISTANT; 2700 MM LG;U/W SC19491 CLIP,SPRING TENSION;PACK OF 25,PACK WEIGHT 30 KG; | PLP AUST | PREFORMED LINE PRODUCTS (AUST) | FGSR-125-2.7 | CURRENT | 2
19490 | SPACER,STRAIGHT | PVC,LV SPREADER RODS;UV RESISTANT; 2700 MM LG;U/W SC19491 CLIP,SPRING TENSION;PACK OF 25,PACK WEIGHT 30 KG; | PLP AUST | PREFORMED LINE PRODUCTS (AUST) | D-LVS12270 | CURRENT | 2
19491 | CLIP, SPRING TENSION | S/S SPRING CLIP;U/W SC19490 SPACER, SPRING TENSION;BAGS OF 100, PACK WEIGHT 2 KG PER BAG; | TYCO | TYCO | ROD-CLIP | CURRENT | 1
19491 | CLIP, SPRING TENSION | S/S SPRING CLIP;U/W SC19490 SPACER, SPRING TENSION;BAGS OF 100, PACK WEIGHT 2 KG PER BAG; | PLP AUST | PREFORMED LINE PRODUCTS (AUST) | FGSS-125-B | CURRENT | 2
19495 | ROD,CONTINUOUS THREAD. | STEEL;HOT GALV DIPPED;M20;500 MM LG THREADED ROD;O/H TRANSMISSION HARDWARE; PACK OF 1; | GREATWST |  | 19495 | CURRENT | 1
19496 | ROD,CONTINUOUS THREAD. | STEEL;HOT GALV DIPPED;M20;550 MM LG THREADED ROD;O/H TRANSMISSION HARDWARE; PACK OF 1; | GREATWST |  | 19496 | CURRENT | 1
19497 | ROD,CONTINUOUS THREAD. | STEEL;HOT GALV DIPPED;M20;600 MM LG THREADED ROD;O/H TRANSMISSION HARDWARE; PACK OF 1; | GREATWST |  | 19497 | STRATEGIC SPARE | 1
19498 | ROD,CONTINUOUS THREAD. | STEEL;HOT GALV DIPPED;M20;650 MM LG THREADED ROD;O/H TRANSMISSION HARDWARE; PACK OF 1; | GREATWST |  | 19498 | STRATEGIC SPARE | 1
19499 | ROD,CONTINUOUS THREAD. | STEEL;HOT GALV DIPPED;M20;700 MM LG THREADED ROD;O/H TRANSMISSION HARDWARE; PACK OF 1; | GREATWST |  | 19499 | CURRENT | 1
19500 | ROD,CONTINUOUS THREAD. | STEEL;HOT GALV DIPPED;M20;750 MM LG THREADED ROD;O/H TRANSMISSION HARDWARE; PACK OF 1; | GREATWST |  | 19500 | CURRENT | 1
19501 | ROD,CONTINUOUS THREAD. | STEEL;HOT GALV DIPPED;M20;800 MM LG THREADED ROD;O/H TRANSMISSION HARDWARE; PACK OF 1; | GREATWST |  | 19501 | PURCHASE AS REQUIRED | 1
19502 | ROD,CONTINUOUS THREAD. | STEEL;HOT GALV DIPPED;M20;850 MM LG THREADED ROD;O/H TRANSMISSION HARDWARE; PACK OF 1; | GREATWST |  | 19502 | CURRENT | 1
19503 | ROD,CONTINUOUS THREAD. | STEEL;HOT GALV DIPPED;M20;900 MM LG THREADED ROD;O/H TRANSMISSION HARDWARE; PACK OF 1; | GREATWST |  | 19503 | PURCHASE AS REQUIRED | 1
19504 | ROD,CONTINUOUS THREAD. | STEEL;HOT GALV DIPPED;M20;950 MM LG THREADED ROD;O/H TRANSMISSION HARDWARE; PACK OF 1; | GREATWST |  | 19504 | CURRENT | 1
19505 | ROD,CONTINUOUS THREAD. | STEEL;HOT GALV DIPPED;M20;1000 MM LG THREADED ROD;O/H TRANSMISSION HARDWARE; PACK OF 1; | GREATWST |  | 19505 | CURRENT | 1
19507 | ROD,CONTINUOUS THREAD. | STEEL;HOT GALV DIPPED;M24;500 MM LG THREADED ROD;O/H TRANSMISSION HARDWARE; PACK OF 1; | GREATWST |  | 19507 | STRATEGIC SPARE | 1
19508 | ROD,CONTINUOUS THREAD. | STEEL;HOT GALV DIPPED;M24;550 MM LG THREADED ROD;O/H TRANSMISSION HARDWARE; PACK OF 1; | GREATWST |  | 19508 | CURRENT | 1
19509 | ROD,CONTINUOUS THREAD. | STEEL;HOT GALV DIPPED;M24;600 MM LG THREADED ROD;O/H TRANSMISSION HARDWARE; PACK OF 1; | GREATWST |  | 19509 | CURRENT | 1
19510 | ROD,CONTINUOUS THREAD. | STEEL;HOT GALV DIPPED;M24;650 MM LG THREADED ROD;O/H TRANSMISSION HARDWARE; PACK OF 1; | GREATWST |  | 19510 | STRATEGIC SPARE | 1
19511 | ROD,CONTINUOUS THREAD. | STEEL;HOT GALV DIPPED;M24;700 MM LG THREADED ROD;O/H TRANSMISSION HARDWARE; PACK OF 1; | GREATWST |  | 19511 | PURCHASE AS REQUIRED | 1
19512 | ROD,CONTINUOUS THREAD. | STEEL;HOT GALV DIPPED;M24;750 MM LG THREADED ROD;O/H TRANSMISSION HARDWARE; PACK OF 1; | GREATWST |  | 19512 | PURCHASE AS REQUIRED | 1
19513 | ROD,CONTINUOUS THREAD. | STEEL;HOT GALV DIPPED;M24;800 MM LG THREADED ROD;O/H TRANSMISSION HARDWARE; PACK OF 1; | GREATWST |  | 19513 | PURCHASE AS REQUIRED | 1
19514 | ROD,CONTINUOUS THREAD. | STEEL;HOT GALV DIPPED;M24;850 MM LG THREADED ROD;O/H TRANSMISSION HARDWARE; PACK OF 1; | GREATWST |  | 19514 | PURCHASE AS REQUIRED | 1
19515 | ROD,CONTINUOUS THREAD. | STEEL;HOT GALV DIPPED;M24;900 MM LG THREADED ROD;O/H TRANSMISSION HARDWARE; PACK OF 1; | GREATWST |  | 19515 | PURCHASE AS REQUIRED | 1
19516 | ROD,CONTINUOUS THREAD. | STEEL;HOT GALV DIPPED;M24;950 MM LG THREADED ROD;O/H TRANSMISSION HARDWARE; PACK OF 1; | GREATWST |  | 19516 | PURCHASE AS REQUIRED | 1
19517 | ROD,CONTINUOUS THREAD. | STEEL;HOT GALV DIPPED;M24;1000 MM LG THREADED ROD;O/H TRANSMISSION HARDWARE; PACK OF 1; | GREATWST |  | 19517 | PURCHASE AS REQUIRED | 1
19518 | ROD,CONTINUOUS THREAD. | STEEL;HOT GALV DIPPED;M24;3000 MM LG THREADED ROD;O/H TRANSMISSION HARDWARE; PACK OF 1; | BOLTS | BOLTS & INDUSTRAIL SUPPLIERS P/L | HTTRM243G | PURCHASE AS REQUIRED | 1
19518 | ROD,CONTINUOUS THREAD. | STEEL;HOT GALV DIPPED;M24;3000 MM LG THREADED ROD;O/H TRANSMISSION HARDWARE; PACK OF 1; | GREATWST |  | 19518 | PURCHASE AS REQUIRED | 2
19519 | TERMINAL,LUG | Compression Deadend, Al, 4 x 14mm Hole, 50mm Centre, 30Deg Palm Bend on Edge, suit Venus, Sulphur 61/3.75 AAC, AAAC & Pawpaw 54/3.75+ 19/2.25 ACSR/GZ | PLP AUST | PREFORMED LINE PRODUCTS (AUST) | CDET-338-2 | CURRENT | 1
19520 | TERMINAL,LUG | COMPRESSION PALM LUG TO SUIT TAURUS (19/4.75 AAC), OXYGEN (19/4.75 AAAC) & RUTILE (19/4.75 AAAC); 30 DEG BENT ON EDGE LUG TO SUIT INLINE/EYE TAIL; | PLP AUST | PREFORMED LINE PRODUCTS (AUST) | EPJT-TAURUS-TN4-30 | CURRENT | 1
19521 | TERMINAL,LUG | COMPRESSION PALM LUG TO SUIT SATURN (37/3.00 AAC), NITROGEN (37/3.00 AAAC) & LEMON (30/7/3.00 ACSR) 30 DEG BENT ON EDGE LUG TO SUIT INLINE/EYE TAIL, | PLP AUST | PREFORMED LINE PRODUCTS (AUST) | CDET-210-1 | CURRENT | 1
19523 | CLAMP,STRAIN | COMPRESSION DEAD-END;TO SUIT TAURUS 19/4.75 AAC;NO LUG SUPPLIED;HAS EYE TAIL ARRANGEMENT;CENTRE PALM CONFIGURATION, 2 HOLES 14 MM DIA;50 MM APART;BOX OF 1; | PLP AUST | PREFORMED LINE PRODUCTS (AUST) | CDEA-238-1-EN | CURRENT | 1
19524 | CLAMP,STRAIN | COMPRESSION DEAD-END;TO SUIT SULPHUR 61/3.75 AAAC;NO LUG SUPPLIED;HAS EYE TAIL ARRANGEMENT;CENTRE PALM CONFIGURATION 4 HOLES 14 MM DIA,50 MM | PLP AUST | PREFORMED LINE PRODUCTS (AUST) | CDEAAAC-338-1 | CURRENT | 1
19525 | CLAMP,STRAIN | COMPRESSION DEAD-END;TO SUIT NITROGEN 37/3.00 AAAC;NO LUG SUPPLIED;HAS EYE TAIL ARRANGEMENT;CENTRE PALM CONFIGURATION 2 HOLES 14 MM DIA,50 MM | PLP AUST | PREFORMED LINE PRODUCTS (AUST) | CDEAAAC-210-1 | STRATEGIC SPARE | 1
19526 | CLAMP,STRAIN | COMPRESSION DEAD-END;TO SUIT OXYGEN 19/4.75 AAAC;NO LUG SUPPLIED;HAS EYE TAIL ARRANGEMENT;CENTRE PALM CONFIGURATION 2 HOLES,14 MM DIA,50 MM | PLP AUST | PREFORMED LINE PRODUCTS (AUST) | CDEAAAC-238-1 | CURRENT | 1
19526 | CLAMP,STRAIN | COMPRESSION DEAD-END;TO SUIT OXYGEN 19/4.75 AAAC;NO LUG SUPPLIED;HAS EYE TAIL ARRANGEMENT;CENTRE PALM CONFIGURATION 2 HOLES,14 MM DIA,50 MM | DULMISON | DULMISON (AUST) PTY LTD | HD710E2 | CURRENT | 2
19527 | CLAMP,STRAIN | COMPRESSION DEAD-END;TO SUIT SATURN 37/3.00 AAC;NO LUG SUPPLIES;HAS EYE TAIL ARRANGEMENT;CENTRE PALM CONFIGURATION 2 HOLES,14 MM DIA,50 MM APART; | PLP AUST | PREFORMED LINE PRODUCTS (AUST) | CDEA-210-1 | CURRENT | 1
19528 | CLAMP,SUSPENSION,ELEC CONDUCTOR | STRAIGHT-LINE OR ANGLE;AMOUR GRIP SUSPENSION UNIT (AGSU);AL ALLOY WITH NEOPRENE INSERT;AL CONDUCTORS;33.4-34-39 MM DIA;SUITS VENUS,TOPAZ,SULPHUR & | TECONN | TE CONNECTIVITY LTD | HSC-3070 | CURRENT | 1
19528 | CLAMP,SUSPENSION,ELEC CONDUCTOR | STRAIGHT-LINE OR ANGLE;AMOUR GRIP SUSPENSION UNIT (AGSU);AL ALLOY WITH NEOPRENE INSERT;AL CONDUCTORS;33.4-34-39 MM DIA;SUITS VENUS,TOPAZ,SULPHUR & | MACLEAN | MACLEAN POWER PL - E15128 | HSC-3375 | CURRENT | 2
19528 | CLAMP,SUSPENSION,ELEC CONDUCTOR | STRAIGHT-LINE OR ANGLE;AMOUR GRIP SUSPENSION UNIT (AGSU);AL ALLOY WITH NEOPRENE INSERT;AL CONDUCTORS;33.4-34-39 MM DIA;SUITS VENUS,TOPAZ,SULPHUR & | PLP AUST | PREFORMED LINE PRODUCTS (AUST) | AGS-5139-16 | CURRENT | 2
19533 | OUTREACH ARM | Estate Minor Road, 0.5m Single, 0 Deg Upcast, Galv Steel, Navy, EQTS 05-02-01 (scm) | GM POLES | GM POLES PTY LTD | SL-AVE-S-NV | CURRENT | 2
19533 | OUTREACH ARM | Estate Minor Road, 0.5m Single, 0 Deg Upcast, Galv Steel, Navy, EQTS 05-02-01 (scm) | IUPOLE | INTERNATIONAL UTILITY POLES PTY LTD | EX-19533 | CURRENT | 2
19533 | OUTREACH ARM | Estate Minor Road, 0.5m Single, 0 Deg Upcast, Galv Steel, Navy, EQTS 05-02-01 (scm) | INGALEPS | INGAL EPS (CONTRACTOR) | GEX19533 | CURRENT | 1
19534 | OUTREACH ARM | Estate Minor Road, 0.5m Double, 0 Deg Upcast, Galv Steel, Navy, EQTS 05-02-01 (scm) | GM POLES | GM POLES PTY LTD | SL-AVE-D-NV | CURRENT | 2
19534 | OUTREACH ARM | Estate Minor Road, 0.5m Double, 0 Deg Upcast, Galv Steel, Navy, EQTS 05-02-01 (scm) | IUPOLE | INTERNATIONAL UTILITY POLES PTY LTD | EX-19534 | CURRENT | 2
19534 | OUTREACH ARM | Estate Minor Road, 0.5m Double, 0 Deg Upcast, Galv Steel, Navy, EQTS 05-02-01 (scm) | INGALEPS | INGAL EPS (CONTRACTOR) | GEX19534 | CURRENT | 1
19535 | CLAMP,ELECTRICAL | Insulating Blanket Peg, 50mm Spring Clamp, Quick Grip, Blue, HD Nylon | IRWIN |  | PEG58200 | CURRENT | 2
19535 | CLAMP,ELECTRICAL | Insulating Blanket Peg, 50mm Spring Clamp, Quick Grip, Blue, HD Nylon | STATEWD | STATEWIDE FSTNERS & ENG SPLS PL | QG58200 | CURRENT | 2
19535 | CLAMP,ELECTRICAL | Insulating Blanket Peg, 50mm Spring Clamp, Quick Grip, Blue, HD Nylon | TEN | THE ENERGY NETWORK | PEG58200 | CURRENT | 1
19535 | CLAMP,ELECTRICAL | Insulating Blanket Peg, 50mm Spring Clamp, Quick Grip, Blue, HD Nylon | IRWIN |  | QG58200 | CURRENT | 2
19536 | ENCLOSURE,ELECTRICAL BOX | RECLOSER PROTECTION;C/W FUSE HOLDER W/- 2 AMP HRC FUSE & TERMINAL BLOCK; 2 GROMMETTED BOTTOM & 1 UNGROMMETTED REAR ENTRY;SPARE FUSE SC19537;PACK OF 1, | SICAME | SICAME AUSTRALIA PTY LTD | 52462-61 | STRATEGIC SPARE | 2
19536 | ENCLOSURE,ELECTRICAL BOX | RECLOSER PROTECTION;C/W FUSE HOLDER W/- 2 AMP HRC FUSE & TERMINAL BLOCK; 2 GROMMETTED BOTTOM & 1 UNGROMMETTED REAR ENTRY;SPARE FUSE SC19537;PACK OF 1, | FLOWLINE | FLOWLINE INDUSTRIES PTY LTD | ESQ19536 | STRATEGIC SPARE | 1
19537 | FUSE ELEMENT,ELEC | 2 AMP;240 V;HRC;20KA;8X32;gG; SPARE FUSE FOR SC19536; | FUSECO | FUSECO PTY LTD | 420502 | MAINTENANCE STOCK | 1